## Sheet1
ISO | Queue Position | Service Type | Queue Date | Project Name | Technology | Capacity (MW) | Summer MW | Winter MW | County | State | Projected COD | Withdrawal Date | POI Name | Feasibility Study Status | System Impact Study Status | Optional Study | Facilities Study Status | Interconnection Agreement Status | Project Status
NEISO | 1601 | G | 2025-01-14 | BESS | BAT | 4.99 | 4.99 | 4.99 | Essex | MA | 2027-02-03 |  | NGRID KING ST T3
NEISO | 1600 | G | 2024-12-12 | Chazy Lake BESS (NYISO-C24-308) | BAT | 50 | 50 | 50 | Clinton | NY | 2028-08-01 |  | NYISO Patnode 230 kV
NEISO | 1599 | G | 2024-12-12 | Dover NY BESS (NYISO-C24-316) | BAT | 1000 | 1000 | 1000 | Dutchess | NY | 2028-05-01 |  | NYISO Pleasant Valley-Cricket Valley 345 kV
NEISO | 1598 | G | 2024-12-12 | Zenobe Rotterdam LLC (NYISO-C24-191) | BAT | 100 | 100 | 100 | Schenectady | NY | 2028-06-01 |  | NYISO Rotterdam 115 kV
NEISO | 1597 | G | 2024-12-12 | New Scotland BESS (NYISO-C24-045) | BAT | 1350 | 1350 | 1350 | Albany | NY | 2027-09-01 |  | NYISO New Scotland 345 kV
NEISO | 1596 | G | 2024-12-12 | NY Chateaugay 0 Willis Rd Storage (NYISO-C24-304-004) | BAT | 150 | 150 | 150 | Franklin | NY | 2028-02-01 |  | NYISO Willis 230 kV Substation
NEISO | 1595 | G | 2024-12-12 | Willard Storage (NYISO-C24-148) | BAT | 300 | 300 | 300 | Rensselaer | NY | 2028-10-01 |  | NYISO Eastover 115 kV
NEISO | 1594 | G | 2024-11-15 | Woonsocket Substation – Tifft ST BESS | BAT | 4.5 | 4.5 | 4.5 | Providence | RI | 2026-12-31 |  | RIE feeder 26W7, Woonsocket Substation
NEISO | 1593 | G | 2024-11-15 | Point St Substation – Aldrich St BESS | BAT | 3 | 3 | 3 | Providence | RI | 2026-12-31 |  | RIE feeder 76F6, Point St Substation
NEISO | 1592 | G | 2024-08-21 | SHELD BESS | BAT | 3 | 3 | 3 | Hampden | MA | 2025-09-01 |  | South Hadley Electric Light Department 13.8KV
NEISO | 1591 | G | 2024-08-19 | Chase Hill Substation - Western RI DER Study #3 | SUN | 2.375 | 2.375 | 2.375 | Washington | RI | 2026-12-31 |  | RIE Feeder 155F2, Chase Hill Substation
NEISO | 1590 | G | 2024-08-19 | Tower Hill Substation - Western RI DER Study #3 | SUN | 3.06 | 3.06 | 3.06 | Washington | RI | 2026-12-31 |  | RIE Feeder 88F7, Tower Hill Substation
NEISO | 1589 | G | 2024-08-19 | Kent County Substation - Western RI DER Study #3 | SUN | 21.748 | 21.748 | 21.748 | Kent | RI | 2026-12-31 |  | RIE feeder 3309 and 3311, Kent County Substation
NEISO | 1588 | G | 2024-08-19 | Wood River Substation - Western RI DER Study #3 | SUN | 49 | 49 | 49 | Washington | RI | 2026-12-31 |  | RIE feeder 85T2 and 85T3, Wood River Substation
NEISO | 1587 | G | 2024-08-15 | Battery Storage | BAT | 3 | 3 | 3 | Worcester | MA | 2025-10-15 |  | West Boylston Denton Lovell Substation T2 Transformer fed from the P142W. Distribution Feeder -F23 Hartwell Feeder
NEISO | 1586 | G | 2024-08-14 | Battery Storage | BAT | 16 | 16 | 16 | Chittenden | VT | 2026-04-01 |  | Global Foundries 13.8 kV bus
NEISO | 1585 | G | 2024-08-13 | HGE Group Study | BAT | 12.98 | 12.98 | 12.98 | Hampden | MA | 2026-01-01 |  | Holyoke 52W via 52W6 Circuit or New Circuit
NEISO | 1584 | G | 2024-08-13 | HGE Group Study | NG | 4 | 4 | 4 | Hampden | MA | 2026-01-01 |  | Holyoke 44P via New 34.5 kV Circuit
NEISO | 1583 | G | 2024-08-13 | HGE Group Study | BAT | 4.95 | 4.95 | 4.95 | Hampden | MA | 2025-02-15 |  | Holyoke 17L via 17L16 Circuit
NEISO | 1582 | G | 2024-07-29 | Paxton BESS | BAT | 3 | 3 | 3 | Worcester | MA | 2024-12-02 |  | Paxton Municipal Light Department 13.8KV
NEISO | 1581 | G | 2024-07-29 | TMLP Landfill Solar | SUN | 2.99 | 2.99 | 2.99 | Bristol | MA | 2025-01-25 |  | TMLP Dist Feeder 1841.32 Station 18 13.8kV/115kV
NEISO | 1580 | G | 2024-07-29 | RMLD DER Group Study | BAT | 9.98 | 9.98 | 9.98 | Middlesex | MA | 2025-06-16 |  | RMLD Station 3/NG S145 & T146 Lines
NEISO | 1579 | G | 2024-07-29 | RMLD DER Group Study | BAT | 4.996 | 4.996 | 4.996 | Middlesex | MA | 2025-02-16 |  | RMLD Station 4/EE 211-503 & 211-504 Lines
NEISO | 1578 | G | 2024-06-26 | Solar | SUN | 20 | 20 | 20 | Oxford | ME | 2028-06-06 | 2024-08-12 | CMP 115kV Woodstock Substation | [5 empty] | Under Study
NEISO | 1577 | G | 2024-06-26 | Solar | SUN | 20 | 20 | 20 | Knox | ME | 2028-06-06 | 2024-08-12 | CMP 115KV SECTION 80
NEISO | 1576 | G | 2024-06-26 | Solar | SUN | 20 | 20 | 20 | Cheshire | NH | 2028-06-06 | 2024-08-12 | Eversource 115kV Section L-163, approximately 2.6 miles north of North Keene Substation.
NEISO | 1575 | G | 2024-06-26 | Solar | SUN | 20 | 20 | 20 | Oxford | ME | 2028-06-06 | 2024-08-12 | CMP 115kV Woodstock Substation
NEISO | 1574 | G | 2024-06-26 | Battery Storage | BAT | 20 | 20 | 20 | Merrimack | NH | 2028-06-06 | 2024-08-12 | EVERSOURCE 115KV SECTION C196, APPROXIMATELY 1.5 MILES SOUTH OF THE MERRIMACK SUBSTATION.
NEISO | 1573 | G | 2024-06-26 | Solar | SUN | 20 | 20 | 20 | York | ME | 2028-06-06 | 2024-08-12 | CMP 34.5kV Line 182, located approximately 2.5 miles from the West Buxton Substation.
NEISO | 1572 | G | 2024-06-24 | Solar | SUN | 8.084 | 4.042 | 4.042 | Windham | VT | 2026-06-30 | 2024-08-06 | Vernon #13 69kV
NEISO | 1571 | G | 2024-06-13 | Battery Storage | BAT | 19.73 | 19.73 | 19.73 | Worcester | MA | 2027-06-30 |  | 42.066328, -71.864144 National Grid 69 kV Substation the East Webster 412 substation. |  | Not Started |  |  |  | Under Study
NEISO | 1570 | G | 2024-06-13 | Battery Storage | BAT | 19.73 | 19.73 | 19.73 | Worcester | MA | 2027-06-30 | 2024-09-27 | National Grid 69kV line tap on line A-1S Coordinates: 42.493823759032914, -71.77425691308422. Based off the ISO-NE system diagram, it is assumed that the eastern circuit is A-1S and is the preferred connection. however seeking this to be confirmed with ISO-NE"
NEISO | 1569 | ETU | 2024-06-13 | Non-controllable objective ETU to enable 2400 MW injection |  | 2400 |  |  | New London | CT | 2031-06-30 |  |  | Not Started |  |  |  |  | Under Study
NEISO | 1568 | G | 2024-06-12 | Battery Storage | BAT | 312.84 | 152.7552 | 152.7552 | Washington | RI | 2027-01-31 |  | The Primary Point of Interconnection will be a direct interconnection to the 115-kV bus at Davisville Substation Expansion owned by RI_NGRID. | Not Started |  |  |  |  | Under Study
NEISO | 1567 | G | 2024-06-11 | Battery Storage | BAT | 514.8 | 509.184 | 509.184 | Middlesex | MA | 2027-01-31 |  | The Primary Point of Interconnection will be a direct interconnection will be located on the IC’s property (Lat, long: 42°41'23.38"N, 71°26'20.43"W) by tapping the 345-kV Line 326-2 (Sandy Pond-Lawrence Rd), owned by RI_NGRID, at approx. 8.4 miles from the 345-kV Lawerence Rd Substation. |  | Not Started |  |  |  | Under Study
NEISO | 1566 | G | 2024-06-11 | Wind | WND | 197.4 | 197.4 | 197.4 | Aroostook | ME | 2028-10-01 |  | Orrington – Albion Road 345kV
NEISO | 1565 | G | 2024-06-10 | Battery Storage | BAT | 81 | 81 | 81 | Bristol | MA | 2027-01-31 | 2024-09-11 | Interconnect at the 115kV Sykes Rd Substation owned by MA_NGRID.
NEISO | 1564 | G | 2024-06-06 | Battery Storage | BAT | 100.955 | 100.955 | 100.955 | Windham | VT | 2027-09-30 |  | Vernon 115 kV (Line K-40) Coordinates: 42.78270705350802, -72.51706642321578 |  | Not Started |  |  |  | Under Study
NEISO | 1563 | G | 2024-06-06 | Solar | SUN | 165 | 165 | 165 | Somerset | ME | 2028-06-06 |  | CMP 115kV Line 83 |  | Not Started |  |  |  | Under Study
NEISO | 1562 | G | 2024-06-07 | Battery Storage | BAT | 45.29 | 45.29 | 45.29 | Litchfield | CT | 2027-06-01 | 2024-08-28 | Eversource 115 kV Line from Frost Bridge #8R to Carmel Hill #11S
NEISO | 1561 | G | 2024-06-06 | Battery Storage | BAT | 141.6 | 141.6 | 141.6 | Litchfield | CT | 2027-04-01 |  | 115 kV line between Rocky River and Bulls Bridge substations |  | Not Started |  |  |  | Under Study
NEISO | 1560 | G | 2024-06-06 | Battery Storage | BAT | 133.796 | 133.796 | 133.796 | Bristol | MA | 2027-04-01 |  | Non-PTF 115KV lines ET and W owned by TMLP between Cleary Flood Substation and Substation #16 (W Water St), approximately 1.26 miles from Cleary Flood. Project will interconnect half of the new MW capability to each line. |  | Not Started |  |  |  | Under Study
NEISO | 1559 | G | 2024-06-06 | Battery Storage | BAT | 93.2 | 93.2 | 93.2 | New London | CT | 2027-05-01 |  | 115 kV line 1070 between Ft Hill Farms and Stockhouse Substations, interconnected by a new three-breaker ring bus approximately 2.5 miles from Ft Hill Farms substation and 5.2 miles from Stockhouse Substations. |  | Not Started |  |  |  | Under Study
NEISO | 1558 | G | 2024-06-06 | Battery Storage | BAT | 141.5 | 141.5 | 141.5 | Bristol | MA | 2028-01-01 |  | 115 kV line W4S between Grand Army Substation and Pottersville Substation. Approximately 0.43 miles from Grand Army - 115KV Substation and approximately 2.33 miles from Pottersville / Somerset substations |  | Not Started |  |  |  | Under Study
NEISO | 1557 | G | 2024-06-06 | Battery Storage | BAT | 240.1577 | 240.1577 | 240.1577 | Essex | MA | 2028-01-01 |  | 115 kV Wakefield Junction Substation |  | Not Started |  |  |  | Under Study
NEISO | 1556 | G | 2024-06-06 | Battery Storage | BAT | 204.818 | 204.818 | 204.818 | Worcester | MA | 2027-10-11 |  | Eversource 345 kV Line 3361, approximately 3.2 miles from Sherman Road and 7.6 miles from Blackstone. |  | Not Started |  |  |  | Under Study
NEISO | 1555 | G | 2024-06-06 | Battery Storage | BAT | 214.1568 | 214.1568 | 214.1568 | Essex | MA | 2028-01-01 |  | 115KV Line Q-169 between Resco-Saugus Tap and Melrose #2 Tap. Approximately 2.4 miles from Melrose #2 Tap and approximately 2.35 miles from Resco-Saugus Tap |  | Not Started |  |  |  | Under Study
NEISO | 1554 | G | 2024-06-07 | Battery Storage | BAT | 414.632 | 414.632 | 414.632 | Providence | RI | 2027-10-11 | 2024-11-07 | NEP transmission line: 345 kV line 359, approximately 10.55 miles from West Farnum and 10.81 miles from Kent County substations. |  | Not Started |  |  |  | Under Study
NEISO | 1553 | G | 2024-06-04 | Battery Storage | BAT | 135.6 | 126.401 | 126.401 | Middlesex | MA | 2028-05-01 |  | Primary Point of Interconnection - National Grid Tewksbury 115kV substation, Open position opposite the J-162 line |  | Not Started |  |  |  | Under Study
NEISO | 1552 | G | 2024-06-04 | Battery Storage | BAT | 133.2 | 133.2 | 133.2 | Hartford | CT | 2028-04-01 | 2024-11-22 | Eversource Energy Corporation owned 115 kV Line 1756 |  | Not Started |  |  |  | Under Study
NEISO | 1551 | G | 2024-05-31 | Battery Storage | BAT | 190 | 181.78 | 181.78 | Worcester | MA | 2027-01-31 |  | The Primary Point of Interconnection will be located on the IC’s property (Lat, long: 42°21'44.53"N, 72° 2'22.57"W) by tapping the 115-kV Line A127-4 (Barre-Paxton) at approx. 6km from Barre Substation owned by MA_NGRID. |  | Not Started |  |  |  | Under Study
NEISO | 1550 | G | 2024-05-31 | Battery Storage | BAT | 76 | 76 | 76 | Plymouth | MA | 2027-01-31 | 2024-08-02 | The Primary Point of Interconnection will be located on the IC’s property (Lat, long: 41°58'7.22"N, 71° 1'18.59"W) by tapping the 115-kV Line U6-4 (Bridgewater-Raynham) at approx. 7,87 Km from Bridgewater Substation. The Alternative Point of Interconnection will be a direct interconnection to the 115-kV bus at Bridgewater Substation owned by MA_NGRID.
NEISO | 1549 | G | 2024-06-03 | Battery Storage | BAT | 108 | 108 | 108 | Providence | RI | 2027-01-31 | 2024-10-18 | The Primary Point of Interconnection will be a direct interconnection to the 115-kV bus at Highland Park Substation owned by RI_NGRID. The Alternative Point of Interconnection will be located on the IC’s property (Lat, long: 41°59'46.60"N, 71°28'16.01"W) by tapping the 115-kV Line J16 (Riverside-Highland Park) at approx. 0.27 km from Highland Park Substation. |  | Not Started |  |  |  | Under Study
NEISO | 1548 | G | 2024-05-31 | Battery Storage | BAT | 165.76 | 165.76 | 165.76 | Providence | RI | 2028-03-01 | 2024-10-17 | Primary POI: 42.001693, -71.710650, Eversource Line 347, Sherman Road to Killingly 345kV Alternate POI: 42.001693, -71.710650, Eversource West Farnum to Lake Road 345kV | Not Started |  |  |  |  | Under Study
NEISO | 1547 | G | 2024-05-31 | Solar | SUN | 19.6 |  |  | Penobscot | ME | 2027-12-01 |  | Clifton Switchyard in Clifton, Maine. |  | Not Started |  |  |  | Under Study
NEISO | 1546 | G | 2024-05-30 | Battery Storage | BAT | 202.07 | 202.07 | 202.07 | Berkshire | MA | 2030-06-06 |  | MA_WMECO Partridge 115kV substation. | Not Started |  |  |  |  | Under Study
NEISO | 1545 | G | 2024-05-30 | Battery Storage | BAT | 100.7521 | 100.7521 | 100.7521 | Franklin | MA | 2028-08-01 |  | MA_WMECO 115 kV Erving Substation Bus No. 116107 | Not Started |  |  |  |  | Under Study
NEISO | 1544 | G | 2024-05-29 | Battery Storage | BAT | 0 | 105 | 105 | Franklin | MA | 2029-12-30 | 2024-07-03 | 115 kV B128 line; 18.88 miles from Barre B128 and 5.3 miles from French King
NEISO | 1543 | G | 2024-05-28 | Battery Storage | BAT | 588.3 | 588.3 | 588.3 | Barnstable | MA | 2028-12-01 |  | The project will tap the Bourne-Jordan Pond (342) 345kV line with a new three breaker ring bus to connect the project. | Not Started |  |  |  |  | Under Study
NEISO | 1542 | G | 2024-05-28 | Battery Storage | BAT | 202.07 | 202.07 | 202.07 | Hampden | MA | 2030-01-24 |  | MA_WMECO Blandford 115kV substation | Not Started |  |  |  |  | Under Study
NEISO | 1541 | G | 2024-05-28 | Battery Storage | BAT | 101 | 101 | 101 | Middlesex | MA | 2028-05-31 |  | 42.385528, -71.490823 on Hudson-Sudbury 115kV line |  | Not Started |  |  |  | Under Study
NEISO | 1540 | G | 2024-05-15 | EE CT DER Group Study | BAT | 19.999 | 19.999 | 19.999 | Hartford | CT | 2025-12-31 |  | EE Enfield 12C
NEISO | 1539 | G | 2024-05-15 | EE CT DER Group Study | BAT | 20 | 20 | 20 | Middlesex | CT | 2027-04-05 |  | EE 30K DOOLEY
NEISO | 1538 | G | 2024-05-15 | EE CT DER Group Study | BAT | 4.99 | 4.99 | 4.99 | New London | CT | 2025-12-31 |  | EE Flanders 11Y
NEISO | 1537 | G | 2024-05-15 | EE CT DER Group Study | BAT | 4.99 | 4.99 | 4.99 | New London | CT | 2025-12-31 |  | EE 1Q UNCASVILLE
NEISO | 1536 | G | 2024-05-15 | EE CT DER Group Study | SUN | 3.74 | 3.74 | 3.74 | Litchfield | CT | 2024-07-01 | 2024-05-29 | EE WINSTED 33B/CAMPVILLE
NEISO | 1535 | G | 2024-05-08 | EE 2024 SEMA/Cape ASO Group Study | SUN BAT | 2.805 | 2.805 | 2.805 | Barnstable | MA | 2026-12-31 |  | EE STA_946 Mashpee
NEISO | 1534 | G | 2024-05-08 | EE 2024 SEMA/Cape ASO Group Study | SUN BAT | 4.98 | 4.98 | 4.98 | Plymouth | MA | 2026-12-31 |  | EE STA_646 Crystal Spring
NEISO | 1533 | G | 2024-05-08 | EE 2024 SEMA/Cape ASO Group Study | SUN BAT | 16.94 | 16.94 | 16.94 | Plymouth | MA | 2026-12-31 |  | EE STA_713 Tremont
NEISO | 1532 | G | 2024-05-08 | EE 2024 SEMA/Cape ASO Group Study | SUN BAT | 4.999 | 4.999 | 4.999 | Plymouth | MA | 2026-12-31 |  | EE STA_727 Brook Street
NEISO | 1531 | G | 2024-05-08 | EE 2024 SEMA/Cape ASO Group Study | SUN BAT | 4.98 | 4.98 | 4.98 | Plymouth | MA | 2024-12-31 |  | EE STA_745 Rochester
NEISO | 1530 | G | 2024-05-08 | EE 2024 SEMA/Cape ASO Group Study | SUN BAT | 4.999 | 4.999 | 4.999 | Bristol | MA | 2026-12-31 |  | EE STA_624 Wing Lane
NEISO | 1529 | G | 2024-05-08 | EE 2024 SEMA/Cape ASO Group Study | BAT | 4.99 | 4.99 | 4.99 | Plymouth | MA | 2024-12-31 |  | EE STA_738 Duxbury
NEISO | 1528 | G | 2024-05-08 | EE 2024 SEMA/Cape ASO Group Study | BAT | 4.9992 | 4.9992 | 4.9992 | Plymouth | MA | 2026-12-31 |  | EE TA_739 Marshfield
NEISO | 1527 | G | 2024-05-08 | EE 2024 SEMA/Cape ASO Group Study | SUN BAT | 2.5 | 2.5 | 2.5 | Barnstable | MA | 2026-12-31 |  | EE STA_933 Falmouth
NEISO | 1526 | G | 2024-05-08 | EE 2024 SEMA/Cape ASO Group Study | SUN BAT | 4.98 | 4.98 | 4.98 | Bristol | MA | 2026-12-31 |  | EE STA_636 Industrial Park
NEISO | 1525 | G | 2024-05-06 | Battery Storage | BAT | 134.7 | 134.7 | 134.7 | New Haven | CT | 2027-01-31 | 2024-06-25 | The Primary Point of Interconnection will be located on the IC’s property (Lat, long: 41°28'9.40"N, 73° 7'52.44"W) by tapping the 115-kV Line 1619 (Towantic-Stevenson) at approx. 1.8 Km from Towantic Substation. The Alternative Point of Interconnection will be a direct interconnection to the 115-kV bus at Oxford Substation owned by CT_CL&P.
NEISO | 1524 | G | 2024-05-06 | Battery Storage | BAT | 237.6 | 237.6 | 237.6 | Hartford | CT | 2027-01-31 |  | The Primary Point of Interconnection will be located on the IC’s property (Lat, long: 41°49'19.50"N, 72°43'23.49"W) by tapping the 115-kV Line 1751 (Bloomfield_J-NW.Hartford) at approx. 0.98 km from Bloomfield Substation owned by CT_CL&P. The Alternative Point of Interconnection will be a direct interconnection to the 115-kV bus at Bloomfield Substation owned by CT_CL&P. |  | Not Started |  |  |  | Under Study
NEISO | 1523 | G | 2024-05-06 | Battery Storage | BAT | 253.816 | 253.816 | 253.816 | Norfolk | MA | 2029-06-01 |  | National Grid’s 115kV South Wrentham substation | Not Started |  |  |  |  | Under Study
NEISO | 1522 | G | 2024-04-25 | Battery Storage | BAT | 150 | 125.5 | 125.5 | Bristol | MA | 2028-05-01 | 2024-08-16 | Primary POI will be National Grid Line C-181 (Brayton Point to Reynolds Ave, 115 kV). Primary POI is 10.6 miles from Brayton Point and 1.9 miles from Reynolds Ave. POI Coords: 41.856375, -71.193471
NEISO | 1521 | G | 2024-04-22 | Solar CNR only | SUN | 0 | 50 | 50 | Addison | VT | 2026-05-31 |  | Vergennes 115 kV Substation
NEISO | 1520 | G | 2024-04-16 | Battery Storage | BAT | 125 | 125 | 125 | New Haven | CT | 2028-05-01 |  | Primary POI: Eversource Owned 115kV Line # 1142 Alternate POI 1: 115kV Express Feeder to Oxford 26N Substation Alternate POI 2: Eversource Owned 115kV Line # 1403 |  | In Progress |  |  |  | Under Study
NEISO | 1519 | G | 2024-04-12 | Offshore Wind | WND | 1200 | 1200 | 1200 |  | RI | 2031-04-10 |  | Kent County 345kV | Not Started |  |  |  |  | Under Study
NEISO | 1518 | G | 2024-04-09 | Battery Storage | BAT | 139.5 | 139.5 | 139.5 | Berkshire | MA | 2028-08-30 |  | Eversource, Partridge 115kV Substation | Not Started |  |  |  |  | Under Study
NEISO | 1517 | G | 2024-04-09 | Battery Storage | BAT | 365.8 | 365.8 | 365.8 | Franklin | MA | 2028-08-30 |  | National Grid 69kV Line E-5D Deerfeild-Shutesbury | Not Started |  |  |  |  | Under Study
NEISO | 1516 | G | 2024-04-09 | Battery Storage | BAT | 114.7 | 114.7 | 114.7 | Windsor | VT | 2028-08-30 |  | Vermont Electric Power Company (VELCO) Ascutney 115 kV Substation | Not Started |  |  |  |  | Under Study
NEISO | 1515 | G | 2024-04-09 | Battery Storage | BAT | 508.4 | 508.4 | 508.4 | Berkshire | MA | 2028-08-30 |  | Alps-Berkshire 345kV line | Not Started |  |  |  |  | Under Study
NEISO | 1514 | G | 2024-04-08 | Battery Storage | BAT | 408.1 | 408.1 | 408.1 | Worcester | MA | 2028-08-30 |  | National Grid Barre Tap-Wendell Depot Tap 115kV | In Progress |  |  |  |  | Under Study
NEISO | 1513 | G | 2024-04-08 | Battery Storage | BAT | 408.1 | 408.1 | 408.1 | Worcester | MA | 2028-08-30 |  | Bear Swamp- Pratts Junction 230kV | In Progress |  |  |  |  | Under Study
NEISO | 1512 | G | 2024-04-08 | Battery Storage + Solar | SUN BAT | 100.4637 | 100.4637 | 100.4637 | Franklin | MA | 2027-12-31 | 2024-05-29 | New England Power Co, 115 kV, 2.25 miles from E131 TAP 113010 and 3.29 miles from HARRIMAN 113146) (115 kV)
NEISO | 1511 | G | 2024-04-08 | Battery Storage | BAT | 250.8939 | 250.8939 | 250.8939 | Hampden | MA | 2027-12-31 | 2024-05-14 | Western Massachusetts Electric Company (Eversource Energy) 345kV Ludlow
NEISO | 1510 | G | 2024-04-03 | Battery Storage | BAT | 152.7552 | 152.7552 | 152.7552 | Wocester | MA | 2027-12-31 |  | Carpenter Hill substation, 115 kV bus, National Grid at open bay | Not Started |  |  |  |  | Under Study
NEISO | 1509 | G | 2024-04-03 | Battery Storage | BAT | 152.7552 | 152.7552 | 152.7552 | Worcester | MA | 2027-12-31 |  | 3-breaker ring bus tapping the W175 line. ESA sub located approximately 0.23 miles from West Charlton 115 kV substation at current coordinates 42° 8'10.02"N 72° 1'30.37"W | In Progress |  |  |  |  | Under Study
NEISO | 1508 | G | 2024-04-01 | Battery Storage | BAT | 167.1 | 167.1 | 167.1 | Hartford | CT | 2028-04-01 | 2024-09-26 | Primary POI: 345kV Line, Agawam to North Bloomfield Line, POI: 42.031254, -72.698516 Alternative POI: 115kV Line, Tap156253 to North Bloomfield, POI: 42.031274, -72.698830
NEISO | 1507 | G | 2024-03-27 | Solar Increase | SUN | 25 | 177.4113 | 177.4113 | Hartford | CT | 2028-12-15 |  | To interconnect at the POI of Gravel Pit Solar as an increase to (QP1030 + QP 1247 + QP 1357), the POI is the new Gravel Pit Solar substation at the new three-breaker ring bus on the 115 kV Connecticut Light & Power Company 1200 line between Barbour Hill and Windsor Locks. |  | Not Started |  |  |  | Under Study
NEISO | 1506 | G | 2024-03-22 | Battery Storage | BAT | 152.656 | 152.656 | 152.656 | Middlesex | MA | 2028-06-01 | 2024-04-18 | The proposed POI is tapping Eversource’s 115kV transmission line from Hudson to Sudbury.
NEISO | 1505 | G | 2024-03-14 | Offshore Wind | WND | 1275 | 1275 | 1275 |  | CT | 2031-09-01 |  | Eversource 345kV Montville Substation | Not Started |  |  |  |  | Under Study
NEISO | 1504 | G | 2024-03-13 | Solar | SUN | 10 | 10 | 10 | Belknap | NH | 2025-12-31 | 2024-03-20 | EE Laconia substation
NEISO | 1503 | G | 2024-03-13 | EE Lost Nation Group DG Study | SUN | 9.98 | 9.98 | 9.98 | Coos | NH | 2025-12-31 | 2024-03-20 | EE Lost Nation substation
NEISO | 1502 | G | 2024-03-28 | Battery Storage | BAT | 19.3 |  |  | Franklin | VT | 2026-07-01 |  | Direct connection to VELCO 115kV Highgate substation (44.943833, -73.058515) |  | Not Started |  |  |  | Under Study
NEISO | 1501 | G | 2024-02-29 | Battery Storage | BAT | 167.1 | 167.1 | 167.1 | New London | CT | 2028-04-01 | 2024-12-11 | Primary POI: 115kV line 1080 (41.5515028, -72.1253556) , Alternate POI: 115kV line 1000 (41.551478, -72.125294) |  | Not Started |  |  |  | Under Study
NEISO | 1500 | G | 2024-02-20 | Offshore Wind CNR only | WND | 0 | 1249.5 | 1249.5 |  | MA | 2033-11-04 |  | National Grid Brayton Point 345kV Substation
NEISO | 1499 | G | 2024-02-13 | Battery Storage | BAT | 115.6 | 115.6 | 115.6 | Hampden | MA | 2026-10-31 |  | Palmer 503 Substation new 115 kV line | In Progress |  |  |  |  | Under Study
NEISO | 1498 | G | 2024-02-08 | Battery Storage | BAT | 109.52 | 109.52 | 110.87 | Fairfield | CT | 2027-12-31 |  | Direct tap into the Pequonnock 115kV substation in Bridgeport, CT |  | Not Started |  |  |  | Under Study
NEISO | 1497 | G | 2024-02-07 | Solar | SUN | 68 | 68 | 68 | Penobscot | ME | 2028-07-15 | 2024-05-14 | Tap on Enfield ME – Passadumkeag 115kV line
NEISO | 1496 | G | 2024-02-07 | Battery Storage addition(QP1192) | SUN BAT | 101.1158 | 202.2316 | 202.2316 | Hartford | CT | 2027-12-15 |  | To interconnect at the POI of Broadleaf Storage, via a shared facility. It is connected as a tap at existing 345 kV line between N. Bloomfield to Agawam Line. POI is approximately 3.6 mi north of N. Bloomfield and 11.5 mi south of Agawam. |  | Not Started |  |  |  | Under Study
NEISO | 1495 | G | 2024-02-22 | Battery Storage | BAT | 19.3 | 19.3 | 19.3 | Windsor | VT | 2026-07-01 |  | Direct connection to VELCO 115kV Windsor substation (43.48988, -72.40858) |  | Not Started |  |  |  | Under Study
NEISO | 1494 | G | 2024-01-26 | Walpole 146 110A - 2023 EE GB ASO | SUN BAT | 4.99 | 4.99 | 4.99 | Norfolk | MA | 2026-12-31 |  | Eversource Walpole 146 110A
NEISO | 1493 | G | 2024-01-26 | Medway 65 110B - 2023 EE GB ASO | SUN BAT | 3.9 | 3.9 | 3.9 | Middlesex | MA | 2026-12-31 |  | Eversource Medway 65 110B
NEISO | 1492 | G | 2024-01-26 | Medway 65 110A - 2023 EE GB ASO | BAT | 4.948 | 4.948 | 4.948 | Middlesex | MA | 2026-12-31 |  | Eversource Medway 65 110A
NEISO | 1491 | G | 2024-01-26 | Canton 470 110A - 2023 EE GB ASO | BAT | 4.99 | 4.99 | 4.99 | Norfolk | MA | 2026-12-31 |  | Eversource Canton 470 110A
NEISO | 1490 | G | 2024-01-17 | EE Mansfield Center DG Cluster | SUN | 19.975 | 19.975 | 19.975 | Tolland | CT | 2024-12-31 |  | EE Card St 11F
NEISO | 1489 | G | 2024-01-17 | EE Mansfield Center DG Cluster | SUN BAT | 10.799 | 10.799 | 10.799 | Tolland | CT | 2025-07-27 |  | EE Mansfield 12J
NEISO | 1488 | G | 2024-01-11 | Offshore Wind | WND | 1275 | 1275 | 1275 |  | CT | 2031-09-01 |  | Intersection of 345 kV transmission lines 364, 371, 383, 310, and 348 | In Progress |  |  |  |  | Under Study
NEISO | 1487 | G | 2024-01-09 | EE CT DG Group Study | SUN | 5 | 5 | 5 | New Haven | CT | 2024-12-31 |  | EE Oxford 26N
NEISO | 1486 | G | 2024-01-02 | Battery Storage | BAT | 300 | 300 | 300 | New Haven | CT | 2027-06-30 |  | Bunker Hill 115kV substation | In Progress |  |  |  |  | Under Study
NEISO | 1485 | G | 2024-01-02 | Offshore Wind CNR | WND | 0 | 1200 | 1200 |  | CT | 2031-05-31 | 2024-08-07 | Eversource (CL&P) 345kV Montville Substation
NEISO | 1484 | G | 2023-12-29 | CMP Moshers/Prides Corner 115 kV SS - Greater Portland Area DG Study | SUN WAT | 3.99 | 3.99 | 3.99 | Cumberland | ME | 2024-12-31 |  | CMP Moshers/Prides Corner 115 kV Substation
NEISO | 1483 | G | 2023-12-29 | CMP Elm St 115 kV SS - Greater Portland Area DG Study | SUN | 4.97 | 4.97 | 4.97 | Cumberland | ME | 2024-12-31 |  | CMP Elm St 115 kV Substation
NEISO | 1482 | G | 2023-12-29 | CMP Spring St 115 kV SS - Greater Portland Area DG Study | SUN | 4.98 | 4.98 | 4.98 | Cumberland | ME | 2024-12-31 |  | CMP Spring St 115 kV Substation
NEISO | 1481 | G | 2023-12-29 | CMP Vallee Lane 115 kV SS - Louden-Biddeford Area DG Study | SUN | 1.99 | 1.99 | 1.99 | Cumberland | ME | 2024-12-31 |  | CMP Vallee Lane 115 kV Substation
NEISO | 1480 | G | 2023-12-29 | CMP Biddeford IP 115 kV SS - Louden-Biddeford Area DG Study | SUN | 4.95 | 4.95 | 4.95 | York | ME | 2024-12-31 |  | CMP Biddeford IP 115 kV Substation
NEISO | 1479 | G | 2023-12-29 | CMP West Buxton 115 kV SS - Louden-Biddeford Area DG Study | SUN | 4.5 | 4.5 | 4.5 | York | ME | 2024-12-31 | 2025-01-07 | CMP West Buxton 115 kV Substation
NEISO | 1478 | G | 2023-12-28 | Battery Storage | BAT | 50 | 50 | 50 | Hampden | MA | 2028-05-25 |  | A new 115kV POI Station tie-in to the Pleasant-Blandford Line adjacent to the existing Eversource Blanford Substation | In Progress |  |  |  |  | Under Study
NEISO | 1477 | G | 2023-12-19 | NG DG @ Sykes Road | BAT | 9.998 | 9.998 | 9.998 | Bristol | MA | 2025-12-31 |  | NG Sykes Rd 282TR (M13N)
NEISO | 1476 | G | 2023-12-18 | NG NEMA Group DER Study | BAT | 5 | 5 | 5 | Middlesex | MA | 2025-12-31 |  | NG East Tewksbury T1
NEISO | 1475 | G | 2023-12-18 | NG NEMA Group DER Study | SUN BAT | 4.998 | 4.998 | 4.998 | Essex | MA | 2025-12-31 |  | NG Newbury 60-4T
NEISO | 1474 | G | 2023-12-18 | NG NEMA Group DER Study | BAT | 9.982 | 9.982 | 9.982 | Essex | MA | 2025-12-31 |  | NG King St T3
NEISO | 1473 | G | 2023-12-14 | Battery Storage | BAT | 202.07 | 202.07 | 202.07 | Hampden | MA | 2028-04-04 | 2024-01-22 | MA_WMECO Blandford 115kV substation
NEISO | 1472 | G | 2023-12-12 | Battery Storage | BAT | 108 | 108 | 108 | Providence | RI | 2027-01-31 | 2024-01-09 | The Primary Point of Interconnection will be a direct interconnection to the 115-kV bus at Highland Park Substation owned by RI_NGRID. The Alternative Point of Interconnection will be located on the IC’s property (Lat, long: 41°59'46.60"N, 71°28'16.01"W) by tapping the 115-kV Line J16 (Riverside-Highland Park) at approx. 0.27 km from Highland Park Substation.
NEISO | 1471 | G | 2023-12-12 | Battery Storage | BAT | 134.7 | 134.7 | 134.7 | New Haven | CT | 2027-01-31 | 2024-02-01 | The Primary Point of Interconnection will be located on the IC’s property (Lat, long: 41°28'9.40"N, 73° 7'52.44"W) by tapping the 115-kV Line 1619 (Towantic-Stevenson) at approx. 1.8 Km from Towantic Substation. The Alternative Point of Interconnection will be a direct interconnection to the 115-kV bus at Oxford Substation owned by CT_CL&P.
NEISO | 1470 | G | 2023-12-12 | Battery Storage | BAT | 237.6 | 237.6 | 237.6 | Hartford | CT | 2027-01-31 | 2024-02-01 | The Primary Point of Interconnection will be located on the IC’s property (Lat, long: 41°49'19.50"N, 72°43'23.49"W) by tapping the 115-kV Line 1751 (Bloomfield_J-NW.Hartford) at approx. 0.98 km from Bloomfield Substation owned by CT_CL&P. The Alternative Point of Interconnection will be a direct interconnection to the 115-kV bus at Bloomfield Substation owned by CT_CL&P.
NEISO | 1469 | G | 2023-12-12 | Battery Storage | BAT | 190 | 190 | 190 | Worcester | MA | 2027-01-31 | 2024-02-15 | The Primary Point of Interconnection will be located on the IC’s property (Lat, long: 42°21'44.53"N, 72° 2'22.57"W) by tapping the 115-kV Line A127-4 (Barre-Paxton) at approx. 6km from Barre Substation owned by MA_NGRID.
NEISO | 1468 | G | 2023-12-12 | Battery Storage | BAT | 76 | 76 | 76 | Plymouth | MA | 2027-01-31 | 2024-01-26 | The Primary Point of Interconnection will be located on the IC’s property (Lat, long: 41°58'7.22"N, 71° 1'18.59"W) by tapping the 115-kV Line U6-4 (Bridgewater-Raynham) at approx. 7,87 Km from Bridgewater Substation. The Alternative Point of Interconnection will be a direct interconnection to the 115-kV bus at Bridgewater Substation owned by MA_NGRID.
NEISO | 1467 | G | 2023-12-12 | Battery Storage | BAT | 69.4 | 69.4 | 69.4 | Worcester | MA | 2026-10-31 |  | National Grid 69KV Meadow Street 552 Substation | Document Posted | Not Started |  |  |  | Under Study
NEISO | 1466 | G | 2023-12-05 | Winslow-County Rd Lakewood 115 kV SS - Winslow-County Rd-Lakewood 2 DG Study | SUN | 20.97 | 20.97 | 20.97 | Kennebec/Somerset | ME | 2024-12-31 |  | CMP Winslow-County Rd Lakewood 115 kV substation
NEISO | 1465 | G | 2023-12-05 | Augusta E/Puddledock/Bowman St 115 kV SS - Midcoast Area DG Study | SUN BAT | 20.6 | 20.6 | 20.6 | Kennebec | ME | 2024-12-31 |  | CMP Augusta E/Puddledock/Bowman St 115 kV substation
NEISO | 1464 | G | 2023-12-05 | Wind Repower | WND | 0 | 35.2 | 35.2 | Caledonia | VT | 2026-12-31 |  | VELCO, 115kV, Sheffield Substation 44.663509, -72.123160 |  | In Progress |  |  |  | Under Study
NEISO | 1463 | G | 2023-11-22 | EE Valley DG Group Study | SUN | 8 | 8 | 8 | Plymouth | MA | 2026-12-31 |  | EE Valley 715 substation
NEISO | 1462 | G | 2023-11-27 | Battery Storage | BAT | 115 | 115 | 115 | Norfolk | MA | 2029-12-20 | 2024-02-20 | Tap on Belmont 115 kV - Stoughton Tap 115 kV Line with three breaker ring bus scheme. POI is located at the 1.75 miles from Stoughton 115kV substation and the 2.8 miles from Belmont Substation. Latitude: 42.09564, Longitude: -71.08200
NEISO | 1461 | G | 2023-10-18 | Battery Addition | KER BAT | 1.498 | 165.38 | 169.25 | Rockingham | NH | 2025-09-01 |  | 400 Gosling Road, Portsmouth, New Hampshire. The project will interconnect to the 115kV Bus 1 & 2 at Schiller Substation, directly adjacent to the project’s proposed location on the former coal storage space directly to the southeast of Schiller Substation. | In Progress |  |  |  |  | Under Study
NEISO | 1460 | G | 2023-10-12 | Battery Storage | BAT | 706.3 | 706.3037 | 706.3037 | Bristol | MA | 2027-09-30 |  | Primary POI: NG Brayton Point 345kV substation Alternate POI: Customer built substation with a tap into the west-most 345kV line exiting the NG 345kV Brayton Point substation | Not Started |  |  |  |  | Under Study
NEISO | 1459 | G | 2023-10-02 | Bath 115 kV SS - Midcoast Area DG Study | SUN | 3.43 | 3.43 | 3.43 | Lincoln | ME | 2024-12-31 | 2025-01-07 | CMP Bath 115 kV Substation
NEISO | 1458 | G | 2023-10-02 | Lincolnville 115 kV SS - Midcoast Area DG Study | SUN | 4.95 | 4.95 | 4.95 | Lincoln | ME | 2024-12-31 | 2025-01-07 | CMP - Lincolnville 115 kV Substation
NEISO | 1457 | G | 2023-10-02 | Mason 115 kV SS - Midcoast Area DG Study | SUN | 3.94 | 3.94 | 3.94 | Lincoln | ME | 2024-12-31 |  | CMP Mason 115 kV Substation
NEISO | 1456 | G | 2023-10-02 | Topsham 115 kV SS - Midcoast Area DG Study | SUN | 1.98 | 1.98 | 1.98 | Waldo/Sagadahoc | ME | 2024-12-31 |  | CMP Topsham 115 kV Substation
NEISO | 1455 | G | 2023-10-02 | Highland/Park St 115 kV SS - Midcoast Area DG Study | SUN | 2 | 2 | 2 | Knox | ME | 2024-12-31 | 2025-01-07 | CMP Highland/Park St 115 kV Substation
NEISO | 1454 | G | 2023-10-02 | Newcastle 115 kV SS - Midcoast Area DG Study | SUN | 11.65 | 11.65 | 11.65 | Cumberland/Kennedbec/Sagadahoc/Lincoln | ME | 2024-12-31 |  | CMP Newcastle 115 kV Substation
NEISO | 1453 | G | 2023-10-02 | Coopers Mills 115 kV SS - Midcoast Area DG Study | SUN | 2.88 | 2.88 | 2.88 | Lincoln | ME | 2024-12-31 | 2025-01-07 | CMP Coopers Mills 115 kV Substation
NEISO | 1452 | G | 2023-10-05 | Battery Storage | BAT | 151.286 | 151.286 | 151.286 | Worcester | MA | 2027-05-28 | 2024-08-08 | The Primary Point of Interconnection will be a new 3-breaker-ring bus located on the IC’s property (Lat, long: 42.322909, -71.984654) which connects to T line A127-4 at 115 KV (Barre Substation to Paxton Substation). The POI distance following the T Line is approximately 7.66 miles from the Barre Substation and approximately 3.04 miles from the Paxton Substation. The Alternative Point of Interconnection will be a new 3-breaker ring bus located on the IC’s property (Lat, long: 42.322909, -71.984654) which connects to T line B128-5 at 115 KV (Treasure Valley Substation to Barre Substation). The POI distance following the T Line is approximately 0.2 miles from the Treasure Valley Substation and 7.66 miles from the Barre Substation. | In Progress |  |  |  |  | Under Study
NEISO | 1451 | G | 2023-10-05 | Offshore wind | WND | 1309 | 1309 | 1309 |  | MA | 2030-09-27 | 2024-07-30 | Primary: Pottersville 115kV Substation, Secondary: Bridgewater 345kV Substation | Not Started |  |  |  |  | Under Study
NEISO | 1450 | G | 2023-09-29 | Woodstock 115 kV SS - Roxbury-Rumford-Woodstock Area DG Study | SUN | 1.623 | 1.623 | 1.623 | Oxford | ME | 2024-12-15 | 2025-01-07 | CMP Woodstock 115 kV Substation
NEISO | 1449 | G | 2023-09-29 | Sturtevant 115 kV SS - Sturtevant-Leeds-Livermore-Ludden-Riley Area Study | SUN | 4.99 | 4.99 | 4.99 | Franklin | ME | 2024-12-30 |  | CMP Sturtevant 115 kV Substation
NEISO | 1448 | G | 2023-09-29 | Ludden Lane 115 kV SS - Sturtevant-Leeds-Livermore-Ludden-Riley Area DG Study | SUN | 1.999 | 1.999 | 1.999 | Oxford | ME | 2024-06-01 |  | CMP Ludden Lane 115 kV Substation
NEISO | 1447 | G | 2023-09-29 | Leeds 115 kV SS - Sturtevant-Leeds-Livermore-Ludden-Riley Area DG Study | SUN | 4.999 | 4.999 | 4.999 | Androscoggin | ME | 2024-09-01 |  | CMP Leeds 115 kV Substation
NEISO | 1446 | G | 2023-09-29 | Raymond 115 kV SS - Raymond Area DG Study | SUN | 25.07 | 25.07 | 25.07 | Cumberland | ME | 2025-06-20 |  | CMP Raymond 115 kV Substation
NEISO | 1445 | G | 2023-09-21 | Solar | SUN | 51.5 | 51.5 | 51.5 | Somerset | ME | 2027-12-15 | 2023-12-15 | The CMP 115 kV Chase Pond substation being built on Section 222.
NEISO | 1444 | G | 2023-09-21 | Battery Storage | BAT | 250 | 250 | 250 | Norfolk | MA | 2027-09-15 | 2023-11-06 | National Grid’s 115kV South Wrentham substation
NEISO | 1443 | G | 2023-09-20 | Battery Storage | BAT | 200 | 202.6914 | 202.6914 | Rockingham | NH | 2026-12-30 | 2023-11-20 | Project will interconnect will be a shared facility at QP-1428's POI - via tap at existing 115 kV line between Eversource 115kV Scobie Pond - Pulpit Rock Line A184 115kV.
NEISO | 1442 | G | 2023-09-18 | Battery Storage | BAT | 151.576 | 151.576 | 151.576 | Bristol | MA | 2027-05-31 | 2024-09-04 | Primary: Eversource 115 kV Cross Road Line 111, alternate: line 109 | Not Started |  |  |  |  | Under Study
NEISO | 1441 | G | 2023-09-18 | Battery Storage | BAT | 103 | 103 | 103 | Hampden | MA | 2027-05-31 | 2023-11-02 | Eversource Southwick Substation (115 KV)
NEISO | 1440 | G | 2023-09-18 | Battery Storage | BAT | 151.556 | 151.556 | 151.556 | Hampden | MA | 2027-05-31 |  | The Primary Point of Interconnection will be a new 3-breaker ring bus located on the IC’s property connecting to Eversource T line 1314 (Agawam to Chicopee) at 115 KV. The POI substation would be 3.39 miles from the Chicopee Substation and 3.66 miles from the Agawam substation. The electric line placement percentage from the Chicopee substation is 48%. Alternative POI: The Alternative Point of Interconnection will be a new 3-breaker ring bus located on the IC’s property connecting to T line 1904 (Piper to Memorial Drive) at 115 KV | In Progress |  |  |  |  | Under Study
NEISO | 1439 | G | 2023-09-18 | Battery Storage | BAT | 151.306 | 151.306 | 151.306 | Hampshire | MA | 2027-05-31 | 2024-10-29 | The Primary Point of Interconnection will be a new 3-breaker ring bus located on the IC’s property which connects to Eversource T line 1113 (Fairmont to Tillson) at 115 KV. The break in the line will take place 4.52 miles from the Fairmont Substation and 10.55 miles from the Tillson substation. The distance from the line break to the 3-breaker ring bus located on the IC’s property will be approximately 0.22 miles. The approximate latitude/longitude coordinates of the 3-breaker ring bus is 42.249111, -72.533752. The Alternative Point of Interconnection will be a new 3-breaker ring bus located on the IC’s property which connects to Eversource T line 1134 (Fairmont to Five Corners) at 115 KV. The break in the line will take place 4.52 miles from the Fairmont Substation and 0.11 miles from the Five Corners Substation. The distance from the line break to the 3-breaker ring bus located on the IC’s property will be approximately 0.22 miles. The approximate latitude/longitude coordinates of the 3-breaker ring bus is 42.249111, -72.533752. | Document Posted |  |  |  |  | Under Study
NEISO | 1438 | G | 2023-10-10 | Solar | SUN | 15.58 | 15.58 | 15.58 | York | ME | 2024-12-31 | 2023-12-11 | CMP 34.5 kV, Section 182
NEISO | 1437 | G | 2023-08-31 | Battery Storage | BAT | 103.32 | 103.32 | 103.5 | New London | CT | 2029-02-01 |  | Montville to Gales Ferry 115kV line 1787, approximately 0.5mi north of Montville Substation |  | Not Started |  |  |  | Under Study
NEISO | 1436 | G | 2023-08-29 | Battery Storage | BAT | 300 | 300 | 300 | New London | CT | 2028-06-01 |  | Line tap of the Eversource 1235 115 kV Line approximately 1200’ from Uncasville 115kV SS | Not Started |  |  |  |  | Under Study
NEISO | 1435 | ETU | 2023-08-21 | Non-controllable objective ETU to enable additional 1200 MW (to QP1309) injection near Millstone sub |  | 1200 |  |  | New London | CT | 2030-12-30 | 2024-11-12 |  |  | Not Started |  |  |  | Under Study
NEISO | 1434 | G | 2023-08-15 | Battery Storage | BAT | 160 | 160 | 160 | Franklin | MA | 2027-12-31 | 2024-06-19 | Lat Long is 42.6254349775399, -72.56881378900127 The NG Harriman - Montague 115 kV line (Y-177) Distances: 3.35 miles to Montague and 20.67 miles to Harriman | Not Started
NEISO | 1433 | G | 2023-08-15 | Battery Storage | BAT | 100 | 100 | 100 | Hampden | MA | 2027-12-31 | 2024-06-19 | Lat Long is 42.13610456666797, -72.27784889556564 This is the National Grid's Little Red Road - Palmer 115 kV line (W-175). The POI is approximately 1.56 miles (23.9%) from the Palmer substation and 4.97 miles (76.1%) to the Little Rest Road substation | Not Started
NEISO | 1432 | G | 2023-08-11 | Battery Storage | BAT | 256.53 | 256.53 | 256.98 | New London | CT | 2028-09-30 | 2024-08-15 | Direct tap into the 115kV Uncasville Substation |  | In Progress
NEISO | 1431 | G | 2023-08-09 | Battery Storage | BAT | 7 | 7 | 7 | Hartford | CT | 2024-12-29 |  | Eversource Northwest Hartford 2N
NEISO | 1430 | G | 2023-08-09 | Battery Storage | BAT | 237.545 | 237.545 | 237.545 | Bristol | MA | 2027-10-17 |  | 115 kV line C181N - Circuit 1. Alternate POI : 345 kV line 327 - Circuit 1 | Not Started |  |  |  |  | Under Study
NEISO | 1429 | G | 2023-08-08 | Wind | WND | 197.4 | 197.4 | 197.4 | Aroostook | ME | 2028-10-01 |  | CMP Orrington - Albion Road 345kV line
NEISO | 1428 | G | 2023-07-25 | Solar | SUN | 101.549 | 101.549 | 101.549 | Rockingham | NH | 2025-12-30 |  | A tap at existing 115 kV line between Eversource 115kV Scobie Pond - Pulpit Rock Line A184 115kV. * The new tap will be located at approx. 42.9292184N, -71.2567898W and along a ~6 mile segment of Line A184 (approx. 4.9 miles northeast of Scobie Pond and approx. 1.1 miles southwest of Pulpit Rock). |  | Not Started |  |  |  | Under Study
NEISO | 1427 | G | 2023-07-21 | Solar | SUN | 253.61 | 253.6103 | 253.6103 | York | ME | 2027-10-01 |  | Lebanon, Maine Line 391 Buxton Sub (CMP) to Scobie Pond (Eversource). GPS coordinates of the POI: 43°22'51.59"N, 70°55'57.74"W. ** This new tap is located approximately 27.8 miles southwest of Buxton substation and approx. 39.9 miles northeast of the Scobie Pond substation. | Document Posted | Not Started |  |  |  | Under Study
NEISO | 1426 | G | 2023-07-14 | Battery Storage | BAT | 528.75 | 528.75 | 529.61 | Bristol | MA | 2028-03-31 | 2024-12-10 | Primary POI is a direct tap into the Pottersville substation in Somerset, MA utilizing shared interconnection facilities with QP1412. Secondary POI is a direct tap into the Pottersville substation. Tertiary POI is a customer substation with a tap into the "Bell Rock Road 118 to Pottersville Station 115 kV" line, 1/2 mile east of the Pottersville substation. | Not Started |  |  |  |  | Under Study
NEISO | 1425 | G | 2023-07-10 | Battery Storage | BAT | 151.596 | 151.596 | 151.596 | Hampden | MA | 2026-10-01 | 2024-09-04 | Western Massachusetts Electric Co South Agawam Switching Station (115 kv) via a new breaker bay | Not Started |  |  |  |  | Under Study
NEISO | 1424 | G | 2023-07-10 | Battery Storage | BAT | 41.2 | 41.2 | 41.2 | Worcester | MA | 2026-09-01 | 2023-08-15 | New England Power Company Westminster Switching Station (69KV Line)
NEISO | 1423 | G | 2023-07-10 | Battery Storage | BAT | 121.6 | 121.6 | 121.6 | Worcester | MA | 2026-09-01 | 2024-09-04 | The Primary Point of Interconnection will be a new 3-breaker ring bus located on the IC’s property which will connect to National Grid T-Line H160 (Northboro Rd to Hudson) at 115 KV. The approximate line-break location will be 0.26 miles from Northboro Rd substation and 7.92 miles from Hudson Substation. The Alternative POI will be a new 3-breaker ring bus located on the IC’s property which connects to T-Line N166 (Northboro Rd to N.Marloboro) at 115 KV. | In Progress |  |  |  |  | Under Study
NEISO | 1422 | G | 2023-07-07 | Battery Storage | BAT | 326 | 326 | 326 | Hartford | CT | 2029-02-02 |  | Barbour Hill Substation 115kV direct connection ( 41.854810, -72.528106) | Not Started |  |  |  |  | Under Study
NEISO | 1421 | G | 2023-07-06 | Battery Storage | BAT | 175.67 | 175.67 | 175.67 | Bristol | MA | 2024-09-08 | 2024-01-26 | 41.987864, -71.265095 Tapping to National Grid 115kV line C181 | In Progress |  |  |  |  | Under Study
NEISO | 1420 | G | 2023-06-29 | Battery Storage | BAT | 175.097 | 175.097 | 175.097 | New London | CT | 2027-12-31 |  | Existing Eversource 115kV structure on Line 1410, West of 39 Dock Road (41.430126, -72.103424). | In Progress |  |  |  |  | Under Study
NEISO | 1419 | G | 2023-06-28 | Battery Storage | BAT | 108.7 | 108.7 | 108.7 | Bristol | MA | 2027-04-01 | 2024-03-06 | National Grid 115KV Bates Street Substation | Not Started |  |  |  |  | Under Study
NEISO | 1418 | G | 2023-06-27 | Battery Storage | BAT | 108.7 | 108.7 | 108.7 | Providence | RI | 2027-04-01 | 2023-11-30 | 115KV Line Q143S-2 between Woonsocket and Franklin Square substations, approximately 10 miles from Woonsocket substation. | In Progress |  |  |  |  | Under Study
NEISO | 1417 | G | 2023-06-26 | Battery Storage | BAT | 300 | 300 | 300 | Windham | CT | 2028-06-01 | 2024-12-11 | Eversource 115kV Killingly Substation | In Progress |  |  |  |  | Under Study
NEISO | 1416 | G | 2023-06-26 | Battery Storage | BAT | 196 | 196 | 196 | Hampshire | MA | 2027-05-19 | 2023-08-08 | Eversource 115 KV Line Number 1447
NEISO | 1415 | G | 2023-06-20 | Battery Storage | BAT | 261.9 | 261.9 | 261.9 | Worcester | MA | 2024-08-12 | 2024-09-26 | POI interconnection coordinates: 42.471953, -71.734165 Interconnecting to National Grid 345kV line (line ID: 343) via line tap (approx. 8.5 mi from Wachusett Substation and 14.9 mi from Sandy Pond Substation). | Not Started |  |  |  |  | Under Study
NEISO | 1414 | G | 2023-06-19 | Individual @ Piper | FC | 4.1 | 4.1 | 4.1 | Hampden | MA | 2026-12-31 |  | EE Piper 21N
NEISO | 1413 | G | 2023-06-19 | Group @ Orchard | SUN BAT | 4.04 | 4.04 | 4.04 | Hampden | MA | 2026-12-31 |  | EE Orchard 27A
NEISO | 1412 | G | 2023-06-20 | Battery Storage | BAT | 179.47 | 179.47 | 179.84 | Bristol | MA | 2027-09-30 |  | Direct tap into the Pottersville Substation in Somerset, MA | Not Started |  |  |  |  | Under Study
NEISO | 1411 | ETU | 2023-06-20 | 1200 MW controllable ETU - unidirectional |  | 1200 |  |  | Middlesex | MA | 2032-05-31 | 2023-08-17 | Eversource Mystic 345 kV Substation
NEISO | 1410 | G | 2023-06-13 | Individual @ Amherst | BAT | 2 | 2 | 2 | Hampshire | MA | 2024-12-31 |  | EE Amherst 17K
NEISO | 1409 | G | 2023-06-13 | Individual @ Montague | BAT | 4.99 | 4.99 | 4.99 | Franklin | MA | 2024-12-31 |  | EE MONTAGUE 21C
NEISO | 1408 | G | 2023-06-13 | Individual @ Partridge | SUN BAT | 4 | 4 | 4 | Berkshire | MA | 2024-12-31 |  | EE Partridge 15E1
NEISO | 1407 | G | 2023-06-13 | EE Group @ Blandford | SUN BAT | 28.936 | 28.926 | 28.936 | Hampshire | MA | 2024-12-31 |  | EE BLANDFORD 19J
NEISO | 1406 | G | 2023-06-13 | EE Group @ Doreen | SUN BAT | 9.15 | 9.15 | 9.15 | Berkshire | MA | 2024-12-31 |  | EE Doreen 19A
NEISO | 1405 | G | 2023-06-13 | EE Group @ Southwick | SUN BAT | 7 | 7 | 7 | Hampden | MA | 2024-12-31 |  | EE SOUTHWICK 29A
NEISO | 1404 | G | 2023-06-13 | Individual @ French King | SUN BAT | 2.2 | 2.2 | 2.2 | Franklin | MA |  |  | EE French King 21B
NEISO | 1403 | G | 2023-06-09 | Battery Storage | BAT | 304.72 | 304.72 | 304.72 | Middlesex | CT | 2026-11-20 | 2025-01-13 | Scoville 345kV substation | Not Started |  |  |  |  | Under Study
NEISO | 1402 | G | 2023-06-07 | Battery Storage | BAT | 171.6 | 171.6 | 171.6 | Hampden | MA | 2027-06-01 |  | POI interconnection coordinates: 42.068458, -72.462254 Interconnecting to the 115kV open bay at the NGRID West Hampden substation (connecting to T3's current position). | Not Started |  |  |  |  | Under Study
NEISO | 1401 | ETU | 2023-06-07 | controllable 345 kV ETU - Brayton Point to Pottersville |  |  |  |  | Bristol | MA | 2029-12-31 |  |  | In Progress |  |  |  |  | Under Study
NEISO | 1400 | G | 2023-05-18 | Battery Storage | BAT | 101.97 | 101.97 | 101.97 | Hartford | CT | 2026-12-31 |  | 41.6317, -72.7289, Berlin 115 kV Substation | In Progress |  |  |  |  | Under Study
NEISO | 1399 | G | 2023-05-18 | Battery Storage | BAT | 92.438 | 92.438 | 92.438 | Hampden | MA | 2027-05-31 |  | The proposed POI is Buck Pond 115 kV substation, share gen leadline with QP1117. |  | Not Started |  |  |  | Under Study
NEISO | 1398 | G | 2023-05-08 | Battery Storage | BAT | 101.97 | 101.97 | 101.97 | Worcester | MA | 2026-12-31 | 2024-12-03 | A newly constructed three-breaker ring bus that will sectionalize National Grid’s Fitzwilliam to Flagg Pond 115 kV transmission line I-135 at about 7.48 miles from the East Winchendon Substation and 6.34 miles from the Flagg Pond Substation | Document Posted | Not Started |  |  |  | Under Study
NEISO | 1397 | G | 2023-05-05 | Battery Storage | BAT | 100.24 | 100.2358 | 100.2358 | Worcester | MA | 2026-12-31 |  | 42.31815556, -71.98500556, Treasure Valley 115 kV Substation | Document Posted | In Progress |  |  |  | Under Study
NEISO | 1396 | G | 2023-05-05 | Battery Storage | BAT | 101.97 | 101.97 | 101.97 | Providence | RI | 2026-12-31 |  | 41.82919444, -71.52111667, Hartford 115 kV Substation | Document Posted | Not Started |  |  |  | Under Study
NEISO | 1395 | G | 2023-05-05 | Battery Storage | BAT | 20 | 20 | 20 | Hampshire | MA | 2027-06-30 | 2023-05-22 | National Grid 115 kV Line 1134
NEISO | 1394 | G | 2023-05-04 | Battery Storage Addition | BAT | 0 | 284.05 | 284.05 | Middlesex | CT | 2026-07-01 |  | POI between 10F-2T-2 and 10F-1T-1 breakers on the 345 kV bus; Northeast Utilities 11631 Substation - Middletown. |  | In Progress |  |  |  | Under Study
NEISO | 1393 | G | 2023-05-03 | Gas Turbine | NG | 233 | 233 | 233 | Fairfield | CT | 2026-06-01 | 2023-09-13 | Eversource Middleriver substation 115kv
NEISO | 1392 | G | 2023-05-03 | Battery Storage | BAT | 53.74 | 53.74 | 53.74 | New Haven | CT | 2026-09-15 |  | Latitude: 41.492036°, Longitude: -72.762080° -Owner: Connecticut Light and Power Company, Voltage 115 kV, Substation Name: North Wallingford 115 kV Station. |  | Not Started |  |  |  | Under Study
NEISO | 1391 | G | 2023-04-28 | Wind CNR | WND | 0 | 26.01 | 26.01 | Washington | ME | 2023-11-01 |  | Keene Rd Substation via through a 115kV Line 56 from Stetson Mountain115/34.5kV substation |  | Not Required |  |  | In Progress
NEISO | 1390 | G | 2023-04-28 | Wind CNR | WND | 0 | 34.485 | 34.485 | Hancock | ME | 2023-11-01 |  | Bull Hill 115 kV Switching Station |  | Not Required |  |  | In Progress
NEISO | 1389 | G | 2023-04-27 | Wind CNR | WND | 0 | 58.14 | 58.14 | Washington | ME | 2023-11-01 |  | Keene Rd Substation via through a 115kV Line 56 from Stetson Mountain115/34.5kV substation |  | Not Required |  |  | In Progress
NEISO | 1388 | G | 2023-04-27 | Wind CNR | WND | 0 | 61.2 | 61.2 | Penobscot | ME | 2023-11-01 |  | Keene Rd Substation via through a 115kV Line 55 & Line 56 from Rollins Mountain115/34.5kV |  | Not Required |  |  | In Progress
NEISO | 1387 | ETU | 2023-04-27 | Non-controllable objective ETU to enable 1200 MW offshore wind/300 MW solar at Crystal Springs sub |  |  |  |  | Plymouth | MA | 2030-12-30 | 2024-11-12 |  | In Progress |  |  |  |  | Under Study
NEISO | 1386 | G | 2023-04-26 | Battery Storage | BAT | 100 | 100 | 100 | Berkshire | MA | 2026-12-31 | 2024-10-04 | National Grid Berkshire - Plainfield 115 kV line Lat/Long: 42.49627608454711, -73.01015449707741 | In Progress |  |  |  |  | Under Study
NEISO | 1385 | G | 2023-04-26 | Battery Storage | BAT | 200 | 233 | 233 | Worcester | MA | 2026-12-31 | 2024-07-29 | National Grid's: Bellows Fall (37.18 mi) - E. Winchendon Tap (2.07 mi) 115kV line (J136N) | In Progress
NEISO | 1384 | G | 2023-04-26 | Battery Storage | BAT | 300 | 300 | 300 | Worcester | MA | 2026-12-31 | 2024-07-29 | National Grid's Pratts Junction - Sandy Pond L138W-2 line (115 kV). 2.92 miles from Pratts Junction and 11.95 miles from Sandy Pond (on 115 kV line). Coordinates: 42.493249051839484, -71.7028083287439 | Document Posted | Not Started
NEISO | 1383 | G | 2023-04-13 | Solar and Battery | SUN BAT | 139 | 139 | 139 | Penoboscot | ME | 2028-12-31 | 2023-12-15 | 44°46'22.13"N, 68°29'5.84"W new switching station to tie into Versant 115 kV line in Clifton | Document Posted | Not Started |  |  |  | Under Study
NEISO | 1382 | G | 2023-04-11 | Vineyard Offshore Wind CNR | WND | 0 | 843.2 | 843.2 |  | MA | 2025-05-26 |  | Eversource (NSTAR) 115kV Barnstable Switch Station (958)
NEISO | 1381 | ETU | 2023-04-11 | 1200 MW (+/- 400 kV) HVDC External ETU |  | 1200 |  |  | Grafton | NH | 2029-07-01 |  | In New Hampshire, the point of interconnection is near the old Monroe yard (AC capacitors and reactors and Phase II filters presently reside in this yard). The project will tie into the currently existing Comerford 230 kV substation. The northern section of the project will connect with the Hydro-Quebec system at the US-Canada border near Canaan, Vermont. | In Progress |  |  |  |  | Under Study
NEISO | 1380 | G | 2023-04-06 | Fuel Cell CNR | FC | 0 | 20.1 | 20.1 | Hartford | CT | 2024-12-12 |  | The electrical connection where Eversource's 69 kV 680 line span from pole 2742 connects to the Farmington River Power Company's 680 line at pole 2743's insulator. |  |  |  |  | Executed | In Service
NEISO | 1379 | G | 2023-04-03 | Solar | SUN | 218.4 | 218.4 | 218.4 | Aroostook | ME | 2028-10-31 |  | Pittsfield Station. Pittsfield 345 kV substation is located between the existing Orrington - Albion Road line (3023) near the town of Pittsfield.
NEISO | 1378 | G | 2023-04-03 | Battery Storage | BAT | 105 | 105 | 105 | Windsor | VT | 2027-04-08 | 2023-12-12 | Vermont Electric Power Company, Ascutney 115 kV. | In Progress |  |  |  |  | Under Study
NEISO | 1377 | G | 2023-04-03 | Battery Storage | BAT | 180 | 180 | 180 | Windsor | VT | 2027-04-08 | 2023-12-12 | Vermont Electric Power Company, Coolidge 115 kV | In Progress |  |  |  |  | Under Study
NEISO | 1376 | G | 2023-03-29 | Battery Storage | BAT | 325.7 | 325.7 | 325.7 | New Haven | CT | 2027-04-01 | 2024-10-08 | 115KV Line #1640 between Devon 2 & Wallingford substations, approximately 2.15 circuit miles from Wallingford substation | Document Posted
NEISO | 1375 | G | 2023-03-29 | Wind | WND | 217 | 217 | 217 | Aroostook | ME | 2026-12-09 |  | Pittsfield Station. Pittsfield 345 kV substation is located between the existing Orrington - Albion Road line (3023) near the town of Pittsfield.
NEISO | 1374 | G | 2023-03-28 | Battery Storage | BAT | 226 | 226 | 226 | Merrimack | NH | 2027-04-07 |  | Eversource 115 kV Line C196. | Document Posted | In Progress |  |  |  | Under Study
NEISO | 1373 | G | 2023-03-15 | Battery Storage Increase (QP1362) | BAT | 140.48 | 743 | 743 | Norfolk | MA | 2027-11-12 |  | Eversource's West Medway 345kV station |  | Not Started |  |  |  | Under Study
NEISO | 1372 | ETU | 2023-03-15 | Non-controllable ETU - bi-directional |  |  |  |  | Lincoln | ME | 2028-06-01 | 2023-05-03 | New 345 kV Transmission Line from Maine Yankee 345 Substation (existing) to Coopers Mills 345 Substation (existing)
NEISO | 1371 | ETU | 2023-03-10 | Non-controllable ETU - N to S flow only |  |  |  |  | Somerset /Lincoln | ME | 2028-06-01 |  | New Pittsfield Substation lat/long 44.795/-69.386 Existing Coopers Mills 345 kV Station lat/long 44.2966/-69.556771
NEISO | 1370 | ETU | 2023-03-10 | 1200 MW non-controllable ETU - N to S flow only |  | 1200 |  |  | Aroostook/Somerset | ME | 2028-06-01 |  | Transmission line connects between the new Aroostook station and Pittsfield station. Pittsfield 345 kV substation is located between the existing Orrington - Albion Road line in Somerset county at Lat/Long 44.795/-69.386. The Aroostook station will be located in Aroostook county at Lat/Long 45.7634/-68.0278
NEISO | 1369 | G | 2023-03-08 | Athens 115 kV SS - CMP Wyman Area Study | SUN | 1.992 | 1.992 | 1.992 | Somerset | ME | 2024-12-31 |  | CMP Athens substation, Circuit 827D2
NEISO | 1368 | G | 2023-03-09 | Battery Storage | BAT | 240.8 | 240.8 | 240.8 | Essex | MA | 2027-04-01 | 2023-04-12 | National Grid 115KV Line Q169 - Approximately 0.5 Miles from Lynn Substation
NEISO | 1367 | G | 2023-03-09 | Battery Storage | BAT | 271.4 | 271.4 | 271.4 | Bristol | MA | 2027-04-01 | 2023-11-30 | National Grid 115KV Line U6 between Pottersville and Bridgewater substations - approximately 6.1 circuit miles from Bridgewater substation | In Progress |  |  |  |  | Under Study
NEISO | 1366 | G | 2023-03-09 | Battery Storage | BAT | 200.84 | 200.84 | 200.84 | Fairfield | CT | 2026-11-20 | 2024-08-19 | Peaceable 115 kV station | Document Posted
NEISO | 1365 | G | 2023-03-09 | Battery Storage | BAT | 301.26 | 301.26 | 301.26 | Hampden | MA | 2026-11-20 |  | Connect to South Agawam 115 kV switchyard | In Progress |  |  |  |  | Under Study
NEISO | 1364 | G | 2023-03-01 | Battery Storage | BAT | 401.68 | 401.68 | 401.68 | Rockingham | NH | 2026-11-20 | 2025-01-13 | Timber Swamp Rd 345 kV station | Document Posted | Not Started |  |  |  | Under Study
NEISO | 1363 | G | 2023-03-01 | Battery Storage | BAT | 301.26 | 301.26 | 301.26 | Hampden | MA | 2026-11-20 |  | Ludlaw 345 kV station | In Progress |  |  |  |  | Under Study
NEISO | 1362 | G | 2023-02-24 | Battery Storage Increase (QP1238) | BAT | 301.26 | 602.52 | 602.52 | Norfolk | MA | 2027-11-12 |  | Eversource's West Medway 345kV station |  | Not Started |  |  |  | Under Study
NEISO | 1361 | G | 2023-02-24 | Offshore Wind | WND | 882 | 882 | 882 |  | MA | 2030-02-15 | 2023-09-08 | RIE, Jepson 115 kV Substation | In Progress
NEISO | 1360 | G | 2023-02-22 | Battery Storage | BAT | 10 | 10 | 10 | Middlesex | CT | 2024-06-15 |  | CLP 11C Haddam, Circuit 11C13
NEISO | 1359 | G | 2023-02-22 | Fuel Cell | FC | 1.84 | 1.84 | 1.84 | Hartford | CT | 2024-12-31 |  | CLP Northwest Hartford 2N, Circuit 2N14
NEISO | 1358 | G | 2023-02-21 | Battery Storage | BAT | 100 | 100 | 100 | Hartford | CT | 2026-07-31 |  | Tap on South Windsor to Manchester 115kV line. |  | In Progress |  |  |  | Under Study
NEISO | 1357 | G | 2023-02-16 | Solar Increase | SUN | 5 | 152.045 | 152.045 | Hartford | CT | 2026-06-15 |  | To interconnect at the POI of Gravel Pit Solar (QP 1030 + QP 1247), as an increase to QP 1030 and QP1247, the POI is the new Gravel Pit Solar substation at the new three-breaker ring bus on the 115 kV Connecticut Light & Power Company 1200 line between Barbour Hill and Windsor Locks. |  | Document Posted |  |  | In Progress
NEISO | 1356 | G | 2023-02-09 | (Offshore wind Increase (Q700 +Q1154) | WND | 38.8 | 895 | 895 |  | MA | 2026-10-30 | 2024-10-14 | Eversource 345kV West Barnstable (921)
NEISO | 1355 | G | 2023-02-06 | Battery Storage | BAT | 136.32 | 136.32 | 136.32 | New Haven | CT | 2024-10-01 |  | POI is the Devon 115 kV Bus 2 between 7R-19T2 and 7R-23T-2 breakers |  | Not Started |  |  |  | Under Study
NEISO | 1354 | G | 2023-02-06 | Battery Storage | BAT | 289.29 | 289.29 | 289.29 | Middlesex | CT | 2024-10-01 | 2023-04-13 | POI between 5A-5T-2 and 5A-6T-2; Northeast Utilities 11631 Substation - Middletown
NEISO | 1353 | G | 2023-02-06 | Battery Storage | BAT | 289.29 | 289.29 | 289.29 | New London | CT | 2024-10-01 |  | Montville 4J between 4J-11T-2 and 4J-12T-2. Interconnected with Montville Unit 6. New Montville Unit 6 Generator breaker will be installed for sync control. |  | Not Started |  |  |  | Under Study
NEISO | 1352 | G | 2023-02-06 | Battery Storage | BAT | 262.68 | 262.68 | 262.68 | New Haven | CT | 2024-10-01 |  | POI: East Shore Substation 115 kV |  | Not Started |  |  |  | Under Study
NEISO | 1351 | G | 2023-02-06 | Battery Storage | BAT | 156.24 | 156.24 | 156.24 | Fairfield | CT | 2027-10-01 |  | Owner: UI, Substation: Singer 345 kV |  | In Progress |  |  |  | Under Study
NEISO | 1350 | ETU | 2023-01-31 | 1200 MW Controllable ETU |  | 1200 |  |  |  | RI | 2029-12-31 | 2023-08-24 | POI at Rhode Island Energy's Kent county Substations, See assocation reference drawings
NEISO | 1349 | G | 2023-01-26 | Scitico DG Cluster | SUN BAT | 5.2 | 5.2 | 5.2 | Hartford | CT | 2023-12-31 |  | Eversource Scitico 27H/27H1
NEISO | 1348 | G | 2023-01-26 | Battery Storage | BAT | 5.057 | 5.057 | 5.057 | Middlesex | CT | 2025-07-27 |  | Eversource Portland 21H
NEISO | 1347 | G | 2023-01-26 | Enfield DG Cluster | SUN BAT | 18.77 | 18.77 | 18.77 | Hartford | CT | 2025-07-27 |  | Eversource Enfield 12C/Windsor Locks 14K
NEISO | 1346 | G | 2023-01-12 | Battery Storage | BAT | 196.468 | 196.468 | 196.468 | Hartford | CT | 2026-09-15 | 2024-10-09 | Eversource, North Bloomfield Substation, 345kV BUS. | In Progress
NEISO | 1345 | G | 2023-01-10 | Battery Storage | BAT | 75 | 75 | 75 | New London | CT | 2028-06-01 |  | Shunock 115kV Substation, Pendleton Hill Substation, North Stonington, CT 06359 |  | Not Started |  |  |  | Under Study
NEISO | 1344 | G | 2022-12-28 | Offshore Wind CNR only | WND | 0 | 827 | 827 |  | MA | 2025-10-15 |  | Eversource 345 kV West Barnstable Substation
NEISO | 1343 | G | 2022-12-19 | Offshore Wind | WND | 1200 | 1200 | 1200 |  | MA | 2029-12-15 |  | National Grid 115 kV Pottersville | Document Posted | Not Started |  |  |  | Under Study
NEISO | 1342 | G | 2022-12-15 | Western Maine Wind CNR | WND | 0 | 58.8 | 58.8 | Somerset | ME | 2024-12-20 |  | CMP 115 kV Section 222 - coordinates 45° 9'30.90"N, 69°51'1.40"W
NEISO | 1341 | G | 2022-12-06 | Battery Storage | BAT | 117.3 | 667.425 | 667.425 | Bristol | MA | 2027-06-30 | 2023-01-30 | National Grid's Brayton Point 345kV Substation, Somerset MA.
NEISO | 1340 | G | 2022-12-06 | Battery Storage | BAT | 292.52 | 550.12 | 550.12 | Bristol | MA | 2027-06-30 | 2023-01-30 | National Grid's Brayton Point 345kV Substation, Somerset MA.
NEISO | 1339 | G | 2022-12-06 | Battery Storage | BAT | 257.06 | 257.06 | 257.06 | Bristol | MA | 2027-06-30 | 2023-01-30 | National Grid's Brayton Point 345kV Substation, Somerset MA.
NEISO | 1338 | G | 2022-12-06 | Battery Storage | BAT | 275.06 | 275.06 | 275.06 | Hampden | MA | 2027-06-30 | 2024-07-30 | Agawam to Ludlow - 345kV line, 2.5 miles west of Ludlow substation |  | Document Posted |  |  | Not Started
NEISO | 1337 | G | 2022-11-22 | Battery Storage | BAT | 130 | 130 | 130 | Berkshire | MA | 2026-12-31 | 2023-11-17 | 7,500' to Adams - NG Q117 VEL - 65,000' Bennington 115 kV line (42.72482385, -73.09931100). (The project site is on the western side of the transmission line off a gravel bank road and on the opposite side of the small solar array) | Document Posted | Not Started |  |  |  | Under Study
NEISO | 1336 | G | 2022-11-22 | Battery Storage | BAT | 130 | 130 | 130 | Worcester | MA | 2026-12-31 | 2024-01-05 | Carpenter Hill - North Oxford - Millbury #2 115 kV (V-174) line (2.57 miles from the N. Oxford substation and 6.92 miles from the Millbury #2 substation). | Document Posted | Not Started |  |  |  | Under Study
NEISO | 1335 | G | 2022-11-10 | Battery Storage | BAT | 205.8 | 205.8 | 205.8 | Bristol | MA | 2027-04-01 | 2024-10-08 | Non-PTF 115KV lines ET and W owned by TMLP between Cleary Flood Substation and Substation #16 (W Water St), approximately 1.26 miles from Cleary Flood. Project would interconnect half of the net MW capability to each line. | Document Posted | Not Started
NEISO | 1334 | G | 2022-11-10 | Battery Storage | BAT | 93.2 | 93.2 | 93.2 | New London | CT | 2027-05-01 | 2024-10-08 | 115 kV line 1070 between Ft Hill Farms and Stockhouse Substations, interconnected by a new three-breaker ring bus approximately 2.5 miles from Ft Hill Farms substation. |  | Not Started
NEISO | 1333 | ETU | 2022-11-08 | 2400 controllable ETU - unidirectional |  | 1100 |  |  |  | CT | 2028-05-31 | 2024-01-30 | 1. Singer 345kV Substation existing available circuit breaker position and new circuit breaker position. 2. Offshore platform at the MA/RI BOEM Wind Energy Areas | Not Started |  |  |  |  | Under Study
NEISO | 1332 | ETU | 2022-11-08 | Enable 1200 MW injection at Mystic |  | 1200 |  |  |  | MA | 2029-12-30 | 2023-11-22 |  | Document Posted | Not Started |  |  |  | Under Study
NEISO | 1331 | G | 2022-11-02 | Battery Storage | BAT | 300 | 300 | 300 | Hampden | MA | 2025-12-23 | 2023-12-19 | Interconnecting to POI coordinates (42.148537, -72.300019) on 115 kV Transmission line X-176, approximately 0.3 miles north of Palmer #503 substation and 5.76 miles from Thorndike #523 substation. | Document Posted | Not Started |  |  |  | Under Study
NEISO | 1330 | G | 2022-11-01 | Solar | SUN | 46.5 | 46.5 | 46.5 | Sullivan | NH | 2023-12-20 | 2022-12-16 | 43.177488°, -72.434553° - National Grid 115kV line
NEISO | 1329 | G | 2022-10-24 | Solar | SUN | 54.4 | 54.4 | 54.4 | Grafton | NH | 2024-06-05 | 2023-05-19 | POI: (44.321330°, -72.003124°), National Grid's PTF 230 kV bus at Comerford No. 18 station | Document Posted |  |  |  |  | Under Study
NEISO | 1328 | G | 2022-10-24 | Solar | SUN | 21.44 | 21.44 | 21.44 | Grafton | NH | 2024-06-05 | 2023-04-27 | 44.336047°, -71.874785°, National Grid 230 kV Substation | In Progress |  |  |  |  | Under Study
NEISO | 1327 | G | 2022-10-20 | Battery Storage | BAT | 270 | 270 | 270 | Norfolk | MA | 2023-12-02 | 2023-02-14 | West Walpole substation
NEISO | 1326 | G | 2022-10-19 | Battery Storage | BAT | 40 | 40 | 40 | Kent | RI | 2027-12-30 | 2023-10-13 | Line tap on the S-171 South 115 kV transmission line, roughly 4 miles from West Cranston Substation and 1.5 miles from Drumrock Substation. | Document Posted | Not Started |  |  |  | Under Study
NEISO | 1325 | G | 2022-10-19 | Battery Storage | BAT | 305 | 307.8 | 307.8 | Providence | RI | 2027-12-30 | 2024-05-31 | NEP transmission line: 345 kV line 359, approximately 10.55 miles from West Farnum and 10.81 miles from Kent County substations. | Document Posted | Not Started |  |  |  | Under Study
NEISO | 1324 | G | 2022-10-18 | Battery Storage | BAT | 55 | 55 | 55 | Providence | RI | 2027-12-30 | 2024-10-23 | 115 kV Line T-172N approximately 1.38 mi from Farnum Pike and 1.09 mi from Putnam Pike Substations | Document Posted | Not Started |  |  |  | Under Study
NEISO | 1323 | ETU | 2022-10-11 | Non-controllable ETU from Line 3023 substation to Coopers Mills substation | [5 empty] | ME | 2027-12-31 | 2022-11-02 | New substation on line 3023 (per QP1227 ) to Coopers Mills Substation, Windsor Kennebec, ME, 04363
NEISO | 1322 | ETU | 2022-10-11 | Non-controllable ETU from Line 388 substation to Coopers Mills substation | [5 empty] | ME | 2027-12-31 | 2022-11-02 | New substation on line 388 (per QP1228 ) to Coopers Mills Substation, Windsor Kennebec, ME, 04363
NEISO | 1321 | TS | 2022-10-06 | NEP LNS |  | 17.56 | 17.56 | 17.56 | Somerset | MA | 2024-12-01 | 2022-11-30 | NEP 115 kV Brayton Point
NEISO | 1320 | G | 2022-10-07 | Battery Storage | BAT | 203.95 | 203.95 | 203.95 | Worcester | MA | 2027-11-16 |  | National Grid 115KV Line R144 between Millbury No. 2 and Woonsocket substations - approximately 5.8 circuit miles from Woonsocket substation. |  | Document Posted |  |  | In Progress
NEISO | 1319 | G | 2022-10-07 | Battery Storage | BAT | 141.6 | 141.6 | 141.6 | Litchfield | CT | 2028-02-23 |  | 115 kV line between Rocky River and Bulls Bridge substations |  | Document Posted |  |  | In Progress
NEISO | 1318 | TS | 2022-10-03 | GRID LNS |  | 9 | 45 | 39 | Middlesex/Worcester | MA | 2023-10-03 | 2023-07-03 | GRID 69 kV transmission lines U-21S and U-21E
NEISO | 1317 | ETU | 2022-09-30 | non-controllable objective ETU to enable 1200 MW injection near Norwalk substation |  |  |  |  | Fairfield | CT | 2029-12-30 | 2024-01-18 |  | Document Posted | Not Started |  |  |  | Under Study
NEISO | 1316 | G | 2022-09-30 | Solar plus Battery | SUN BAT | 102 | 102 | 102 | Cheshire | NH | 2027-10-28 | 2023-08-25 | Eversource 115kV line L163 | In Progress |  |  |  |  | Under Study
NEISO | 1315 | G | 2022-09-29 | Battery Storage | BAT | 106.97 | 106.97 | 106.97 | Windham | CT | 2026-06-12 | 2024-10-02 | Eversource Killingly Substation,115kV BUS, Tracy Rd, Killingly, CT 06241, 41.881384, -71.891162 | In Progress
NEISO | 1314 | G | 2022-09-27 | Offshore Wind | WND | 470 | 470 | 470 |  | MA | 2029-11-01 | 2024-10-14 | Eversource 115kV Acushnet, lines 112/114 |  | Not Started |  |  |  | Under Study
NEISO | 1313 | ETU | 2022-09-23 | NY ETU QP1125 |  | 0 | 0 | 0 | St. Lawrence-Lewis | NY | 2025-12-31 |  | Moses/Adirondack/Poter Path
NEISO | 1312 | ETU | 2022-09-26 | non-controllable ETU - inc the simultaneous injection capacity to 2400 MW at Brayton Pt 345 kV sub |  |  |  |  | Somerset | MA | 2028-12-30 |  |  | Document Posted | Not Started |  |  |  | Under Study
NEISO | 1311 | TS | 2022-09-23 | RNS - move load to new substation |  | 20 | 85.32 | 50.6 | Plymouth | MA | 2026-07-01 |  | Wareham Street to new South Middleborough Substation
NEISO | 1310 | G | 2022-09-23 | Battery Storage | BAT | 118.75 | 118.75 | 118.75 | Berkshire | MA | 2025-10-31 | 2023-12-08 | 115 kV Transmission line (1211 - Present between Doreen and Oswald substation) | Document Posted | Not Started |  |  |  | Under Study
NEISO | 1309 | ETU | 2022-09-23 | non-controllable objective ETU to enable 1200 MW injection near Millstone substation |  | 1200 |  |  | New London | CT | 2029-12-30 | 2024-11-12 |  | Document Posted | Not Started |  |  |  | Under Study
NEISO | 1308 | G | 2022-09-09 | Uxbridge Substation – NG Hopedale West Group Study | BAT | 6.994 | 6.994 | 6.994 | Worcester | MA | 2025-12-31 |  | NG Feeder 321W6, Uxbridge T2
NEISO | 1307 | G | 2022-09-09 | Whitins Pond Substation – NG Hopedale West Group Study | BAT | 4.948 | 4.948 | 4.948 | Worcester | MA | 2025-12-31 |  | NG Feeder 320W5, Whitins Pond T1
NEISO | 1306 | G | 2022-09-09 | Whitins Pond Substation – NG Hopedale West Group Study | BAT | 4.948 | 4.948 | 4.948 | Worcester | MA | 2025-12-31 |  | NG Feeder 320W4, Whitins Pond T2
NEISO | 1305 | G | 2022-09-09 | Depot Street Substation – NG Hopedale West Group Study | SUN BAT | 1.5 | 1.5 | 1.5 | Worcester | MA | 2025-12-31 |  | NG Feeder 335W1 (7U), Depot Street T1 and T2
NEISO | 1304 | G | 2022-09-09 | Uxbridge Substation – NG Hopedale West Group Study | BAT | 4.99 | 4.99 | 4.99 | Worcester | MA | 2025-12-31 |  | NG Feeder 321W6, Uxbridge T2
NEISO | 1303 | G | 2022-09-22 | Battery Storage | BAT | 11.9 | 11.9 | 11.9 | Franklin | MA | 2027-05-28 | 2023-05-25 | Eversource 21B8, 13.8 kV
NEISO | 1302 | G | 2022-09-22 | Battery Storage | BAT | 9.11 | 8.5 | 8.5 | Franklin | MA | 2027-05-28 | 2023-03-24 | Eversource 21C1, Montague Substation,13.8 kV | Not Started |  |  |  |  | Under Study
NEISO | 1301 | G | 2022-09-06 | Battery Storage | BAT | 10 | 10 | 10 | Worcester | MA | 2025-05-15 | 2022-12-09 | National Grid Feeder 01-21W1, Leicester Substation, 13.8 kV
NEISO | 1300 | G | 2022-08-19 | Solar plus Battery Increase (QP1129) | SUN BAT | 0.04 | 2.5 | 2.5 | Bristol | MA | 2022-08-31 | 2022-10-04 | The primary connection of the proposed project to Eversource Energy is located at the Wing Lane substation #624 Transformer #1 Line #240. The site is located approximately 0.26 circuit miles from Substation 624 near PSS/E node 111293(Wing Lane 13.2 KV)
NEISO | 1299 | G | 2022-08-18 | Solar Increase (QP1145) | SUN | 54.1 | 74.8 | 74.8 | Hancock | ME | 2026-09-25 |  | Versant 115kV Line 57 (new ring bus located 0.7 miles north of Versant's 115kV substation). | Document Posted | Document Posted |  |  | In Progress
NEISO | 1298 | G | 2022-08-16 | Battery Storage | BAT | 157.92 | 157.92 | 157.92 | Worcester | MA | 2027-06-30 | 2024-05-31 | Eversource 345 kV Line 3361, approximately 3.2 miles from Sherman Road and 7.6 miles from Blackstone. | Document Posted | Not Started
NEISO | 1297 | G | 2022-08-15 | Offshore Wind | WND | 1200 | 1200 | 1200 |  | MA | 2029-05-31 | 2022-09-13 | National Grid Brayton Point 345 kV Substation
NEISO | 1296 | G | 2022-08-10 | Battery Storage | BAT | 125 | 125 | 125 | Hartford | CT | 2027-04-01 | 2024-12-10 | Eversource Energy Corporation 115 kV line 1756 | Document Posted | Document Posted |  |  | Not Started
NEISO | 1295 | G | 2022-08-09 | Solar plus Battery | SUN BAT | 205 | 205 | 205 | Aroostook | ME | 2025-11-28 | 2024-08-13 | Orrington-Albion Rd 345kV line (3023) near the town of Pittsfield (approximately 19 miles from Albion Rd Substation)
NEISO | 1294 | G | 2022-07-27 | Solar | SUN | 75.32 | 75.32 | 75.32 | Washington | ME | 2026-08-04 | 2023-06-06 | Ring Bus constructed for QP760 on Versant 115kV Line 52 | In Progress |  |  |  |  | Under Study
NEISO | 1293 | TS | 2022-07-13 | GRID RNS |  | 12 | 183.7 | 183.7 | Middlesex | MA | 2025-08-01 |  | NGRID 115 kV T146 line
NEISO | 1292 | G | 2022-07-12 | Battery Storage | BAT | 95 | 95 | 95 | Worcester | MA | 2023-09-30 | 2023-05-01 | National Grid 115 kV E-157W line three-breaker ring bus location: 0.32 miles north of Millbury 2 station along transmission line; 2.62 miles south of Wyman station along transmission line (the length of the Millbury 2 - Wyman Gordon line is 2.94 miles). Three-breaker ring bus will be located <0.01 miles east of POI. | In Progress |  |  |  |  | Under Study
NEISO | 1291 | G | 2022-06-09 | Turners Falls CNR | WAT | 0 | 0.937 | 0.937 | Franklin | MA | 2022-11-15 |  | The POI is at 13.8 kV where the conductors from WMECO's pole 70/460H1 attach to the Interconnection Customer's building on the other side of the canal. |  |  |  |  | Executed
NEISO | 1290 | G | 2022-06-08 | Group @ Wing Lane 624 - EMA ASO | SUN BAT | 14.979 | 14.979 | 14.979 | Bristol | MA | 2023-11-30 |  | Eversource Wing Lane 624
NEISO | 1289 | G | 2022-06-08 | Group @ West Pond 737 - EMA ASO | SUN BAT | 6.982 | 6.982 | 6.982 | Middlesex | MA | 2023-11-30 |  | Eversource West Pond 737
NEISO | 1288 | G | 2022-06-08 | Wellfleet 976 - EMA ASO | SUN BAT | 4.107 | 4.107 | 4.107 | Barnstable | MA | 2023-11-30 |  | Eversource Wellfleet 976
NEISO | 1287 | G | 2022-06-08 | Valley 715 - EMA ASO | SUN BAT | 3.7 | 3.7 | 3.7 | Plymouth | MA | 2023-11-30 |  | Eversource Valley 715
NEISO | 1286 | G | 2022-06-08 | Tremont 713 - EMA ASO | SUN BAT | 4.996 | 4.996 | 4.996 | Plymouth | MA | 2023-11-30 |  | Eversource Tremont 713
NEISO | 1285 | G | 2022-06-08 | Sandwich 916 - EMA ASO | SUN BAT | 4.6 | 4.6 | 4.6 | Barnstable | MA | 2023-11-30 |  | Eversource Sandwich 916
NEISO | 1284 | G | 2022-06-08 | Group @ Orleans 975 - EMA ASO | SUN BAT | 9.998 | 9.998 | 9.998 | Barnstable | MA | 2023-11-30 |  | Eversource Orleans 975
NEISO | 1283 | G | 2022-06-08 | Mashpee 946 - EMA ASO | SUN BAT | 1.49 | 1.49 | 1.49 | Barnstable | MA | 2023-11-30 |  | Eversource Mashpee 946
NEISO | 1282 | G | 2022-06-08 | Marshfield 739 - EMA ASO | SUN BAT | 4.6 | 4.6 | 4.6 | Plymouth | MA | 2023-11-30 |  | Eversource Marshfield 739
NEISO | 1281 | G | 2022-06-08 | Group @ Industrial Park 636 - EMA ASO | SUN BAT | 16.514 | 16.514 | 16.514 | Bristol | MA | 2023-11-30 |  | Eversource Industrial Park 636
NEISO | 1280 | G | 2022-06-08 | Hyannis 961 - EMA ASO | SUN BAT | 4.993 | 4.993 | 4.993 | Barnstable | MA | 2023-11-30 |  | Eversource Hyannis 961
NEISO | 1279 | G | 2022-06-08 | Group @ Hatchville 936 - EMA ASO | SUN BAT | 18.486 | 18.486 | 18.486 | Barnstable | MA | 2023-11-30 |  | Eversource Hatchville 936
NEISO | 1278 | G | 2022-06-08 | Harwich 968 - EMA ASO | SUN BAT | 3.998 | 3.998 | 3.998 | Barnstable | MA | 2023-11-30 |  | Eversource Harwich 968
NEISO | 1277 | G | 2022-06-08 | Fisher Road 657 - EMA ASO | SUN BAT | 3 | 3 | 3 | Bristol | MA | 2023-11-30 |  | Eversource Fisher Road 657
NEISO | 1276 | G | 2022-06-08 | Falmouth 933 - EMA ASO | SUN BAT | 3.5 | 3.5 | 3.5 | Barnstable | MA | 2023-11-30 |  | Eversource Falmouth 933
NEISO | 1275 | G | 2022-06-08 | Group @ Duxbury 738 - EMA ASO | SUN BAT | 6.782 | 6.782 | 6.782 | Plymouth | MA | 2023-11-30 |  | Eversource Duxbury 738
NEISO | 1274 | G | 2022-06-08 | Crystal Spring 646 - EMA ASO | SUN BAT | 1.7 | 1.7 | 1.7 | Plymouth | MA | 2023-11-30 |  | Eversource Crystal Spring 646
NEISO | 1273 | G | 2022-06-08 | Canton 470 - EMA ASO | SUN BAT | 4.999 | 4.999 | 4.999 | Norfolk | MA | 2023-11-30 |  | Eversource Canton 470
NEISO | 1272 | G | 2022-06-08 | West Springfield 45 MW BESS | BAT | 45 | 45 | 45 | Hampden | MA | 2026-05-08 |  | West Springfield Station, 115kV Bus (existing 8C-3X 140 MVA transformer; position WS#2). |  | Document Posted |  |  | Executed
NEISO | 1271 | ETU | 2022-06-07 | Non-Controllable ETU - Pittsfield to Coopers Mills flow only |  |  |  |  | Somerset/Lincoln | ME | 2027-12-01 |  | New Pittsfield substation (per QP1230) Pittsfield Somerset ME 04967 Coopers Mills substation Windsor Kennebec ME 04363
NEISO | 1270 | G | 2022-05-31 | Nutmeg Solar CNR Only | SUN | 0 | 19.9 | 19.9 | Hartford | CT | 2020-12-07 |  | Scitico 115 kV |  |  |  |  | Executed | In Service
NEISO | 1269 | G | 2022-05-27 | Sanford Airport Solar CNR Only | SUN | 0 | 50 | 50 | York | ME | 2023-08-02 |  | Cyro Drive substation 115 kV |  |  |  |  | Executed | In Service
NEISO | 1268 | G | 2022-05-24 | Coolidge Solar CNR Only | SUN | 0 | 19.9 | 19.9 | Windsor | VT | 2018-12-20 |  | 115 kV Coolidge Substation |  |  |  |  | Executed
NEISO | 1267 | G | 2022-05-20 | Battery Storage | BAT | 51.73 | 51.73 | 51.73 | New London | CT | 2025-08-08 | 2022-06-24 | Groton Utilities Buddington Substation, 69kV bus (future 115kV) Alternate POI: Groton Utilities Buddington Substation, 34.5kV bus
NEISO | 1266 | G | 2022-05-23 | Battery Storage | BAT | 100 | 100 | 100 | Hartford | CT | 2025-08-04 | 2024-08-28 | 115kV Manchester Substation (Bus# 120074) Geographic coordinates: 41.76948781166102, -72.56130136574556 |  | Document Posted |  |  | Not Started
NEISO | 1265 | G | 2022-05-23 | Revolution Offshore Wind CNR only | WND | 0 | 750.75 | 750.75 |  | RI | 2025-09-07 |  | NG 115 kV Davisville Substation, Washington County |  |  |  |  | Executed
NEISO | 1264 | G | 2022-05-19 | Bear Swamp Pump Load increase | WAT | 0 | 333 | 333 | Berkshire | MA | 2023-01-06 |  | The existing POI of the Bear Swamp generating station. |  | Document Posted |  |  | Executed
NEISO | 1263 | G | 2022-07-01 | Battery Storage | BAT | 18.87 |  |  | Hampshire | MA | 2023-10-27 | 2023-07-13 | POI Coordinates: 42.42649, -72.53956, Feeder: 18G6, Express feeder, Owner of POI: WMECO (Eversource), Distribution Voltage Level: 13.8 kV, Substation Voltage Level: 115 kV - 13.8 kV | In Progress |  |  |  |  | Under Study
NEISO | 1262 | G | 2022-05-17 | Battery Storage | BAT | 80.875 | 80.875 | 80.875 | Middlesex | CT | 2026-07-06 | 2024-08-29 | Haddam 115kV BUS [HADDAM(120632)]; 41°27'38.74"N, 72°28'38.23"W | Document Posted | Document Posted |  |  | Not Started
NEISO | 1261 | G | 2022-05-17 | Battery Storage Addition (to QP1086) | SUN BAT | 0 | 160 | 160 | Knox | ME | 2026-11-30 |  | CMP 115kV line Section 80 | Document Posted | Document Posted |  |  | Executed
NEISO | 1260 | G | 2022-05-06 | Solar plus Battery | SUN BAT | 2.772 | 2.6888 | 2.6888 | Hampden | MA | 2023-06-01 | 2022-08-31 | Eversource 13.8 kV Line 19S1
NEISO | 1259 | G | 2022-06-15 | Battery Storage | BAT | 20 | 20 | 20 | Berkshire | MA | 2027-06-28 |  | Eversource 115 kV Line 1231 (Berkshire - Plainfield) |  | Document Posted |  |  | Not Started
NEISO | 1258 | G | 2022-05-03 | Battery Storage CNR Only | BAT | 0 | 170 | 170 | Norfolk | MA | 2027-07-26 |  | National Grid's South Wrentham 115kV Substation |  |  |  |  | Executed
NEISO | 1257 | G | 2022-05-03 | Solar | SUN | 319.2 | 319.2 | 319.2 | Aroostook | ME | 2026-12-09 |  | Pittsfield Station. Pittsfield 345 kV substation is located between the existing Orrington - Albion Road line (3023) near town of Pittsfield.
NEISO | 1256 | G | 2022-05-03 | Wind | WND | 905 | 905 | 905 | Aroostook | ME | 2026-12-09 |  | Pittsfield Station. Pittsfield 345 kV substation is located between the existing Orrington - Albion Road line (3023) near town of Pittsfield.
NEISO | 1255 | G | 2022-05-02 | Detroit/Guilford/Belfast DG Area Study | SUN BAT | 59.72 | 59.72 | 59.72 | Piscataquis/Penobscot/Somerset/Waldo/Hancock | ME | 2027-12-31 |  | CMP Detroit 115 kV Substation
NEISO | 1254 | G | 2022-05-02 | Kimball DG Area Study | SUN BAT | 24.546 | 24.546 | 24.546 | York/Oxford/Cumberland | ME | 2028-06-30 |  | CMP Kimball Road/Lovell 115 kV Substation
NEISO | 1253 | G | 2022-04-27 | Battery Storage CNR Only (see QP887) | BAT | 0 | 150 | 150 | Norfolk | MA | 2026-05-31 | 2023-11-14 | Wareham Substation 115kV, Eversource Line 113
NEISO | 1252 | G | 2022-04-21 | Battery Storage | BAT | 314.7 | 314.7 | 314.7 | Essex | MA | 2026-06-01 |  | Ward Hill 345 kV Substation | Document Posted | Document Posted | Not Required | Not Required | Not Started
NEISO | 1251 | G | 2022-04-11 | Battery Storage | BAT | 60 | 60 | 60 | Hartford | CT | 2024-12-31 | 2022-08-26 | To interconnect at the POI of Gravel Pit Solar QP 1030, via a Shared Facility, QP 1030 is described as a line cut and three-breaker ring bus of the 115 kV Connecticut Light & Power Company line between Barbour Hill and Windsor Locks. | In Progress |  |  |  |  | Under Study
NEISO | 1250 | G | 2022-04-14 | Battery Storage | BAT | 50.7 | 50.7 | 50.7 | York | ME | 2024-11-01 | 2023-05-18 | CMP Goosefare 115kV Substation 43 31 22 N 70 26 59 W | Not Started |  |  |  |  | Under Study
NEISO | 1249 | G | 2022-04-19 | Battery Storage Addition | BAT | 0 | 16.02 | 16.02 | New London | CT | 2027-05-14 | 2023-03-28 | Tunnel 23 kV Substation | Document Posted | Not Started |  |  |  | Under Study
NEISO | 1248 | G | 2022-04-06 | Battery Storage | BAT | 154.656 | 154.656 | 154.656 | Bristol | MA | 2026-05-31 |  | NGRID 115kV Robinson Ave substation | Document Posted | Not Started |  |  |  | Under Study
NEISO | 1247 | G | 2022-04-05 | Solar | SUN | 25 | 25 | 25 | Hartford | CT | 2025-11-01 |  | To interconnect at the POI of Gravel Pit Solar QP 1030, via a Shared Facility, QP 1030 is described as a line cut and three-breaker ring bus of the 115 kV Connecticut Light & Power Company line between Barbour Hill and Windsor Locks. |  | Document Posted |  |  | In Progress
NEISO | 1246 | G | 2022-03-31 | Solar | SUN | 150 | 150 | 150 | Grafton | NH | 2025-11-01 | 2023-07-25 | 230 kV Comerford to North Litchfield A201Line; alternative POI is B-202. | In Progress |  |  |  |  | Under Study
NEISO | 1245 | G | 2022-03-31 | Solar | SUN | 150 | 150 | 150 | Hartford | CT | 2028-11-01 |  | 345kV Line 3419 Tap between Meekville Junction/Barbour Hill (PSSE Bus Number: 119103) To LudlowPSSE Bus Number: 116045) | Document Posted | Document Posted |  |  | In Progress
NEISO | 1244 | G | 2022-03-31 | Solar | SUN | 75 | 75 | 75 | Franklin | ME | 2025-11-01 | 2022-11-14 | 115 kV New Sturtevant Substation (PSSE Bus Number: 100116) | In Progress |  |  |  |  | Under Study
NEISO | 1243 | G | 2022-03-31 | Solar | SUN | 300 | 300 | 300 | Aroostook | ME | 2026-11-01 |  | 345kV line between Orrington(PSSE Bus Number: 100002) -Albion Rd (PSSE Bus Number: 100092) near the town of Pittsfield
NEISO | 1242 | G | 2022-03-28 | Lewiston CMP Cluster 5 | SUN BAT | 52.464 | 52.464 | 52.464 | Oxford/Androscoggin | ME | 2028-06-30 |  | CMP Lewiston
NEISO | 1241 | G | 2022-03-28 | Sanford/Quaker Hill CMP Cluster 4 | SUN BAT | 21.184 | 21.184 | 21.184 | York | ME | 2028-06-30 |  | CMP Sandford/Quaker Hill
NEISO | 1240 | G | 2022-03-25 | Battery Storage | BAT | 62.84 | 62.84 | 62.84 | Kent | RI | 2025-12-31 | 2024-10-23 | National Grid Kent County Substation - 115kV open line position between 4T3T and 3T10 breakers. | Document Posted | Not Started |  |  |  | Under Study
NEISO | 1239 | G | 2022-03-25 | Solar plus Battery | SUN BAT | 129 | 183.6 | 183.6 | Oxford | ME | 2026-04-21 |  | CMP 115kV Woodstock S/S | Document Posted | Document Posted |  |  | In Progress
NEISO | 1238 | G | 2022-03-22 | Battery Storage | BAT | 301.26 | 301.26 | 301.26 | Norfolk | MA | 2026-11-23 |  | Primary: West Medway 345kV station | Document Posted | In Progress |  |  |  | Under Study
NEISO | 1237 | G | 2022-03-21 | Battery Storage CNR only | BAT | 0 | 205 | 205 | Washinton | RI | 2026-06-01 |  | Primary - NEP L190-2, Alt NEP G185S
NEISO | 1236 | ETU | 2022-03-15 | 1200 MW non-controllable ETU - N to S flow only |  | 1200 |  |  | Aroostook/Somerset | ME | 2028-06-01 |  | Transmission Line connects between the new Aroostook station and Pittsfield Station. Pittsfield 345 kV substation is located between the existing Orrington - Albion Road line in Somerset County at lat/long 44.795/-69.386. The Aroostook station will be located in Aroostook county at lat/long 45.7634/-68.0278.
NEISO | 1235 | G | 2022-03-14 | Battery Storage | BAT | 20 | 20 | 20 | Bristol | MA | 2024-12-31 | 2022-08-11 | Eversource's Cross Road 13.2kV Circuit 532
NEISO | 1234 | G | 2022-03-14 | Battery Storage | BAT | 20 | 20 | 20 | Bristol | MA | 2024-12-31 | 2022-08-11 | Eversource's Cross Road 13.2kV Circuit 533
NEISO | 1233 | G | 2022-03-14 | Battery Storage | BAT | 20 | 20 | 20 | Bristol | MA | 2024-12-31 | 2022-08-11 | Eversource's Cross Road 13.2kV Circuit 541
NEISO | 1232 | G | 2022-03-04 | Battery Storage | BAT | 27.44 | 27.44 | 27.44 | Providence | RI | 2025-12-31 | 2024-10-23 | NEC 115/34.5kV Iron Mine Hill Substation #1203 spare buss position #2 |  | Not Started |  |  |  | Under Study
NEISO | 1231 | G | 2022-03-04 | Battery Storage CNR Only | BAT | 0 | 204.64 | 204.64 | Windham | CT | 2025-05-01 | 2022-04-22 | Eversource Killingly 345kV Substation
NEISO | 1230 | ETU | 2022-03-03 | 1200 MW non-controllable ETU - N to S flow only |  | 1200 |  |  | Somerset/Aroostook | ME | 2027-12-01 |  | The Point of Interconnection will be a new station about 30 miles from Orrington that taps the existing segment 3023 between Orrington and Albion Rd. Hammond, ME to Pittsfield ME (see map)
NEISO | 1229 | G | 2022-02-22 | Solar plus Battery | SUN BAT | 3 | 3 | 3 | Hampshire | MA | 2022-12-31 | 2022-09-14 | Eversource 13.8kV Circuit 18G4 |  | In Progress |  |  |  | Under Study
NEISO | 1228 | ETU | 2022-02-16 | 1200 MW non-controllable ETU - N to S flow only |  | 1200 |  |  | Hancock/Aroostook | ME | 2026-12-09 | 2024-09-04 | New substation on Line 388
NEISO | 1227 | ETU | 2022-02-16 | 1200 MW non-controllable ETU - N to S flow only |  | 1200 |  |  | Somerset/Aroostook | ME | 2026-12-09 | 2024-09-04 | New substation on Line 3023 near the Detroit Substation near Pittsfield, Maine.
NEISO | 1226 | G | 2022-03-04 | Grissom Solar | SUN | 4.99 | 4.99 | 4.99 | Sullivan | NH | 2025-05-15 |  | 46 kV subtransmission line between GMP Maple Avenue B-42 and the 4402 breaker at the GMP/NGRID demarc considered at Bellows Falls |  | Document Posted |  |  | Executed
NEISO | 1225 | G | 2022-02-03 | Offshore Wind | WND | 1200 | 1200 | 1200 |  | MA | 2029-01-31 |  | Bourne 345 kV Switching Station | Document Posted | Not Started |  |  |  | Under Study
NEISO | 1224 | G | 2022-01-25 | Solar plus Battery | SUN BAT | 1 | 1 | 1 | Worcester | MA | 2022-04-29 | 2022-09-14 | National Grid MA 13.8 kV, Whitins Pond 320W5 |  |  |  |  | In Progress
NEISO | 1223 | G | 2022-01-18 | Battery Storage | BAT | 9.99 | 9.99 | 9.992 | Worcester | MA | 2022-04-29 | 2022-03-15 | ZP Battery DevCo, LLC, 13.2kV, National Grid Feeder #413L3
NEISO | 1222 | G | 2022-01-14 | Group @ Berkshire 18C | SUN BAT | 7.65 | 7.65 | 7.65 | Hampden | MA | 2023-11-30 |  | Eversource Berkshire 18C
NEISO | 1221 | G | 2022-01-14 | Cumberland 22B - WMA ASO | SUN BAT | 4.99 | 4.99 | 4.99 | Hampden | MA | 2023-11-30 |  | Eversource Cumberland 22B
NEISO | 1220 | G | 2022-01-14 | Group @ Blandford 19J - WMA ASO | SUN BAT | 6.99 | 6.99 | 6.99 | Berkshire | MA | 2023-11-30 |  | Eversource Blandford 19J
NEISO | 1219 | G | 2022-01-14 | Group @ French King - WMA ASO | SUN BAT | 8.9 | 8.9 | 8.9 | Franklin/Hampshire | MA | 2023-11-30 |  | Eversource French King
NEISO | 1218 | G | 2022-01-14 | Group @ Montigue - WMA ASO | SUN BAT | 9.86 | 9.86 | 9.86 | Franklin | MA | 2023-11-30 |  | Eversource Montigue
NEISO | 1217 | G | 2022-01-14 | Oswald - WMA ASO | SUN BAT | 2.49 | 2.49 | 2.49 | Franklin | MA | 2023-11-30 |  | Eversource Oswald
NEISO | 1216 | G | 2022-01-14 | Group @ Podick - WMA ASO | SUN BAT | 7.7 | 7.7 | 7.7 | Hampden/Franklin | MA | 2023-11-30 |  | Eversource Podick
NEISO | 1215 | G | 2022-01-14 | Group @ Maynard 416 - EMA ASO | SUN BAT | 8.476 | 8.476 | 8.476 | Middlesex | MA | 2023-11-30 |  | Eversource Maynard 416
NEISO | 1214 | G | 2022-01-14 | Group @ Medway 65 - EMA ASO | SUN BAT | 17.497 | 17.497 | 17.497 | Middlesex/Norfolk | MA | 2023-11-30 |  | Eversource Medway 65
NEISO | 1213 | G | 2022-01-14 | Holliston 130 - EMA ASO | BAT | 4.99 | 4.99 | 4.99 | Middlesex | MA | 2023-11-30 |  | Eversource Holliston 130
NEISO | 1212 | G | 2022-01-14 | Hopkinton 126 - EMA ASO | SUN BAT | 3.9 | 3.9 | 3.9 | Middlesex | MA | 2023-11-30 | 2024-01-25 | Eversource Hopkinton 126
NEISO | 1211 | G | 2022-01-10 | Wind | WND | 500 | 527 | 527 | Aroostook | ME | 2026-11-27 |  | Orrington-Albion Rd 345kV line (3023) near the town of Pittsfield (approximately 19 miles from Albion Rd Substation)
NEISO | 1210 | G | 2022-01-07 | Wind | WND | 500 | 572 | 572 | Aroostook | ME | 2025-11-28 |  | Orrington-Albion Rd 345kV line (3023) near the town of Pittsfield (approximately 19 miles from Albion Rd Substation)
NEISO | 1209 | G | 2021-12-30 | Battery Storage | BAT | 170 | 170 | 170 | Providence | RI | 2024-12-31 | 2022-03-08 | RI_NGRID Hartford 115kV substation/ Bus ID: 117351
NEISO | 1208 | G | 2021-12-30 | Battery Storage | BAT | 160 | 160 | 160 | New Haven | CT | 2024-12-31 | 2022-03-08 | CT_UI June Street 115KV substation/ Bus ID: 123416
NEISO | 1207 | G | 2021-12-30 | Battery Storage | BAT | 200 | 200 | 200 | Barnstable | MA | 2024-12-31 | 2022-01-28 | MA_NSTAR_CE Canal 115KV substation
NEISO | 1206 | G | 2021-12-30 | Battery Storage | BAT | 200 | 200 | 200 | Berkshire | MA | 2024-12-31 | 2022-03-08 | MA_NGRID Adams 115kV substation Bus ID: 113005
NEISO | 1205 | G | 2021-12-30 | Hamilton Sunstrand | SUN | 2 | 2 | 2 | Hartford | CT | 2023-04-01 |  | Windsor Locks 14K
NEISO | 1204 | G | 2021-12-28 | LSE Scorpuis | SUN | 1.82 | 1.82 | 1.82 | Putnam | CT | 2023-12-31 |  | Tracy 14M
NEISO | 1203 | G | 2021-12-28 | CTEC Solar 186 Foster St, South Windsor | SUN | 1.875 | 1.875 | 1.875 | Hartford | CT | 2023-07-01 |  | Barbour Hill 23J
NEISO | 1202 | G | 2021-12-28 | Community Power Group, 24 Middle Road, Ellington, CT | SUN | 4 | 4 | 4 | Tolland | CT | 2023-07-01 |  | Rockville 14W
NEISO | 1201 | G | 2021-12-28 | Verogy - Tripp RD | SUN | 2 | 2 | 2 | Hartford | CT | 2023-07-01 |  | Rockville 14W
NEISO | 1200 | G | 2021-12-28 | Verogy - Thrall Rd, East Windsor | SUN | 4 | 4 | 4 | Hartford | CT | 2023-07-01 |  | Rockville 14W or Barbour Hill 23J
NEISO | 1199 | G | 2021-12-28 | USS Vineyard Solar, Somers Rd | SUN | 4 | 4 | 4 | Tolland | CT | 2022-09-30 |  | Scitico 27H
NEISO | 1198 | G | 2021-12-30 | Storage | BAT | 241.8 | 241.8 | 241.8 | Bristol | MA | 2028-05-12 |  | Looping the D-182S line adjacent to National Grid’s 115 kV Reynold’s Ave Substation | Document Posted | Not Started |  |  |  | Under Study
NEISO | 1197 | G | 2021-12-20 | Battery Storage | BAT | 150 | 150 | 150 | Bristol | MA | 2027-12-31 |  | Eversource 115kV Cross Road Line 111 | Document Posted | Not Started |  |  |  | Under Study
NEISO | 1196 | G | 2021-12-14 | Energy Storage | BAT | 99.9 | 99.9 | 99.9 | Hampden | MA | 2024-10-01 | 2022-03-08 | National Grid Hampden Substation, 115 kV. Secondary is 115 kV Line 1976.
NEISO | 1195 | TS | 2021-11-23 | Regional Network Service |  | 6.3 | 6.3 | 6.3 | Middlesex | MA | 2024-11-15 |  | NSTAR 115 kV Line 875-539
NEISO | 1194 | G | 2021-11-09 | Bear Swamp Pumping Load Increase | WAT | 0 | 333 | 333 | Berkshire | MA | 2021-11-09 |  | The existing POI of the Bear Swamp generating station |  |  |  |  | Executed
NEISO | 1193 | G | 2021-11-09 | Battery Storage | BAT | 325 | 325 | 325 | Windham | CT | 2026-01-01 |  | CL&P 345 kV 3271 Line | Document Posted | Document Posted |  |  | In Progress
NEISO | 1192 | G | 2021-11-04 | Solar | SUN | 101.128 | 101.128 | 101.128 | Hartford | CT | 2027-10-15 |  | N. Bloomfield to Agawam 345kV Line. POI is approximately 3.6 mi north of N. Bloomfield (345kV) and 11.5 mi south of Agawam (345kV). | Document Posted | Document Posted |  |  | In Progress
NEISO | 1191 | G | 2021-11-03 | Increase to Pumping load | WAT | 0 | 333 | 333 | Berkshire | MA | 2021-11-03 | 2021-11-09 | The current Bear Swamp interconnection points
NEISO | 1190 | G | 2021-10-28 | Solar Knox | SUN | 33.5 | 33.5 | 33.5 | Knox | ME | 2027-03-31 |  | CMP 115kV Line 80 | Document Posted | Document Posted |  |  | Executed
NEISO | 1189 | G | 2021-10-27 | Wendall Depot Substation - NG WMA Group 3 | SUN BAT | 27.981 | 27.981 | 27.981 | Franklin | MA | 2027-12-31 |  | NG Wendall Depot Substation
NEISO | 1188 | G | 2021-10-27 | Ware Substation - NG WMA Group 3 | SUN BAT | 11 | 11 | 11 | Hampshire | MA | 2027-12-31 |  | NG Ware Substation
NEISO | 1187 | G | 2021-10-27 | W. Charlton Substation - NG WMA Group 3 | BAT | 19.984 | 19.984 | 19.984 | Worcester | MA | 2027-12-31 |  | NG W. Charlton Substation
NEISO | 1186 | G | 2021-10-27 | Treasure Valley Substation - NG WMA Group 3 | BAT | 9.992 | 9.992 | 9.992 | Worcester | MA | 2027-12-31 |  | NG treasure Valley Substation
NEISO | 1185 | G | 2021-10-27 | Stafford St. Substation - NG WMA Group 3 | SUN BAT | 22.448 | 22.448 | 22.448 | Worcester | MA | 2027-12-31 |  | NG Stafford St. Substation
NEISO | 1184 | G | 2021-10-27 | Snow St. Substation - NG WMA Group 3 | SUN BAT | 27.836 | 27.836 | 27.836 | Worcester | MA | 2027-12-31 |  | NG Snow St. Substation
NEISO | 1183 | G | 2021-10-27 | Royalston Substation - NG WMA Group 3 | SUN BAT | 5 | 5 | 5 | Worcester | MA | 2027-12-31 |  | NG Royalston Substation
NEISO | 1182 | G | 2021-10-27 | Pratts Junc. Substation - NG WMA Group 3 | BAT | 14.94 | 14.94 | 14.94 | Worcester | MA | 2027-12-31 |  | NG Pratts Junc. Substation
NEISO | 1181 | G | 2021-10-27 | N. Oxford Substation - NG WMA Group 3 | SUN BAT | 20.396 | 20.396 | 20.396 | Worcester | MA | 2027-12-31 |  | NG N. Oxford Substation
NEISO | 1180 | G | 2021-10-27 | Millbury Substation - NG WMA Group 3 | SUN BAT | 11.742 | 11.742 | 11.742 | Worcester | MA | 2027-12-31 |  | NG Millbury Substation
NEISO | 1179 | G | 2021-10-27 | Meadow Street 552 Substation - NG WMA Group 3 | SUN BAT | 13.799 | 13.799 | 13.799 | Worcester | MA | 2027-12-31 |  | NG Meadow Street 552 Substation
NEISO | 1178 | G | 2021-10-27 | Little Rest Rd Substation - NG WMA Group 3 | SUN BAT | 5.8 | 5.8 | 5.8 | Worcester | MA | 2027-12-31 |  | NG Little Rest Rd Substation
NEISO | 1177 | G | 2021-10-27 | Lashaway Substation - NG WMA Group 3 | BAT | 14.94 | 14.94 | 14.94 | Worcester | MA | 2027-12-31 |  | NG Lashaway Substation
NEISO | 1176 | G | 2021-10-27 | E. Winchendon Substation - NG WMA Group 3 | SUN BAT | 34.975 | 34.975 | 34.975 | Worcester | MA | 2026-12-31 |  | NG E. Winchendon Substation
NEISO | 1175 | G | 2021-10-27 | E. Westminster Substation - NG WMA Group 3 | SUN BAT | 4.99 | 4.99 | 4.99 | Worcester | MA | 2026-12-31 |  | NG E. Westminster Substation
NEISO | 1174 | G | 2021-10-27 | Crystal Lake Substation - NG WMA Group 3 | BAT | 7.998 | 7.998 | 7.998 | Worcester | MA | 2026-12-31 |  | NG Crystal Lake Substation
NEISO | 1173 | G | 2021-10-27 | Barre Substation - NG WMA Group 3 | SUN BAT | 12.398 | 12.398 | 12.398 | Worcester | MA | 2027-12-31 |  | NG Barre Substation
NEISO | 1172 | G | 2021-10-27 | Solar plus Battery | SUN BAT | 53.07 | 53.07 | 53.07 | Merrimack | NH | 2025-07-31 | 2024-10-02 | Eversource 115kV F139 line | Document Posted | Document Posted |  |  | Not Started
NEISO | 1171 | G | 2021-10-25 | Twin Energy Wind | WND | 18.3 | 20 | 20 | Oxford | ME | 2025-10-17 |  | Roxbury Substation | Document Posted | Document Posted |  |  | Executed
NEISO | 1170 | G | 2021-10-22 | Battery Storage | BAT | 100 | 100 | 100 | Franklin | MA | 2023-01-11 | 2023-10-11 | National Grid's PTF (115kV Y-177 line), located at 42.730250 degrees north latitude, -72.931858 degrees west longitude. | Document Posted |  |  |  |  | Under Study
NEISO | 1169 | G | 2021-10-22 | Roxbury Solar | SUN | 1.999 | 1.999 | 1.999 | Oxford | ME | 2025-02-07 |  | CMP 12.47 kV distribution circuit 447D1 out of CMP Rumford Substation |  | Document Posted |  |  | Executed
NEISO | 1168 | G | 2021-10-04 | Fuel Cell | NG | 8.7 | 8.7 | 8.7 | Hartford | CT | 2023-10-15 |  | Eversource Northwest Hartford 2N substation circuit 2N17
NEISO | 1167 | G | 2021-10-04 | Solar | SUN | 4 | 4 | 4 | Windham | CT | 2023-01-31 | 2023-01-30 | Eversource Tracy 14M substation circuit 14M9
NEISO | 1166 | G | 2021-10-04 | Battery Storage | BAT | 20 | 20 | 20 | New Haven | CT | 2024-09-01 |  | Eversource Oxford 26N Substation
NEISO | 1165 | G | 2021-10-22 | Solar | SUN | 1.999 |  |  | Hancock | ME | 2023-07-15 |  | 34.5kV Line on Bar Harbor Road. The 34.5 kV line from Ellsworth to Trenton is not explicitly modeled in the power flow. We added a model for this line and then tapped it at tap 30% of the total line length from Trenton for the POI. |  | Document Posted |  |  | In Progress
NEISO | 1164 | G | 2021-09-23 | Solar | SUN | 20 | 20 | 20 | Coos | NH | 2023-11-01 | 2022-12-07 | Eversource 34.5 kV Line 384, Pole 4 | In Progress |  |  |  |  | Under Study
NEISO | 1163 | G | 2021-09-22 | Battery Storage | BAT | 205 | 201.43 | 201.43 | Washington | RI | 2026-06-01 |  | RIE L190-2 (0.615 miles from Davisville and 1.935 miles from Old Baptist substations). | Document Posted | Document Posted |  |  | Not Started
NEISO | 1162 | G | 2021-09-21 | Solar with Battery | SUN BAT | 87 | 95.6 | 95.6 | Windham | CT | 2023-12-31 | 2023-06-01 | POI will be the three breaker ring bus at the 1607 Line. Approximate Coordinates 41.7119, -71.9379. | Document Posted | Not Started |  |  |  | Under Study
NEISO | 1161 | G | 2021-09-08 | Solar plus Battery | SUN BAT | 3.6 | 3.6 | 3.6 | Berkshire | MA | 2022-07-01 | 2022-09-12 | Eversource 22.8Kv feeder 15E1 Name of the substation = Partridge 15E substation | Not Required | Document Posted |  |  |  | Under Study
NEISO | 1160 | G | 2021-08-31 | Solar plus Battery | SUN BAT | 4.536 | 4.536 | 4.536 | Berkshire | MA | 2022-07-01 | 2022-09-12 | Eversource 22.8Kv feeder 15E1 Name of the substation = Partridge 15E substation | Not Required | Document Posted |  |  |  | Under Study
NEISO | 1159 | G | 2021-08-27 | Battery Storage | BAT | 276 | 276 | 276 | Suffolk | MA | 2023-12-30 | 2023-08-18 | Primary POI - Mystic 115 kV Station, Alternative POI - Mystic 345 kV Station | In Progress |  |  |  |  | Under Study
NEISO | 1158 | ETU | 2021-08-19 | 1200 MW DC Transmission Line |  | 1200 |  |  |  | MA | 2028-05-31 | 2023-06-21 | Mystic 345 kV Substation | In Progress |  |  |  |  | Under Study
NEISO | 1157 | ETU | 2021-08-19 | 1200 MW DC Transmission Line |  | 1200 |  |  |  | MA | 2028-05-31 | 2022-12-19 | Mystic 345 kV Substation | Not Started |  |  |  |  | Under Study
NEISO | 1156 | G | 2021-08-16 | Solar | SUN | 101.164 | 101.164 | 101.164 | Hartford | CT | 2024-10-15 | 2021-09-21 | N. Bloomfield to NE Simsbury 115kV Line. POI is 200 feet east of the NE Simsbury Substation(115kV) and 2.25 miles west of N.Bloomfield(115kV).
NEISO | 1155 | G | 2021-08-16 | Solar | SUN | 101.09 | 101.09 | 101.09 | Hartford | CT | 2024-10-15 | 2021-09-21 | N. Bloomfield to Agawam 345kV Line. POI is approximately 3.6 mi north of N. Bloomfield (345kV) and 11.5 mi south of Agawam (345kV).
NEISO | 1154 | G | 2021-08-13 | Offshore wind Inc (QP700) | WND | 18 | 856.2 | 856.2 |  | MA | 2026-10-30 |  | Eversource 345kV West Barnstable (921) |  | Document Posted |  | In Progress |  | Under Study
NEISO | 1153 | G | 2021-08-11 | Offshore wind | WND | 440 | 440 | 440 |  | MA | 2026-11-01 | 2022-09-28 | Eversource 115kV Acushnet, lines 112/114, Alternative Eversource Pine Street 115kV | In Progress |  |  |  |  | Under Study
NEISO | 1152 | G | 2021-08-04 | Solar + Battery Storage | SUN BAT | 9.998 | 9.998 | 9.998 | Hampshire | MA | 2022-09-01 | 2022-09-08 | National Grid 13.8 kV 909W4 |  | Document Posted |  |  | Not Started
NEISO | 1151 | G | 2021-08-04 | 13665 Felt Road Solar | SUN BAT | 1.968 |  |  | Oxford | ME | 2024-11-15 |  | CMP 34.5 kV Feeder 452K1, Woodstock Substation |  | Document Posted |  |  | Executed
NEISO | 1150 | G | 2021-07-29 | Offshore Wind | WND | 11.55 | 11.55 | 11.55 |  | ME | 2023-09-01 | 2023-05-22 | CMP Boothbay Harbor 34.5kV substation |  | In Progress |  |  |  | Under Study
NEISO | 1149 | G | 2021-08-06 | Battery addition | WAT BAT | 6.7 |  |  | Franklin | MA | 2025-08-17 |  | National Grid's PTF (E-5B, F-6 West PTF transmission lines) | Document Posted | Document Posted |  |  | In Progress
NEISO | 1148 | G | 2021-07-13 | Lite Brite Battery Storage | BAT | 305.624 | 305.624 | 305.624 | Suffolk | MA | 2028-05-26 |  | Electric Avenue 115 kV substation (bus number 110926), Zone MA_NST | Document Posted | Document Posted |  |  | Executed
NEISO | 1147 | G | 2021-07-08 | Solar | SUN | 20 | 20 | 20 | Rensselaer | NY | 2022-12-30 |  | National Grid’s North Troy – Hoosick 115kV Line #5
NEISO | 1146 | G | 2021-07-07 | Swain Solar | SUN | 40.355 | 40.91 | 40.91 | Oxford | ME | 2027-07-09 | 2024-10-30 | CMP 115kV Line 270 |  | Document Posted |  |  | Executed
NEISO | 1145 | G | 2021-07-07 | Solar | SUN | 20.7 | 20.7 | 20.7 | Hancock | ME | 2024-07-08 |  | Versant 115 kV Trenton substation bus; Alternate POI - Versant 115kV Line 57 | Document Posted | Document Posted |  |  | In Progress
NEISO | 1144 | G | 2021-06-17 | Solar | SUN BAT | 1 | 1 | 1 | Dukes | MA | 2022-11-01 | 2021-10-26 | Eversource 23 kV Line 4-99-99
NEISO | 1143 | G | 2021-06-15 | Battery Storage | BAT | 508.248 | 508.248 | 508.248 | Middlesex | MA | 2028-05-31 |  | Mystic 345 kV between breaker 101, 106 and 107 | Document Posted | Document Posted |  |  | Executed
NEISO | 1142 | ETU | 2021-06-07 | 1200 MW DC Bidirectional Transmission line |  |  |  |  | Suffolk/Barnstable | MA | 2027-09-30 | 2022-12-19 | K Street 345 kV Substation associated terminals Boston, MA Bourne 345 kV Substation associated terminals Sandwich, MA
NEISO | 1141 | ETU | 2021-06-07 | 1200 MW DC Bidirectional Transmission line |  |  |  |  | Suffolk/Barnstable | MA | 2027-09-30 | 2021-09-02 | Mystic 345 kV Substation associated terminals Everett, MA Bourne 345 kV Substation associated terminals Sandwich, MA
NEISO | 1140 | TS | 2021-06-03 | Regional Network Service Request |  | 395 | 395 | 316 | Hampden | MA | 2023-10-01 | 2022-01-11 | Eversource 115 kV Lines 1293 & 1302
NEISO | 1139 | G | 2021-06-04 | Turner Meadow Solar | SUN | 20 | 20 | 20 | Androscoggin | ME | 2026-11-20 |  | CMP 34.5kV Line 50 |  | Document Posted |  |  | Executed
NEISO | 1138 | G | 2021-06-03 | Husky Solar | SUN | 50.159 | 50.159 | 50.159 | Windham | CT | 2028-05-10 |  | The POI will be located about 6.9 miles from the 1607/1505 line ROW (Exeter Tap) and about 1.1 miles from the Exeter Sub 54N along the 115 kV underground line to the Exeter Sub 54N. | Document Posted | Document Posted | Not Required | Not Required | Executed
NEISO | 1137 | G | 2021-05-25 | Nasonville Substation – NG RI-Nasonville-21-Comp-1 Study | SUN | 9.5 | 9.5 | 9.5 | Providence | RI | 2023-03-15 |  | NG feeder 127W43, Nasonville Substation
NEISO | 1136 | G | 2021-05-20 | Nutes Solar | SUN | 20 | 20 | 20 | Strafford | NH | 2026-05-15 |  | 43°23'7.50"N, 71° 1'23.45"W, Direct Tap, Circuit #3174 34.5 kV | Document Posted | Document Posted |  |  | Executed
NEISO | 1135 | G | 2021-05-13 | Solar + Battery Storage | SUN BAT | 113.01 | 113.01 | 113.01 | Coos | NH | 2025-05-15 | 2023-02-02 | Eversource W179-1 115 kV Line between Berlin and Pontook Hydro Substations, 11.5 miles from the Berlin Substation | Document Posted | In Progress |  |  |  | Under Study
NEISO | 1134 | G | 2021-05-06 | Noresco Navy | NG | 10.8 | 10.8 | 10.8 | New London | CT | 2023-04-15 |  | GU 323
NEISO | 1133 | G | 2021-04-27 | Stored Solar Fitchburg CNR Only | WDS | 0 | 17 | 17 | Worcester | MA | 2024-08-08 |  | Flagg Pond 69kv |  |  |  |  | Executed
NEISO | 1132 | G | 2021-04-23 | Solar + Battery Storage | SUN BAT | 3 | 3 | 3 | Hampshire | MA | 2021-12-28 | 2022-09-14 | 13.2 Kv, Circuit #527L1, POI Pole# 52/42-2-3-1 |  | In Progress |  |  |  | Under Study
NEISO | 1131 | G | 2021-04-23 | Solar + Battery Storage | SUN BAT | 4.95 | 9.9 | 9.9 | Barnstable | MA | 2021-12-31 | 2022-09-20 | Falmouth Station #933 Line #98 Pole# 9105/16 |  | Document Posted |  |  |  | Under Study
NEISO | 1130 | G | 2021-04-23 | Solar + Battery Storage | SUN BAT | 2 | 2 | 2 | Franklin | MA | 2022-04-30 | 2022-09-14 | Eversource 13.8kV 22B3 feeder |  | Document Posted |  |  | Not Started | Under Study
NEISO | 1129 | G | 2021-04-22 | Solar + Battery Storage | SUN BAT | 2.456 | 2.456 | 2.456 | Bristol | MA | 2021-12-31 | 2022-10-04 | The primary connection of the proposed project to Eversource Energy is located at the Wing Lane substation #624 Transformer #1 Line #240. The site is located approximately 0.26 circuit miles from Substation 624 near PSS/E node 111293(Wing Lane 13.2 KV) |  | Document Posted |  |  | Not Started
NEISO | 1128 | G | 2021-04-21 | Solar + Battery Storage | SUN BAT | 4.536 | 4.536 | 4.536 | Berkshire | MA | 2022-07-15 | 2022-09-12 | Eversource 22.8Kv feeder 15E2 Name of substation = Partridge 15E substation |  | Document Posted |  |  | In Progress | Under Study
NEISO | 1127 | G | 2021-04-21 | Solar + Battery Storage | SUN BAT | 0.999 | 0.999 | 0.999 | Barnstable | MA | 2022-02-28 | 2022-09-16 | Eversource East 22.8kV CKT #4-77-450 (Pole# 429/5) |  | Document Posted |  |  | In Progress | Under Study
NEISO | 1126 | G | 2021-04-21 | Solar + Battery Storage | SUN BAT | 4 | 4 | 4 | Barnstable | MA | 2022-02-28 | 2022-09-16 | Eversource West 22.8kV CKT #4-77-450 (POLE#429/8) |  | Document Posted |  |  | In Progress | Under Study
NEISO | 1125 | G | 2021-04-21 | Solar | SUN | 72 | 72 | 72 | Somerset | ME | 2024-01-31 | 2023-09-28 | 44°36'30.65"N 69°38'23.26"W. CMP Line 241, new substation on 115kV line between Heywood Road Substation and County Road Substation. | Document Posted | In Progress |  |  |  | Under Study
NEISO | 1124 | G | 2021-04-21 | Battery Storage | BAT | 107.5 | 107.5 | 107.5 | Hampden | MA | 2025-01-01 | 2023-06-26 | Eversource 345kV Ludlow substation via the 115kV Stony Brook Substation | Document Posted | In Progress |  |  |  | Under Study
NEISO | 1123 | G | 2021-04-21 | Naugatuck Avenue Battery Storage CNR Only (see QP1089) | BAT | 0 | 205.32 | 205.32 | New Haven | CT | 2026-12-01 |  | devon 115kV substation
NEISO | 1122 | G | 2021-04-19 | Battery Storage | BAT | 20 | 20 | 20 | Addison | VT | 2022-12-31 | 2021-06-16 | VELCO Middlebury Substation @ 46kV bus
NEISO | 1121 | G | 2021-04-16 | Offshore wind | WND | 1200 | 1200 | 1200 |  | MA | 2033-05-31 |  | Brayton Point 345 kV | Document Posted | In Progress |  |  |  | Under Study
NEISO | 1120 | G | 2021-04-14 | Battery Storage | BAT | 204.64 | 204.64 | 204.64 | Windham | CT | 2025-05-01 | 2022-04-22 | Eversource Killingly 345kV Substation |  | Document Posted |  |  | In Progress | Under Study
NEISO | 1119 | G | 2021-04-14 | Offshore wind | WND | 1320 | 1320 | 1320 |  | MA | 2027-09-01 | 2022-04-25 | Primary National Grid Brayton Point 345kV, Alt Kent County 345 kV | Document Posted |  |  |  |  | Under Study
NEISO | 1118 | G | 2021-04-15 | Offshore wind Increase (QP909) | WND | 386 | 1200 | 1200 |  | MA | 2027-09-30 | 2024-02-13 | National Grid 115kV Bell Rock, | Document Posted | Not Started |  |  |  | Under Study
NEISO | 1117 | G | 2021-04-15 | Streamfield | BAT | 202.4 | 202.4 | 202.4 | Hampden | MA | 2027-05-31 |  | The proposed POI is Buck Pond 115 kV substation, the alternative POI is to build a new substation next to Buck pond 115 kV in the north side by breaking Line 1657 | Document Posted | Document Posted |  |  | Executed
NEISO | 1116 | G | 2021-04-13 | SouthCoast Wind 1 | WND | 1200 | 1200 | 1200 |  | MA | 2031-12-31 |  | Brayton Point making use of QP 837 to connect | Document Posted | Document Posted |  |  | Executed
NEISO | 1115 | G | 2021-04-08 | Hecate Energy Eastern Ave Energy Center | BAT | 250 | 250 | 250 | Suffolk | MA | 2026-11-09 |  | Sta 488 Chelsea 115 kV substation | Document Posted | Document Posted |  |  | Executed
NEISO | 1114 | G | 2021-04-01 | Solar | SUN | 103 | 103 | 103 | Somerset | ME | 2024-01-31 | 2021-04-20 | New Substation Tapping CMP 115 kV Circuit, Section 241
NEISO | 1113 | G | 2021-03-24 | Rumford Uprate and Battery addition | WAT BAT | 8.5 | 52.5 | 52.5 | Oxford | ME | 2023-05-05 |  | 11.5kV bus at Brookfield owned existing Rumford Falls Substation which is connected to the CMP 115kV 218 Line. |  | Document Posted |  |  | Executed
NEISO | 1112 | G | 2021-03-24 | Battery Storage | BAT | 105 | 105 | 105 | Franklin | MA | 2029-12-30 | 2024-07-03 | 115 kV B128 line; 18.88 miles from Barre B128 and 5.3 miles from French King | Document Posted | Document Posted |  | Document Posted | In Progress
NEISO | 1111 | G | 2021-03-22 | Battery Storage | BAT | 20 | 20 | 20 | Norfolk | MA | 2026-03-01 | 2023-09-21 | Ever Source 115kV Ring Station 150 (@ spare bay in breaker and-a-half switchyard) | Document Posted | Document Posted |  |  | Not Started
NEISO | 1110 | G | 2021-03-18 | Norman Street Battery Storage | BAT | 204 | 204 | 204 | Middlesex | MA | 2028-03-18 |  | Mystic 115kV | Document Posted | Document Posted |  |  | Executed
NEISO | 1109 | G | 2021-03-17 | Offshore Wind Inc. (Q806) | WND | 487 | 1314 | 1314 |  | MA | 2026-12-31 |  | Eversource 345kV West Barnstable (921) |  | Document Posted |  | In Progress |  | Under Study
NEISO | 1108 | G | 2021-03-16 | Battery Storage | BAT | 188.96 | 188.96 | 188.96 | Plymouth | MA | 2027-05-14 | 2024-11-15 | Eversource (NSTAR - South) 115 kV Line 116, 0.31 miles from Brook St 115 kV substation and 4.55 miles from Carver 115 kV substation | Document Posted | Not Started |  |  |  | Under Study
NEISO | 1107 | G | 2021-03-16 | Battery Storage | BAT | 189 | 182.23 | 182.23 | Plymouth | MA | 2027-05-14 | 2025-01-08 | Eversource (NSTAR - South) 115 kV Wareham Line 108 | Document Posted | Document Posted |  |  | Not Started
NEISO | 1106 | G | 2021-03-15 | Battery Storage | BAT | 55.05 | 55.05 | 55.05 | Franklin | MA | 2025-05-15 | 2021-04-22 | Eversource 115 kv Ashfield substation
NEISO | 1105 | G | 2021-03-15 | Battery Storage | BAT | 104.5 | 104.5 | 104.5 | Worcester | MA | 2025-05-15 | 2021-10-20 | National Grid 115 kV Paxton Line A127-4 | Document Posted | Not Started |  |  |  | Under Study
NEISO | 1104 | G | 2021-03-11 | Bonny Eagle Energy Storage - Uprate | WAT BAT | 8 | 25.5 | 25.5 | York | ME | 2023-04-20 |  | The battery will connect to Brookfield owned 34.5kV bus inside the Bonny Eagle Power station. The Bonny Eagle Power Station 34.5kV bus ties in to the CMP owned Bonny Eagle substation. |  | Document Posted |  |  | Executed
NEISO | 1103 | G | 2021-03-10 | Berlin Energy Uprate and Battery Addition | WAT BAT | 15 | 44.2 | 44.2 | Coos | NH | 2023-12-19 |  | 22kV bus at Brookfield owned Goebel St Substation connected to the Eversource Berlin 115kV substation. |  | Document Posted |  |  | Executed | In Service
NEISO | 1102 | G | 2021-03-01 | Battery Storage | BAT | 200 | 200 | 200 | Kent | RI | 2023-03-01 | 2021-11-26 | NEC 115 kV G-185S-2 | Document Posted | Not Started |  |  |  | Under Study
NEISO | 1101 | ETU | 2021-02-25 | Objective ETU - upgrade alternative | [5 empty] | NH | 2025-09-14 |  |  |  | Document Posted |  |  | In Progress
NEISO | 1100 | G | 2021-02-19 | Solar | SUN | 164.56 | 164.56 | 164.56 | Somerset | ME | 2028-03-31 |  | The proposed POI is on Central Maine Power 115 kV line Section 82 (Athens – Hartland), approximately 7.5 circuit miles to Athens Substation and approximately 4.3 circuit miles to Hartland station. Approximate POI coordinates: 44.8759° N, 69.5423° W | Document Posted | Document Posted |  |  | Not Started
NEISO | 1099 | G | 2021-02-19 | Solar | SUN | 31.4 | 31.4 | 31.4 | Knox | ME | 2024-12-31 | 2022-12-15 | Central Maine Power 34.5 kV Line Section 51A (S51A Tap – Highland) @ 44°07'59.3"N, 69°11'43.5"W | Document Posted | In Progress |  |  |  | Under Study
NEISO | 1098 | G | 2021-02-19 | Solar | SUN | 51.4 | 51.4 | 51.4 | Hancock | ME | 2024-12-31 | 2024-04-01 | 34.5 kV bus at Versant Power Trenton substation at 44°26'19.81"N, 68°22'29.11"W | Document Posted | Document Posted |  |  | Not Started
NEISO | 1097 | G | 2021-02-15 | Green Apple Solar | SUN | 178.59 | 178.59 | 178.59 | Androscoggin | ME | 2027-11-01 |  | 44.172365, -70.104225 CMP 115kv Line 212 |  | Document Posted |  | Document Posted | Executed
NEISO | 1096 | G | 2021-02-04 | CMP Winslow 115 kV SS - Winslow-Lakewood Areas Study | SUN BAT | 18.728 | 18.728 | 18.728 | Somerset/Kennebec | ME | 2024-04-30 |  | CMP Winslow 115 kV SS
NEISO | 1095 | G | 2021-02-04 | CMP Lakewood 115 kV SS - Winslow-Lakewood Areas Study | SUN | 28.72 | 28.72 | 28.72 | Somerset | ME | 2024-04-30 |  | CMP Lakewood 115 kV SS
NEISO | 1094 | G | 2021-02-04 | CMP County Road 115 kV SS - Winslow-Lakewood Areas Study | SUN BAT | 12.75 | 12.75 | 12.75 | Kennebec | ME | 2024-04-30 |  | CMP County Road 115 kV SS
NEISO | 1093 | ETU | 2021-02-05 | NB TA#1365950 HVDC |  | 0 | 0 | 0 | Salisbury, New Brunswick | NB | 2030-01-01 | 2023-12-12 | Salisbury, New Brunswick
NEISO | 1092 | G | 2021-01-20 | Solar | SUN | 26 | 26 | 26 | Hartford | CT | 2024-09-01 |  | Eversource North Bloomfield 2A
NEISO | 1091 | G | 2021-01-14 | Battery Storage | BAT | 50.4 | 50.4 | 50.4 | Providence | RI | 2022-05-02 | 2021-11-01 | The proposed POI is off the 115kV H17 transmission line owned by NEP via a spare buss position located in the Iron Mine HIll Substation owned by NEC. | Document Posted | Not Started |  |  |  | Under Study
NEISO | 1090 | G | 2021-01-13 | Park City Offshore Wind CNR | WND | 0 | 838.2 | 838.2 |  | MA | 2029-12-31 |  | Eversource (NSTAR) 345kV West Barnstable |  |  |  |  | Executed
NEISO | 1089 | G | 2021-01-08 | Naugatuck Avenue Battery Storage | BAT | 205.32 | 205.32 | 205.32 | New Haven | CT | 2026-12-01 |  | Devon 115 kV open position between 4T and 5T | Document Posted | Document Posted |  |  | Executed
NEISO | 1088 | G | 2020-12-07 | Solar | SUN | 27 | 27 | 27 | Grafton | NH | 2022-06-01 | 2023-03-09 | Littleton W&L Section 30 34.5 kv line or 12.47 kv distrivution line
NEISO | 1087 | G | 2020-12-17 | SolarFairfield | SUN | 18.14 | 18.14 | 18.14 | Somerset | ME | 2027-06-30 |  | New Rice Rips 34.5 kV Substation in Oakland Maine |  | Document Posted |  |  | Executed
NEISO | 1086 | G | 2020-11-30 | Warren Meadow Solar | SUN | 74.5 | 74.5 | 74.5 | Knox | ME | 2026-11-30 |  | CMP 115kV line Section 80 |  | Document Posted |  |  | Executed
NEISO | 1085 | G | 2020-11-17 | Solar | SUN | 100 | 100 | 100 | Penobscot | ME | 2024-12-30 | 2021-01-21 | BHE 115kV Line 64
NEISO | 1084 | G | 2020-11-04 | Battery Storage | BAT | 102 | 102 | 102 | Kennebec | ME | 2023-12-01 | 2021-01-27 | Bowman st 115kV
NEISO | 1083 | G | 2020-10-29 | Battery Storage | BAT | 200 | 204 | 204 | Middlesex | MA | 2023-12-01 | 2020-11-30 | Mystic 115kV
NEISO | 1082 | G | 2020-10-29 | Battery Storage | BAT | 204 | 204 | 204 | Middlesex | MA | 2025-06-01 | 2021-05-07 | Mystic 115kV | In Progress |  |  |  |  | Under Study
NEISO | 1081 | G | 2020-10-09 | Solar | SUN | 100 | 100 | 100 | Penobscot | ME | 2024-12-30 | 2020-10-21 | BHE 115kV Line 97
NEISO | 1080 | G | 2020-10-08 | Solar | SUN | 65 | 66.5 | 66.5 | Oxford | ME | 2024-10-24 | 2024-10-18 | Ludden Lane 115 kV substation (Riley 115 kV line) |  | Document Posted |  | Document Posted | In Progress
NEISO | 1079 | G | 2020-10-02 | Puddledock Road 115 kV SS - Augusta Area Study | SUN | 2.5 | 2.5 | 2.5 | Kennebec | ME | 2023-05-23 |  | CMP WINTHROP Substation, Circuit 256D3
NEISO | 1078 | G | 2020-10-02 | Puddledock Road 115 kV SS - Augusta Area Study | SUN | 4.95 | 4.95 | 4.95 | Kennebec | ME | 2023-05-16 |  | CMP PUDDLEDOCK ROAD Substation, Circuit 262D1
NEISO | 1077 | G | 2020-10-02 | Puddledock Road 115 kV SS - Augusta Area Study | SUN | 4.875 | 4.875 | 4.875 | Kennebec | ME | 2024-01-04 |  | CMP BOND BROOK Substation, Circuit 208D1
NEISO | 1076 | G | 2020-10-02 | Bowman Street 115 kV SS - Augusta Area Study | SUN BAT | 4.975 | 4.975 | 4.975 | Kennebec | ME | 2023-06-27 |  | CMP WEST STREET Substation, Circuit 255D1
NEISO | 1075 | G | 2020-10-02 | Bowman Street 115 kV SS - Augusta Area Study | SUN | 1.75 | 1.75 | 1.75 | Sagadahoc | ME | 2023-09-12 |  | CMP RICHMOND Substation, Circuit 240D1
NEISO | 1074 | G | 2020-10-02 | Bowman Street 115 kV SS - Augusta Area Study | SUN BAT | 9.475 | 9.475 | 9.475 | Kennebec | ME | 2023-03-28 |  | CMP MANCHESTER Substation, Circuit 233D1 and 233D2
NEISO | 1073 | G | 2020-10-02 | Bowman Street 115 kV SS - Augusta Area Study | SUN | 3.25 | 3.25 | 3.25 | Kennebec | ME | 2022-06-28 |  | CMP GARDINER Substation, Circuit 226D2
NEISO | 1072 | G | 2020-10-02 | Bowman Street 115 kV SS - Augusta Area Study | SUN | 1.703 | 1.703 | 1.703 | Kennebec | ME | 2023-06-15 |  | CMP CAPITOL STREET Substation, Circuit 215D3
NEISO | 1071 | G | 2020-10-02 | Bowman Street 115 kV SS - Augusta Area Study | SUN BAT | 9.94 | 9.94 | 9.94 | Kennebec | ME | 2022-12-30 |  | CMP BOWMAN STREET Substation, Circuit 263D1
NEISO | 1070 | G | 2020-10-02 | Augusta E. Side 115 kV SS - Augusta Area Study | SUN BAT | 4.25 | 4.25 | 4.25 | Kennebec | ME | 2022-12-13 |  | CMP SOUTH CHINA Substation, Circuit 244D2
NEISO | 1069 | G | 2020-10-02 | Augusta E. Side 115 kV SS - Augusta Area Study | SUN | 4 | 4 | 4 | Kennebec | ME | 2022-03-25 |  | CMP SIDNEY Substation, Circuit 242D1
NEISO | 1068 | G | 2020-10-02 | Augusta E. Side 115 kV SS - Augusta Area Study | SUN | 9.998 | 9.998 | 9.998 | Kennebec | ME | 2024-10-21 |  | CMP CONY ROAD Substation, Circuit 216D1 and 216D2
NEISO | 1067 | G | 2020-10-02 | Augusta E. Side 115 kV SS - Augusta Area Study | SUN BAT | 3.75 | 3.75 | 3.75 | Kennebec | ME | 2022-05-03 |  | CMP BLAIR ROAD Substation, Circuit 207D2
NEISO | 1066 | G | 2020-10-02 | Augusta E. Side 115 kV SS - Augusta Area Study | SUN | 2 | 2 | 2 | Kennebec | ME | 2024-03-01 |  | CMP AUGUSTA K5 Substation, Circuit 200D2
NEISO | 1065 | G | 2020-09-25 | Solar | SUN | 100 | 100 | 100 | Penobscot | ME | 2024-11-30 | 2020-10-09 | BHE 115kV Line 97
NEISO | 1064 | G | 2020-09-17 | Solar | SUN | 11.8 | 11.8 | 11.8 | Washington | ME | 2023-09-15 | 2020-12-01 | Emera Maine 34.5 kV Line 19, connecting Scott’s Hill Substation and Pembroke Substation Latitude: 44.873 Longitude: -67.356
NEISO | 1063 | G | 2020-09-15 | Syncarpha Blandford Solar plus battery storage | SUN BAT | 4.99 | 9.998 | 9.998 | Berkshire | MA | 2021-12-14 |  | Eversource 23 kv 19J2 |  | Document Posted |  |  | Executed | In Service
NEISO | 1062 | G | 2020-09-10 | Battery Storage | BAT | 100 | 100 | 100 | Fairfield | CT | 2023-06-01 | 2020-12-03 | Baird substation
NEISO | 1061 | G | 2020-09-10 | Solar | SUN | 135 | 135 | 135 | Hartford | CT | 2022-10-31 | 2021-07-19 | The project will connect at North East Simsbury Substation (115 kV), with an alternate POI at the North East Simsbury to North Bloomfield 115 kV line in close proximity to the N.E. Simsbury substation. | Document Posted |  |  |  |  | Under Study
NEISO | 1060 | G | 2020-09-09 | Offshore Wind Increase | WND | 0 | 1200 | 1200 |  | CT | 2027-11-30 |  | Eversource (CL&P) Millstone 345 kV substation | Document Posted | In Progress |  |  |  | Under Study
NEISO | 1059 | G | 2020-09-09 | Offshore Wind | WND | 1200 | 1278.9 | 1278.9 |  | MA | 2027-11-30 | 2022-12-13 | Eversource NSTAR Pilgrim 345 kV substation | Document Posted | Not Started |  |  |  | Under Study
NEISO | 1058 | G | 2020-09-09 | Offshore Wind | WND | 1200 | 1266.72 | 1266.72 |  | CT | 2027-11-30 |  | Eversource (CL&P) Millstone 345 kV substation | Document Posted | Document Posted |  |  | Not Started
NEISO | 1057 | G | 2020-08-28 | Battery Storage | BAT | 500 | 500 | 500 | Middlesex | MA | 2025-06-01 | 2021-04-22 | Mystic 345 kV | Document Posted | Not Started |  |  |  | Under Study
NEISO | 1056 | G | 2020-08-28 | Battery Storage | BAT | 50 | 50 | 50 | New Haven | CT | 2022-06-01 | 2021-03-03 | June Street substation | Document Posted | Not Started |  |  |  | Under Study
NEISO | 1055 | G | 2020-08-26 | Fuel Cell | NG | 14.4 | 14.4 | 14.4 | New Haven | CT | 2024-03-21 |  | UI 13.8kV Indian Well Substation
NEISO | 1054 | G | 2020-08-19 | Wood River - NG WRI DG Area Study #2 <5 MW | SUN | 9.75 | 9.75 | 9.75 | Washington | RI | 2025-06-30 | 2024-10-08 | NG Wood River Substation, feeder 85T2
NEISO | 1053 | G | 2020-08-19 | Westerly - NG WRI DG Area Study #2 <5 MW | SUN | 4.875 | 4.875 | 4.875 | Washington | RI | 2025-06-30 | 2021-09-14 | NR Westerly substation, feeder 16F2
NEISO | 1052 | G | 2020-08-19 | West Cranston - NG WRI DG Area Study #2 <5 MW | SUN | 1.56 | 1.56 | 1.56 | Washington | RI | 2022-04-01 | 2021-09-14 | NG West Cranston substation, feeder 21F2
NEISO | 1051 | G | 2020-08-19 | Tower Hill - NG WRI DG Area Study #2 <5 MW | SUN | 3.06 | 3.06 | 3.06 | Washington | RI | 2025-06-30 | 2024-10-08 | NG Tower Hill substation, feeder 88F7
NEISO | 1050 | G | 2020-08-19 | Putnam Pike - NG WRI DG Area Study #2 <5 MW | SUN | 3 | 3 | 3 | Providence | RI | 2021-08-31 |  | NG Putnam Pike substation, feeder 38F3
NEISO | 1049 | G | 2020-08-19 | Old Baptist Road - NG WRI DG Area Study #2 <5 MW | SUN | 4 | 4 | 4 | Washington | RI | 2022-04-01 | 2021-09-14 | NG Old Baptisst Road substation, feeder 46F3
NEISO | 1048 | G | 2020-08-19 | New London - NG WRI DG Area Study #2 <5 MW | SUN | 4.875 | 4.875 | 4.875 | Kent | RI | 2022-04-01 | 2021-09-14 | NG New London substation, feeder 150F4
NEISO | 1047 | G | 2020-08-19 | Kent County - NG WRI DG Area Study #2 <5 MW | SUN | 13.525 | 13.525 | 13.525 | Kent | RI | 2022-04-01 |  | NG Kent County Substation, feeders 3309, 22F1 and 3311
NEISO | 1046 | G | 2020-08-19 | Johnston - NG WRI DG Area Study #2 <5 MW | SUN | 4.875 | 4.875 | 4.875 | Povidence | RI | 2022-04-01 |  | NG Johnston substation
NEISO | 1045 | G | 2020-08-19 | Hopkins Hill - NG WRI DG Area Study #2 <5 MW | SUN | 3.5 | 3.5 | 3.5 | Kent | RI | 2022-04-01 |  | NG Hopkins Hill substation, feeder 63F3
NEISO | 1044 | G | 2020-08-19 | Drumrock - NG WRI DG Area Study #2 <5 MW | SUN | 4.975 | 4.975 | 4.975 | Kent | RI | 2022-04-01 |  | NG Drumrock sustation, feeder 14F4
NEISO | 1043 | G | 2020-08-19 | Chase Hill - NG WRI DG Area Study #2 <5 MW | SUN | 7.325 | 7.325 | 7.325 | Washington | RI | 2025-06-30 | 2024-10-08 | NG Chase Hillk substation
NEISO | 1042 | G | 2020-08-19 | Wood River - NG WRI DG Area Study #2 >5 MW | SUN | 34.375 | 34.375 | 34.375 | Washington | RI | 2025-06-30 | 2024-10-08 | NG Wood River Substation, feeder 85T2
NEISO | 1041 | G | 2020-08-19 | Kent County - NG WRI DG Area Study #2 >5 MW | SUN | 49.75 | 49.75 | 49.75 | Kent | RI | 2025-07-07 |  | NG Kent County Substation, feeders 3309 and 3310
NEISO | 1040 | G | 2020-08-19 | Farnum Pike - NG WRI DG Area Study #2 >5 MW | SUN | 8 | 8 | 8 | Providence | RI | 2022-12-29 |  | NG Drumrock sustation, feeder 23F3
NEISO | 1039 | G | 2020-08-19 | Warren Substation – NG RI-Warren-20-Comp-1 Study | SUN | 6.93 | 6.93 | 6.93 | Kent | RI | 2024-08-02 |  | NG feeder 5F2, Warren Substation
NEISO | 1038 | G | 2020-08-07 | Solar | SUN | 76.25 | 76.25 | 76.25 | Merrimack | NH | 2025-10-31 |  | 3-breaker ring bus tap of the existing Comerford - Dunbarton Tap 230 kV line. This line is owned by National Grid and has the designation of Line B202 N. Latitude/ Longitude : 43.268, -71.66 |  | Document Posted |  |  | Not Started
NEISO | 1037 | G | 2020-08-04 | Battery Storage | BAT | 700 | 700 | 700 | Suffolk | MA | 2024-06-01 | 2021-04-22 | The Mystic 345 kV substation. | Document Posted | Not Started |  |  |  | Under Study
NEISO | 1036 | G | 2020-07-20 | Solar plus battery storage | SUN BAT | 85 | 85 | 85 | Carroll | NH | 2023-10-31 | 2020-08-27 | 115 kV bus at Eversource's White Lake Substation in Tamworth, New Hampshire (43.848851, -71.2444465)
NEISO | 1035 | G | 2020-06-29 | Solar | SUN | 60 | 60 | 60 | Coos | NH | 2023-12-30 | 2020-09-22 | Eversource Berlin to Lost Nation 115 kV Line W179; 44.564565, -71.19104; 9.69 miles from Berlin substation, 18.27 miles from Lost Nation substation
NEISO | 1034 | G | 2020-06-29 | Solar | SUN | 60 | 60 | 60 | Coos | NH | 2023-12-30 | 2021-04-30 | Eversource Whitefield to Berlin 115 kV S136 line (44.36675, -71.52688) 4.3 miles from Whitefield Substation | Document Posted | Not Started
NEISO | 1033 | G | 2020-06-24 | Solar | SUN | 6 | 6 | 6 | Ellington | CT | 2024-09-01 |  | Eversource Scitico #27H9
NEISO | 1032 | G | 2020-06-23 | Eversource Group @ Bell Rock #661 | SUN BAT | 11.992 | 11.992 | 11.992 | Bristol | MA | 2023-11-30 |  | Eversource Bell Rock #661
NEISO | 1031 | G | 2020-06-18 | Solar | SUN | 40 | 40 | 40 | Hampshire | MA | 2023-10-01 | 2022-10-19 | NATIONAL GRID 69 kV LINE F-6W, WARE - DEERFIELD Latitude: 42.287024° Longitude: -72.289276° | Document Posted | Document Posted |  |  | In Progress | Under Study
NEISO | 1030 | G | 2020-06-02 | Gravel Pit Solar Increase | SUN | 45 | 120 | 120 | Hartford | CT | 2025-02-07 |  | Line cut and three-breaker ring bus of the 115 kV Connecticut Light & Power Company line between Barbour Hill and Windsor Locks. |  | Document Posted |  |  | Executed
NEISO | 1029 | G | 2020-05-29 | Solar | SUN | 120 | 120 | 120 | Penobscot | ME | 2023-12-01 | 2024-02-06 | Emera Maine 115 kV Line 97 BHE, (Passadumkeag to Graham) | Document Posted | Document Posted |  | Document Posted | In Progress
NEISO | 1028 | G | 2020-05-28 | Western Maine Wind Project | WND | 58.8 | 58.8 | 58.8 | Somerset | ME | 2025-01-29 |  | CMP 115 kV Section 222 - coordinates 45° 9'30.90"N, 69°51'1.40"W | Document Posted | Document Posted |  |  | Executed
NEISO | 1027 | G | 2020-05-14 | Solar + Battery Storage | SUN BAT | 2 | 2 | 2 | Berkshire | MA | 2022-12-15 | 2022-09-13 | National Grid, 13.8kV, DISTRIBUTION CIRCUIT #09-1102W1 |  |  |  |  | In Progress
NEISO | 1026 | G | 2020-05-08 | Solar | SUN | 90 | 90 | 90 | Oxford | ME | 2021-11-22 | 2020-06-23 | CMP Rumford substation 115 kV
NEISO | 1025 | G | 2020-04-27 | Solar Increase | SUN | 5 | 20 | 20 | Androscoggin | ME | 2021-11-01 | 2020-08-25 | 34.5 kV line from Gulf island to Crowleys substation. 102159-97000-101460
NEISO | 1024 | G | 2020-04-28 | ENA Old Falmouth Road PV + Storage | SUN BAT | 4.85 | 4.85 | 4.85 | Barnstable | MA | 2024-08-08 |  | The facility is located approximately 5.5 miles from MASHPEE Substation, via the 23 kV#88 circuit. |  |  |  |  | Executed
NEISO | 1023 | G | 2020-04-24 | Solar + Battery Storage | SUN BAT | 2.425 | 2.425 | 2.425 | Bristol | MA | 2021-10-20 | 2022-03-04 | Eversource 13.2 kV Circuit #522 approximately 5.95 miles from Fisher Road substation |  |  |  |  | Not Started
NEISO | 1022 | G | 2020-04-24 | Cranberry Highway Solar + Battery Storage | SUN BAT | 2.2 |  |  | Plymouth | MA | 2022-02-15 |  | The primary connection of the proposed project to Eversource Energy is located on Tremont Station 713 Transformer #1 Line #86. The site is located approximately 2.29 circuit miles from Substation 713 near CYME® node 1200910-295. Circuit 3-86-966 |  |  |  |  | Executed
NEISO | 1021 | G | 2020-04-27 | Emery Meadow Solar | SUN | 16.425 | 16.425 | 16.425 | York | ME | 2026-09-30 |  | CMP 34.5 kV, Section 182 |  | Document Posted |  |  | Executed
NEISO | 1020 | G | 2020-04-24 | Silver Maple Wind CNR | WND | 0 | 20 | 20 | Penobscot | ME | 2022-12-14 |  | Emera Maine 115kV Transmission Line 66, between Graham Substation and Rebel Hill substation, adjacent to Pisgah Mountain Wind Farm. |  |  |  |  | Executed | In Service
NEISO | 1019 | G | 2020-04-24 | Battery Storage | BAT | 20 | 20 | 20 | Penobscot | ME | 2024-04-01 | 2023-09-19 | Chester 46 kV |  | Document Posted |  |  | In Progress | Under Study
NEISO | 1018 | G | 2020-04-24 | Passadumkeag Wind CNR | WND | 0 | 39.97 | 39.97 | Peneobscot | ME | 2021-11-15 |  | Interconnection shall be at the point where the leads from the switch located on the high side of the 115 kV/34.5 kV transformer connect into the 115 kV ring bus at the Passadumkeag Substation in Greenbush, Maine |  |  |  |  | Executed
NEISO | 1017 | G | 2020-04-24 | Battery Storage | BAT | 200 | 200 | 200 | New Haven | CT | 2026-10-01 |  | Eversource East Devon 345 kV Substation | Document Posted | Document Posted |  |  | In Progress
NEISO | 1016 | G | 2020-04-24 | Solar | SUN | 16 | 16 | 16 | Hillsborough | NH | 2024-11-25 | 2024-05-01 | At the Eversource NH 314 line (34.5kV) out of the South Milford substation. |  | Document Posted |  |  | In Progress
NEISO | 1015 | G | 2020-04-22 | Battery Storage | BAT | 112.2 | 112.2 | 112.2 | Penobscot | ME | 2024-12-01 | 2023-08-22 | Orrington 115kV |  | Document Posted |  | Not Required
NEISO | 1014 | G | 2020-04-22 | Battery Storage | BAT | 112.2 | 112.2 | 112.2 | Penobscot | ME | 2024-06-01 | 2023-08-22 | EMERA Keene Rd 115 kV substation |  | Document Posted
NEISO | 1013 | G | 2020-04-22 | Solar | SUN | 17.2 | 17.2 | 17.2 | Sagadahoc | ME | 2025-09-30 |  | CMP 34.5kV line 43, pole 278 |  | Document Posted |  |  | In Progress
NEISO | 1012 | G | 2020-04-20 | Combined Cycle | NG | 800 | 800 | 850 | Suffolk | MA | 2024-06-01 | 2020-08-28 | Eversource Mystic 115 kV station |  | Not Started
NEISO | 1011 | G | 2020-04-20 | Combined Cycle | NG | 800 | 800 | 850 | Suffolk | MA | 2024-06-01 | 2020-08-28 | Eversource Mystic 345 kV station |  | In Progress |  |  |  | Under Study
NEISO | 1010 | G | 2020-04-10 | Berkshire Wind CNR | WND | 0 | 19.6 | 19.6 | Berkshire | MA | 2021-09-13 |  | Eversource 15-E 4 circuit. Interconnection Circuit connects to 115 KV transmission system at Partridge Substation in Pittsfield MA |  |  |  |  | Executed
NEISO | 1009 | G | 2020-04-09 | Eversource Group @ Wing Lane 624 | SUN BAT | 18.989 | 18.989 | 18.989 | Bristol | MA | 2023-11-30 |  | Eversource Wing Lane #624
NEISO | 1008 | G | 2020-04-09 | Eversource Group @ West Pond 737 | SUN BAT | 44.12 | 44.12 | 44.12 | Plymouth | MA | 2023-11-30 |  | Eversource West Pond #737
NEISO | 1007 | G | 2020-04-09 | Eversource Group @ Wareham 714 | SUN BAT | 48.019 | 48.019 | 48.019 | Plymouth | MA | 2023-11-30 |  | Eversource Wareham #714
NEISO | 1006 | G | 2020-04-09 | Eversource Group @ Valley 715 | SUN BAT | 9.98 | 9.98 | 9.98 | Barnstable | MA | 2023-11-30 |  | Eversource Valley 715
NEISO | 1005 | G | 2020-04-09 | Eversource Group @ Tremont Substation 713 | SUN BAT | 33.735 | 33.735 | 33.735 | Plymouth | MA | 2023-11-30 |  | Eversource Tremont 713
NEISO | 1004 | G | 2020-04-09 | Eversource Group @ Sandwich 916 | SUN BAT | 11.75 | 11.75 | 11.75 | Barnstable | MA | 2023-11-30 |  | Eversource Sandwich 916
NEISO | 1003 | G | 2020-04-09 | Eversource Group @ Rochester #745 | SUN BAT | 24.618 | 24.618 | 24.618 | Plymouth | MA | 2023-11-30 |  | Eversource Rochester #745
NEISO | 1002 | G | 2020-04-09 | Solar | SUN | 2.76 | 2.76 | 2.76 | Plymouth | MA | 2023-11-30 |  | Eversource Kingston 735
NEISO | 1001 | G | 2020-04-09 | Eversource Group @ Industrial Park 636 | SUN BAT | 29.11 | 29.11 | 29.11 | Bristol | MA | 2023-11-30 |  | Eversource Industrial Park 636
NEISO | 1000 | G | 2020-04-09 | Solar + battery | SUN BAT | 3.15 | 3.15 | 3.15 | Barnstable | MA | 2023-11-30 |  | Eversource Harwich 968
NEISO | 999 | G | 2020-04-09 | Eversource Group @ Fisher Rd Substation 657 | SUN BAT | 27.948 | 27.948 | 27.948 | Bristol | MA | 2023-11-30 |  | Eversource Fisher Rd 657
NEISO | 998 | G | 2020-04-09 | Eversource Group @ Falmouth 993 | SUN BAT | 7.99 | 7.99 | 7.99 | Barnstable | MA | 2023-11-30 |  | Eversource Falmouth 933
NEISO | 997 | G | 2020-04-09 | Eversource Group @ Crystal Spring 646 | SUN BAT | 7.499 | 7.499 | 7.499 | Middlesex | MA | 2023-11-30 |  | Eversource Crystal Spring 646
NEISO | 996 | G | 2020-04-09 | Eversource Group @ Cross Rd 651 | SUN BAT | 9.5 | 9.5 | 9.5 | Bristol | MA | 2023-11-30 |  | Eversource Cross Rd #651
NEISO | 995 | G | 2020-04-09 | Solar + Battery | SUN BAT | 5 | 5 | 5 | Norfolk | MA | 2023-11-30 |  | Eversource Canton #470
NEISO | 994 | G | 2020-04-09 | Solar + battery | SUN BAT | 5.5 | 5.5 | 5.5 | Middlesex | MA | 2023-11-30 |  | Eversource Burlington #391
NEISO | 993 | G | 2020-04-09 | Solar + Battery | SUN BAT | 2 | 2 | 2 | Plymouth | MA | 2023-11-30 |  | Eversource Brook St 727
NEISO | 992 | G | 2020-04-09 | Eversource Group @ Arsene St 654 | SUN BAT | 7 | 7 | 7 | Bristol | MA | 2023-11-30 |  | Eversource Arsene Street #654
NEISO | 991 | G | 2020-04-09 | Solar | SUN | 2.5 | 2.5 | 2.5 | Franklin | MA | 2023-11-30 |  | Eversource Cumberland station
NEISO | 990 | G | 2020-04-09 | Solar | SUN | 4.89 | 4.89 | 4.89 | Berkshire | MA | 2023-11-30 |  | Eversource Partidge station
NEISO | 989 | G | 2020-04-09 | Eversource Group Study @ Blandford | SUN | 12.48 | 12.48 | 12.48 | Hampden | MA | 2023-11-30 |  | Eersource Blandford station
NEISO | 988 | G | 2020-04-07 | Solar CNR only | SUN | 0 | 30 | 30 | Cheshire | NH | 2024-07-30 | 2021-10-31 | The Project will interconnect at National Grid’s 115 kV line I-135 via a new three circuit breaker ring bus switching station located at 2.9 miles from Eversource’s Fitzwilliam Substation and 20.5 miles from Fitchburg Gas & Electric Light Company’s Flagg Pond Substation. |  |  |  |  | In Progress
NEISO | 987 | G | 2020-04-10 | Chariot Solar CNR only | SUN | 0 | 49.5 | 49.5 | Cheshire | NH | 2024-12-15 | 2025-01-13 | NGrid 115 kV Vernon Road tap to Vernon Road Substation, 2.5 mi from Vernon Road Substation |  |  |  |  | Executed
NEISO | 986 | G | 2020-04-07 | Solar | SUN | 19.99 | 19.99 | 19.99 | Penobscot | ME | 2027-09-30 |  | Graham Substation – 46 kV open bus tie/breaker -via a tapped existing line approximately 5.1 miles to the substation. (44 51 39.25 N 68 39 28.19 W) | Document Posted | Document Posted |  | Not Started | In Progress
NEISO | 985 | G | 2020-04-02 | Solar | SUN | 4 | 4 | 4 | Washington | ME | 2021-07-29 | 2021-07-20 | Emera Maine 34.5kV Line 3 approximately 1.8 miles from Washington County Substation (WCS) |  | In Progress |  |  |  | Under Study
NEISO | 984 | G | 2020-04-01 | Storage | BAT | 150 | 150 | 150 | Middlesex | MA | 2023-09-20 | 2023-05-31 | National Grid 115kV line 1/2 mile to the East of Billerica 70 substation |  | Document Posted |  |  | In Progress
NEISO | 983 | G | 2020-03-31 | Solar | SUN | 40 | 40 | 40 | Androscoggin | ME | 2022-11-15 | 2020-06-18 | The project will connect at Central Maine Power 200A at Switch 200A-2 (115 kV)
NEISO | 982 | G | 2020-03-30 | Wind | WND | 3.8 | 3.8 | 3.8 | Litchfield | CT | 2024-09-01 |  | Eversource Canton 5R
NEISO | 981 | G | 2020-03-27 | Bridgeport Harbor Unit #5 Uprate | DFO NG | 0.4 | 509.6 | 532.6 | Fairfield | CT | 2021-12-22 |  | UI Singer Substation 345kv |  |  |  |  | Executed
NEISO | 980 | G | 2020-03-26 | Solar addition | SUN | 10 | 20 | 20 | Sullivan | NH | 2022-11-15 | 2021-03-05 | River Road 46 kV (Bus No 108291) is same as the previous interconnection QP799 |  | In Progress |  |  |  | Under Study
NEISO | 979 | ETU | 2020-03-26 | NECEC 1200 MW HVDC (controllable - import only) CNR |  | 0 |  |  | Androscoggin | ME | 2026-01-07 | [6 empty] | Executed
NEISO | 978 | G | 2020-03-25 | Eversource Group Study @ Wing Lane | SUN | 5.08 | 5.08 | 5.08 | Bristol | MA | 2023-11-30 |  | Eversource Wing Lane 624
NEISO | 977 | G | 2020-03-25 | Eversource Group Study @ Wareham | SUN BAT | 55.14 | 55.14 | 55.14 | Plymouth | MA | 2023-11-30 |  | Eversource Wareham 714
NEISO | 976 | G | 2020-03-25 | Eversource Group Study @ Industrial Park | SUN BAT | 11.338 | 11.338 | 11.338 | Bristol | MA | 2023-11-30 |  | Eversource Industrial Park 636
NEISO | 975 | G | 2020-03-25 | Eversource Group Study @ Crystal Spring | SUN BAT | 20.46 | 20.46 | 20.46 | Plymouth | MA | 2023-11-30 |  | Eversource Crystal Spring 646
NEISO | 974 | G | 2020-03-25 | Solar plus Battery | SUN BAT | 4.999 | 4.999 | 4.999 | Bristol | MA | 2023-11-30 |  | Eversource Cross Road 651
NEISO | 973 | G | 2020-03-25 | Eversource Group Study @ Brook St | SUN BAT | 9.778 | 9.778 | 9.778 | Plymouth | MA | 2023-11-30 |  | Eversource Brook St
NEISO | 972 | G | 2020-03-25 | Rumford Power Repair for Performance Upgrade | NG | 0.205 | 271 | 280 | Oxford | ME | 2021-11-15 |  | Interconnection of Rumford Power’s 115 kV Bus to CMP’s 115kV bus, located on Rumford Power's support structure, extending to CMP’s 115kV Rumford Industrial Park Substation |  |  |  |  | Executed
NEISO | 971 | G | 2020-03-26 | Combined Cycle Upgrade | NG | 4 | 564 | 588 | Fairfield | CT | 2021-07-12 |  | UI Singer Substation |  |  |  |  | Executed | In Service
NEISO | 970 | G | 2020-03-18 | Wood River Substation - NG Western RI DG Area Study | SUN | 7.84 | 7.84 | 7.84 | Washington | RI | 2021-08-15 |  | NG Wood River Substation
NEISO | 969 | G | 2020-03-18 | Tower Hill Substation - NG Western RI DG Area Study | SUN | 2 | 2 | 2 | Washington | RI | 2021-08-15 |  | NG Tower Hill Substation
NEISO | 968 | G | 2020-03-18 | Putnam Pike Substation - NG Western RI DG Area Study | SUN | 5.62 | 5.62 | 5.62 | Providence | RI | 2021-08-15 |  | NG Putnam Pike Substation
NEISO | 967 | G | 2020-03-18 | Old Baptist Road Substation - NG Western RI DG Area Study | SUN | 4.422 | 4.422 | 4.422 | Washington | RI | 2021-08-15 |  | NG Old Baptist Road Substation
NEISO | 966 | G | 2020-03-18 | New London Substation - NG Western RI DG Area Study | SUN | 3 | 3 | 3 | Kent | RI | 2021-08-15 |  | NG New London Substation
NEISO | 965 | G | 2020-03-18 | Kent County Substation - NG Western RI DG Area Study | SUN | 10.368 | 10.368 | 10.368 | Kent | RI | 2021-08-15 |  | NG Lafayette No. 30 (supplied by Kent County Substation)
NEISO | 964 | G | 2020-03-18 | Kenyon Substation - NG Western RI DG Area Study | SUN | 3.5 | 3.5 | 3.5 | Washington | RI | 2021-08-15 |  | NG Kenyon Substation
NEISO | 963 | G | 2020-03-18 | Johnston Substation - NG Western RI DG Area Study | SUN | 4.25 | 4.25 | 4.25 | Providence | RI | 2021-08-15 |  | NG Johnston Substation
NEISO | 962 | G | 2020-03-18 | Drumrock - NG Western RI DG Area Study | SUN | 3.85 | 3.85 | 3.85 | Kent | RI | 2021-08-15 |  | NG Drumrock
NEISO | 961 | G | 2020-03-18 | Wolf Hill substation - NG Western RI DG Area Study | SUN | 2.2 | 2.2 | 2.2 | Providence | RI | 2021-08-15 |  | NG Wolf Hill Substation
NEISO | 960 | G | 2020-03-18 | Chase Hill Substation - NG Western RI DG Area Study | SUN | 6.339 | 6.339 | 6.339 | Washington | RI | 2021-08-15 |  | NG Chase Hill Substation
NEISO | 959 | G | 2020-03-18 | Chase Hill Substation - NG Western RI DG Area Study | SUN | 6.75 | 6.75 | 6.75 | Washington | RI | 2021-08-15 |  | NG feeder 88F1, Chase Hill Substation
NEISO | 958 | G | 2020-03-18 | Wood River - NG Western RI DG Area Study | SUN | 6.474 | 6.474 | 6.474 | Washington | RI | 2022-01-24 |  | NG feeder 85T2, Wood River Substation
NEISO | 957 | G | 2020-03-18 | Tower Hill - NG Western RI DG Area Study | SUN | 6.75 | 6.75 | 6.75 | Washington | RI | 2023-01-15 |  | NG feeder 88F1, Tower Hill substation
NEISO | 956 | G | 2020-03-16 | Solar | SUN | 10 | 10 | 10 | Rockingham | NH | 2024-10-28 | 2024-05-01 | Eversource NH 3103 Line (34.5 kV) out of Brentwood substation extended along Exeter Rd |  | Document Posted |  |  | In Progress
NEISO | 955 | G | 2020-03-12 | Vineyard Offshore Wind CNR Only | WND | 0 | 800 | 800 |  | MA | 2025-05-26 |  | Eversource 115kV Barnstable Switch Station |  |  |  |  | Executed
NEISO | 954 | G | 2020-03-05 | Tiverton Uprate | NG | 0 | 287.5 | 305.5 | Newport | RI | 2021-05-31 |  | Interconnection with Narragansett Electric Company's M13 and L14 115kV line taps to NEC's Tiverton substation. |  |  |  |  | Executed | In Service
NEISO | 953 | G | 2020-02-19 | BD Solar Church Hill | SUN | 20 | 20 | 20 | Androscoggin | ME | 2026-12-31 |  | 101105 Augusta East w New Breaker |  | Document Posted |  |  | Executed
NEISO | 952 | G | 2020-02-18 | Solar | SUN | 4.99 | 4.99 | 4.99 | Androscoggin | ME | 2021-09-30 | 2020-04-08 | CMP 34.5kV line. 44.074807, -70.280400
NEISO | 951 | G | 2020-02-03 | Riley-Jay-Otis-Livermore | WAT | 28.325 | 28.325 | 28.325 | Androscoggin/Franklin | ME | 2024-11-01 |  | CMP 115 kV Section 230 | Document Posted | Document Posted |  |  | Executed | Under Construction
NEISO | 950 | G | 2020-01-20 | Solar | SUN | 17 | 17 | 17 | Oxford | ME | 2024-06-20 | 2022-08-23 | New substation on CMP 34.5 kV circuit Section #97 as shown on one-line | Document Posted | In Progress |  |  |  | Under Study
NEISO | 949 | G | 2020-01-23 | Fuel Cell | NG | 9.66 | 9.66 | 9.66 | Fairfield | CT | 2024-12-01 |  | UI 13.8kV Congress I Substation
NEISO | 948 | G | 2020-01-10 | Solar | SUN | 51.02 | 51.02 | 51.02 | Grafton | NH | 2022-06-01 | 2020-11-03 | Eversource 115kV B-112 transmission line just east of Beebe River Substation | Document Posted |  |  |  |  | Under Study
NEISO | 947 | G | 2020-01-07 | Battery Storage | BAT | 200 | 200 | 200 | Androscoggin | ME | 2022-12-07 | 2020-03-12 | Sec 377, Approx. 2.71 miles east of Surowiec 345kV bus
NEISO | 946 | G | 2019-12-27 | Solar | SUN | 18.4 | 18.4 | 18.4 | York | ME | 2021-08-31 | 2020-04-01 | CMP 34.5 kv, Section 182
NEISO | 945 | G | 2019-12-18 | ND OTM LLC Generator Reactivation | BLQ WDS | 8 | 8 | 8 | Penobscot | ME | 2021-06-05 |  | Emera Maine 46 kv Line 5/7 / Old Town Maine @ Penobscot River |  | Document Posted |  |  | Executed | In Service
NEISO | 944 | G | 2019-12-18 | Bay State Wind 4 Offshore Wind | WND | 1200 | 1200 | 1200 |  | MA | 2033-11-04 |  | National Grid Brayton Point 345kV | Document Posted | Document Posted |  | Document Posted | Executed
NEISO | 943 | G | 2019-12-12 | Solar | SUN | 15 | 15 | 15 | Androscoggin | ME | 2021-11-01 | 2021-11-12 | Interconnecting to the existing CMP 34.5 kV line Section 72 between Gulf Island and Crowleys (about 3.85 miles from Crowleys). |  | Document Posted |  |  | In Progress | Under Study
NEISO | 942 | G | 2019-12-10 | Brayton Road Solar | SUN | 8.423 | 8.423 | 8.423 | Newport | RI | 2024-02-15 |  | GRID 33F4 Feeder Connecting to Tiverton No. 2 substation
NEISO | 941 | G | 2019-12-10 | Brayton Road Solar | SUN | 3.368 | 3.368 | 3.368 | Newport | RI | 2024-02-15 |  | GRID 33F4 Feeder Connecting to Tiverton No. 2 substation
NEISO | 940 | G | 2019-12-04 | Gravel Pit Solar increase | SUN | 25 | 75 | 75 | Hartford | CT | 2025-02-07 |  | Line cut and three-breaker ring bus of the 115 kV Connecticut Light & Power Company line between Barbour Hill and Windsor Locks. |  | Document Posted |  |  | Executed
NEISO | 939 | G | 2019-11-25 | NB Fuel Cell | NG | 20 | 20 | 20 | Hartford | CT | 2024-12-12 |  | Black Rock Substation (Eversource) via the Farmington River Power Company owned Burritt St substation 69kv line 680 |  | Document Posted |  |  | Executed | In Service
NEISO | 938 | G | 2019-11-21 | Solar | SUN | 35 | 35 | 35 | Merrimack | NH | 2022-10-03 | 2020-09-21 | POI is Eversource NH pole 317/153 of the 317 line out of the Oak Hill Substation. | Document Posted |  |  |  |  | Under Study
NEISO | 937 | G | 2019-11-14 | Solar CNR only | SUN | 0 | 150 | 150 | York | ME | 2022-12-31 | 2021-08-12 | CMP/Eversource 345 kV Line 391 from Buxton substation to Scobie Pond substation (approx. 27.7 miles from Buxton substation) |  |  |  |  | Executed
NEISO | 936 | G | 2019-10-30 | Solar | SUN | 45 | 45 | 45 | Coos | NH | 2024-10-01 | 2023-12-06 | 115 kV bus of Eversource Paris Substation. |  | Document Posted |  |  | In Progress
NEISO | 935 | G | 2019-10-30 | West Baldwin Solar | SUN | 17.1 | 17.1 | 17.1 | Cumberland | ME | 2029-09-30 |  | CMP 34.5 kv Line, Section 91 |  | Document Posted |  |  | Executed
NEISO | 934 | G | 2019-10-25 | Pembroke Solar | SUN | 17.5 | 17.5 | 17.5 | Merrimack | NH | 2024-09-01 | 2025-01-06 | Eversource Pole 334/201 of the 334G Line looped between Garvins & Rimmon, roughly 3.5 miles from Garvins |  | Document Posted |  |  | Executed
NEISO | 933 | G | 2019-10-22 | Coolidge Solar CNR Only | SUN | 0 | 19.9 | 19.9 | Windsor | VT | 2020-11-13 |  | 115 kV Coolidge Substation |  |  |  |  | Executed
NEISO | 932 | G | 2019-10-22 | Solar | SUN | 110 | 110 | 110 | Carroll | NH | 2025-10-03 | 2022-11-23 | 115 kV Eversource K1214 line between Saco Valley and Lovell, approximately 3.46 miles from Saco Valley. |  | In Progress |  |  |  | Under Study
NEISO | 931 | G | 2019-10-22 | Roxbury Solar | SUN | 55 | 55 | 55 | Oxford | ME | 2024-10-24 | 2024-10-18 | CMP Roxbury substation 115 kV bus |  | Document Posted |  |  | Executed
NEISO | 930 | G | 2019-10-17 | Millstone Increase | NUC | 37 | 1262 | 1262 | New London | CT | 2022-05-26 |  | Eversource's Millstone 345 KV switchyard (15G) - no change to existing connection |  | Document Posted |  |  | Executed | In Service
NEISO | 929 | G | 2019-10-15 | GDC Saco Solar | SUN | 20 | 20 | 20 | York | ME | 2025-04-30 |  | CMP Louden 34.5kV substation |  | Document Posted |  |  | Executed
NEISO | 928 | G | 2019-10-09 | Solar | SUN | 20 | 20 | 20 | Somerset | ME | 2027-04-01 | 2023-11-27 | 34.5 kV bus at CMP's Lakewood Substation in Madison, Maine | Document Posted | Document Posted |  |  | In Progress
NEISO | 927 | G | 2019-09-16 | Offshore Wind | WND | 1200 | 1200 | 1200 |  | CT | 2031-05-31 | 2024-08-07 | Primary: Eversource (CL&P) 345kV Montville, Alternatively Eversource (CL&P) 345kV Millstone. | Document Posted | Document Posted |  |  | In Progress
NEISO | 926 | G | 2019-09-11 | Offshore Wind Increase (Q781) | WND | 167 | 871 | 871 |  | RI | 2023-12-01 | 2020-11-06 | National Grid's 115kV Davisville Substation | Document Posted | Not Started |  |  |  | Under Study
NEISO | 925 | ETU | 2019-09-06 | NY QP556 AC |  | 0 | 0 | 0 | Onieda/Albany | NY | 2023-12-31 |  | NY Edic - New Scotland 345 kV
NEISO | 924 | ETU | 2019-09-06 | NY QP543 AC |  | 0 | 0 | 0 | Albany/Dutchess | NY | 2023-12-31 |  | NY Greenbush PV 345 kV
NEISO | 923 | G | 2019-09-03 | Solar | SUN | 20 | 20 | 20 | Androscoggin | ME | 2025-01-15 |  | CMP 34.5 kV Leeds substation
NEISO | 922 | G | 2019-09-03 | Offshore wind Increase (Q829) | WND | 200 | 600 | 600 |  | MA | 2025-07-01 | 2022-05-24 | NSTAR Electric Company 345 kV lines 322 and 342 | Document Posted | Not Started |  |  |  | Under Study
NEISO | 921 | G | 2019-08-29 | Solar and Battery | SUN BAT | 9.35 | 9.35 | 9.35 | York | ME | 2020-12-31 | 2019-10-17 | CMP Bonney Easgle substation - Circuit 610D2
NEISO | 920 | G | 2019-08-29 | Solar and Battery | SUN BAT | 11.68 | 11.68 | 11.68 | York | ME | 2020-12-31 | 2019-10-17 | CMP Biddleford Pump station - Circuit 605D1
NEISO | 919 | G | 2019-08-29 | Solar and Battery | SUN BAT | 5 | 5 | 5 | Knox | ME | 2020-12-31 | 2019-10-17 | CMP Thomaston Creek substation - Circuit 246D1
NEISO | 918 | G | 2019-08-29 | Solar and Battery | SUN BAT | 5 | 5 | 5 | Howard | ME | 2020-12-31 | 2019-10-17 | CMP Trap Corner substation, Circuit 453D1
NEISO | 917 | G | 2019-08-29 | Solar and Battery | SUN BAT | 7.5 | 7.5 | 7.5 | Androscoggin | ME | 2020-12-31 | 2019-10-17 | CMP Great Falls substation, Circuit 436D6
NEISO | 916 | G | 2019-08-29 | Solar and Battery | SUN BAT | 5 | 5 | 5 | Cumberland | ME | 2020-12-31 | 2019-10-17 | CMP Fort Hill substation, Circuit 624D1
NEISO | 915 | G | 2019-08-29 | Solar and Battery | SUN BAT | 5 | 5 | 5 | Oxford | ME | 2020-12-31 | 2019-10-17 | CMP Rumford substation, Curcuit 447D2
NEISO | 914 | G | 2019-08-29 | Solar | SUN | 5 | 5 | 5 | Androscoggin | ME | 2020-12-31 | 2019-10-17 | CMP Deer Rips substation, curcuit 412D4
NEISO | 913 | G | 2019-08-29 | Solar | SUN | 9.98 | 9.98 | 9.98 | Androscoggin | ME | 2020-12-31 | 2019-10-17 | CMP Hotel Road substation, Curcuit 420D4
NEISO | 912 | G | 2019-08-23 | Bloom Energy Fuel Cell | FC | 10.2 | 10.2 | 10.2 | New London | CT | 2021-10-20 |  | Eversource Willimantic 14S
NEISO | 911 | G | 2019-08-22 | Solar | SUN | 35 | 35 | 35 | Oxford | ME | 2024-12-30 | 2022-07-05 | 34.5 kV bus at CMP's Lovell Substation. Lat/Lon 44° 7.315'N, 70° 53.332'W |  | Document Posted |  |  | In Progress
NEISO | 910 | G | 2019-08-15 | Mousam River Solar | SUN | 20 | 20 | 20 | York | ME | 2025-09-30 |  | 34.5 kV bus at CMP Sanford Substation ( 43° 25.746'N, 70° 44.085'W) |  | Document Posted |  |  | Executed
NEISO | 909 | G | 2019-08-01 | Offshore Wind | WND | 814 | 814 | 814 |  | MA | 2026-05-31 | 2024-02-13 | Primary National Grid 115kV Bell Rock, alt: Eversource 115kV Wings Lane, National Grid 115kV Somerset | Document Posted | Not Started |  |  |  | Under Study
NEISO | 908 | G | 2019-08-01 | Solar | SUN | 8.999 | 8.999 | 8.999 | Somerset | ME | 2020-12-31 | 2019-10-17 | CMP Skowhegan North Side substation, Circuit 853D1 and 853D2
NEISO | 907 | G | 2019-08-01 | Solar | SUN | 5 | 5 | 5 | Androscoggin | ME | 2020-08-31 | 2019-10-17 | CMP Hotel Road substation, Circuit 420D4
NEISO | 906 | G | 2019-08-01 | Solar | SUN | 4.8 | 4.8 | 4.8 | York | ME | 2022-07-14 |  | CMP Pratt & Whitney substation, Circuit 661D2
NEISO | 905 | G | 2019-08-01 | Battery Storage | BAT | 10 | 10 | 10 | Cumberland | ME | 2024-08-01 | 2025-01-08 | CMP Mussey Road substation, Circuit 636D2
NEISO | 904 | G | 2019-08-01 | Battery Storage | BAT | 14 | 14 | 14 | Kennebec | ME | 2024-01-25 | 2025-01-08 | CMP Puddledock substation, circuit 262D1
NEISO | 903 | G | 2019-08-01 | Solar | SUN | 6.999 | 6.999 | 6.999 | Kennebec | ME | 2022-07-13 |  | CMP Winslow substation, Circuit 870D2 | [5 empty] | Partially In Service
NEISO | 902 | G | 2019-08-01 | Solar | SUN | 7.2 | 7.2 | 7.2 | Kennebec | ME | 2021-07-02 |  | CMP Blair Road substation, Circuit207D2
NEISO | 901 | G | 2019-08-01 | Solar | SUN | 4.6 | 4.6 | 4.6 | Oxford | ME | 2021-06-14 |  | CMP Oxford substation, Circuit 437D2
NEISO | 900 | G | 2019-08-01 | Solar | SUN | 4.6 | 4.6 | 4.6 | Oxford | ME | 2021-06-14 |  | CMP Oxford subsation, Circuit 437D1
NEISO | 899 | ETU | 2019-07-29 | 1200 MW HVDC Line into Singer (Controllable) |  | 1200 |  |  | Fairfield | CT | 2024-09-01 | 2020-07-31 | The proposed point of interconnection is 345kV Singer substation in Bridgeport, CT. | Document Posted | Not Started |  |  |  | Under Study
NEISO | 898 | G | 2019-07-26 | Solar | SUN | 33.1 | 33.1 | 33.1 | Grafton | NH | 2022-06-01 | 2019-08-28 | NGRID 34.5kV transmission/distribution line 3318 in Monroe, NH
NEISO | 897 | G | 2019-07-26 | Solar | SUN | 60 | 60 | 60 | Grafton | NH | 2022-06-01 | 2019-08-28 | Eversource 34.5kV bus at the Beebe River Substation
NEISO | 896 | G | 2019-07-17 | Saco Solar | SUN | 19.6 | 19.6 | 19.6 | York | ME | 2026-07-01 |  | CMPCO 34.5kV Louden Substation Saco, Maine |  | Document Posted |  | Document Posted | Executed
NEISO | 895 | G | 2019-06-27 | CT additional | NG WO | 10 | 37.05 | 43.25 | Tolland | CT | 2021-02-01 | 2019-08-09 | Connecticut Light and Power Company d/b/a Eversource Connecticut (ES CT) Card-Mansfield 900 Line operating at 69 kV at the North Eagleville / King Hill Road intersection
NEISO | 894 | G | 2019-06-10 | Gas turbine repowering (Alt. to Q647) | DFO NG | 23 | 376 | 378 | Middlesex | CT | 2025-05-31 | 2021-12-02 | Middletown 115 kV substation, Bus A, between breakers 1T and 2T |  | Document Posted |  |  | Not Started
NEISO | 893 | G | 2019-06-07 | Offshore Wind | WND | 1200 | 1200 | 1200 |  | CT | 2025-05-31 | 2021-10-20 | Millstone 345kV alternate: lines 348 and 310 | Document Posted | In Progress |  |  |  | Under Study
NEISO | 892 | G | 2019-06-05 | Gravel Pit Solar | SUN | 50 | 50 | 50 | Hartford | CT | 2025-02-07 |  | Line cut and three-breaker ring bus of the 115 kV Connecticut Light & Power Company line between Barbour Hill and Windsor Locks |  | Document Posted |  |  | Executed
NEISO | 891 | ETU | 2019-05-29 | 1400 MW HVDC Line into Millstone |  | 1400 |  |  | New London | CT | 2024-03-01 | 2020-01-16 | The proposed point of Interconnection is the Eversource Millstone 345kV substation in Waterford, CT - Alternate is Haddam 345 kV Substation | Not Started |  |  |  |  | Under Study
NEISO | 890 | ETU | 2019-05-13 | Increase transfer capability for N to S flows (Norwalk Harbor substation to Northport substation) | [5 empty] | CT | 2023-07-01 | 2020-06-26 |  | In Progress |  |  |  |  | Under Study
NEISO | 889 | ETU | 2019-05-01 | NECEC Elective Transmission Deliverability Upgrades |  |  |  |  | Androscoggin | ME | 2025-08-28 |  |  |  | Document Posted |  |  | Executed
NEISO | 888 | G | 2019-04-26 | Millinocket Battery additon | WAT BAT | 0 | 126 | 126 | Penobscot | ME | 2020-12-30 |  | 115/34.5 kV Powersville Rd Substation and Millinocket Sub 4, 34.5 kV Bus |  | Document Posted |  |  | Executed | Under Construction
NEISO | 887 | G | 2019-04-26 | Battery Storage | BAT | 150 | 150 | 150 | Plymouth | MA | 2026-05-31 | 2023-11-14 | Eversource Line 113 at Wareham 115 kV substation | Document Posted | In Progress |  |  |  | Under Study
NEISO | 886 | G | 2019-04-26 | Battery Storage | BAT | 200 | 200 | 200 | Norfolk | MA | 2023-05-31 | 2020-03-06 | Eversource 345 kV Holbrook | Document Posted |  |  |  |  | Under Study
NEISO | 885 | G | 2019-04-25 | Fuel Cell | NG | 20.24 | 20.24 | 20.24 | Hartford | CT | 2020-06-30 | 2019-09-03 | Black Rock Substation (Eversource) via the Farmington River Power Company owned Burritt St substation 69kv line 680
NEISO | 884 | G | 2019-04-24 | Nutmeg Solar CNR only | SUN | 0 | 19.9 | 19.9 | Hartford | CT | 2020-12-07 |  | 115kV Sitico Sub |  |  |  |  | Executed
NEISO | 883 | G | 2019-04-24 | Kendall Combined Cycle increase | DFO NG | 16.449 | 264.953 | 268.523 | Middlesex | MA | 2025-06-01 |  | Kendall CT and Kendall Steam 3: point where Eversource Line 875-539 connects to Eversource 115 kV bus at Station 875. Kendall Jet: point where Eversource breaker J1242 connects to A bus at Kendall Station. |  | Document Posted |  |  | Executed
NEISO | 882 | G | 2019-04-24 | Kendall CNR Restoration | DFO NG | 13.551 | 248.504 | 252.074 | Middlesex | MA | 2021-11-04 |  | Kendall CT and Kendall Steam 3: point where Eversource Line 875-539 connects to Eversource 115 kV bus at Station 875. Kendall Jet: point where Eversource breaker J1242 connects to A bus at Kendall Station. |  | Document Posted |  |  | Executed
NEISO | 881 | G | 2019-04-18 | Fore River CNR Uprate | DFO NG | 0 | 800 | 843 | Norfolk | MA | 2020-06-01 |  | NSTAR Edgar 115kv substation. |  |  |  |  | Executed
NEISO | 880 | G | 2019-04-17 | Generator reactivation | BLQ WDS | 24 | 24 | 24 | Penobscot | ME | 2020-10-30 | 2019-05-15 | Emera Maine 46kv Line 5/7 / Old Town Maine @ Penobscot River
NEISO | 879 | G | 2019-04-15 | Simple Cycle Combustion Turbine Repowering (alternative to Q647) | DFO NG | 0 | 376 | 378 | Middlesex | CT | 2023-05-31 | 2019-05-28 | Middletown 115 kV substation, Bus A, between breakers 1T and 2T
NEISO | 878 | G | 2019-04-15 | Solar | SUN | 19.8 | 19.8 | 19.8 | Sullivan | NH | 2020-11-05 | 2019-05-01 | Eversource Lost Nation Substation (34.5 kV)
NEISO | 877 | G | 2019-04-11 | Energy Storage | BAT | 170 | 170 | 170 | Norfolk | MA | 2027-07-26 |  | National Grid's South Wrentham 115kV substation | Document Posted | Document Posted |  |  | Executed
NEISO | 876 | G | 2019-04-11 | Energy Storage | BAT | 246 | 246 | 246 | Bristol | MA | 2024-12-31 | 2021-12-20 | Eversource 115kV Cross Road Substation Line 109 |  | Document Posted |  | In Progress |  | Under Study
NEISO | 875 | G | 2019-04-08 | Farmington Solar CNR only | SUN | 0 | 78.4 | 78.4 | Franklin | ME | 2021-10-27 |  | CMP's Sturtevant - Livermoore Fall 115 kV line |  |  |  |  | Executed
NEISO | 874 | G | 2019-04-08 | Cross Town Battery Storage | BAT | 175 | 175 | 175 | Cumberland | ME | 2025-08-29 |  | CMP Mosher 115kV Substation - Lat: 43°41'2.39"N Long: 70°23'56.24"W |  | Document Posted |  |  | Executed
NEISO | 873 | ETU | 2019-04-04 | 1200 MW HVDC Line (controllable) Into Mystic |  | 1200 |  |  | Middlesex | MA | 2024-08-01 | 2020-07-02 | The proposed point of Interconnection is: NSTAR Mystic 345kV Substation | Document Posted | Not Started |  |  |  | Under Study
NEISO | 872 | G | 2019-04-01 | Battery Storage | BAT | 180 | 180 | 180 | Washington | RI | 2023-03-01 | 2020-02-08 | National Grid 115kV Kent County- West Kingston line Approx: Latitude: 41°28'50.34"N, Longitude: 71°34'24.82"W |  | In Progress |  |  |  | Under Study
NEISO | 871 | G | 2019-03-28 | Energy Storage | BAT | 100 | 100 | 100 | Grafton | NH | 2023-05-31 | 2020-01-17 | PSNH 115kV Littleton substation |  | In Progress |  |  |  | Under Study
NEISO | 870 | G | 2019-03-26 | Solar | SUN | 6.22 | 6.22 | 6.22 | Providence | RI | 2025-01-13 |  | NG feeder 26W7, Woonsocket substation
NEISO | 869 | G | 2019-03-26 | Solar | SUN | 6.22 | 6.22 | 6.22 | Providence | RI | 2025-02-13 |  | NG feeder 26W1, Woonsocket substation
NEISO | 868 | G | 2019-04-10 | Nellie Solar | SUN | 15 | 15 | 15 | Sullivan | NH | 2024-10-01 | 2024-10-18 | Eversource 34.5 kV line 3410 out of the North Road substation, extended along Maple Street, Newport NH. | Document Posted | Document Posted |  |  | Executed
NEISO | 867 | G | 2019-03-21 | Wilbraham substation - NG Western MA Area Cluster Study | SUN | 4 | 4 | 4 | Hampden | MA | 2020-12-03 |  | NG Wilbraham substation
NEISO | 866 | G | 2019-03-21 | Whitmanville substation - NG Western MA Area Cluster Study | SUN | 26.612 | 26.612 | 26.612 | Worcester | MA | 2020-08-01 |  | NG Whitmanville substation
NEISO | 865 | G | 2019-03-21 | West Hampden 139 substation - NG Western MA Area Cluster Study | SUN | 13.173 | 13.173 | 13.173 | Hampden | MA | 2023-03-10 |  | NG West Hampden substation
NEISO | 864 | G | 2019-03-21 | W. Charlton substation - NG Western MA Area Cluster Study | SUN | 17.032 | 17.032 | 17.032 | Worcester | MA | 2022-10-10 |  | NG W. Charlton substation
NEISO | 863 | G | 2019-03-21 | Treasure Valley substation - NG Western MA Area Cluster Study | SUN | 2.23 | 2.23 | 2.23 | Worcester | MA | 2019-09-19 |  | NG Treasure Valley substation
NEISO | 862 | G | 2019-03-21 | Stafford Street substation - NG Western MA Area Cluster Study | SUN | 20.38 | 20.38 | 20.38 | Worcester | MA | 2022-10-01 | 2021-10-20 | NG Stafford Street substation
NEISO | 861 | G | 2019-03-21 | Snow Street substation - NG Western MA Area Cluster Study | SUN | 24.652 | 24.652 | 24.652 | Worcester | MA | 2023-04-05 |  | NG Snow Street substation
NEISO | 860 | G | 2019-03-21 | Shutesbury substation - NG Western MA Area Cluster Study | SUN | 19.992 | 19.992 | 19.992 | Hampshire | MA | 2023-12-31 |  | NG Shutesbury substation
NEISO | 859 | G | 2019-03-21 | Prospect Street substation - NG Western MA Area Cluster Study | SUN | 2 | 2 | 2 | Worcester | MA | 2020-08-01 | 2020-02-18 | NG Prospect Street Substation
NEISO | 858 | G | 2019-03-21 | Pratts Junction substation - NG Western MA Area Cluster Study | SUN | 2 | 2 | 2 | Worcester | MA | 2020-08-01 | 2020-02-18 | NG Pratts Junction substation
NEISO | 857 | G | 2019-03-21 | Powder Mill substation - NG Western MA Area Cluster Study | SUN | 70.664 | 70.664 | 70.664 | Worcester | MA | 2020-08-01 |  | NG Powder Mill substation
NEISO | 856 | G | 2019-03-21 | New Salem substation - NG Western MA Area Cluster Study | SUN | 21.272 | 21.272 | 21.272 | Worcester | MA | 2020-08-01 |  | NG New Salem substation
NEISO | 855 | G | 2019-03-21 | Millbury substation - NG Western MA Area Cluster Study | SUN | 14.44 | 14.44 | 14.44 | Worcester | MA | 2023-11-01 |  | NG Millbury substation
NEISO | 854 | G | 2019-03-21 | Litchfield substation - NG Western MA Area Cluster Study | SUN | 9.49 | 9.49 | 9.49 | Worcester | MA | 2021-04-30 |  | NG Litchfield substation
NEISO | 853 | G | 2019-03-21 | East Longmeadow substation - NG Western MA Area Cluster Study | SUN | 8.99 | 8.99 | 8.99 | Hampden | MA | 2022-08-07 |  | NG East Longmeadow
NEISO | 852 | G | 2019-03-21 | E. Webster substation - NG Western MA Area Cluster Study | SUN | 4.88 | 4.88 | 4.88 | Worcester | MA | 2023-10-01 |  | NG E.. Webster substation
NEISO | 851 | G | 2019-03-21 | Brookfield substation - NG Western MA Area Cluster Study | SUN | 24 | 24 | 24 | Worcester | MA | 2020-08-01 | 2020-02-18 | NG Brookfield substation
NEISO | 850 | G | 2019-03-21 | Bear Swamp Upper Yard substation - NG Western MA Area Cluster Study | SUN | 2.5 | 2.5 | 2.5 | Berkshire | MA | 2021-09-08 |  | NG Bear Swamp Upper Yard substation
NEISO | 849 | G | 2019-03-21 | Ashburnham substation - NG Western MA Area Cluster Study | SUN | 4.98 | 4.98 | 4.98 | Worcester | MA | 2023-01-12 |  | NG Ashburnham substation
NEISO | 848 | G | 2019-03-21 | Adams substation - NG Western MA Area Cluster Study | SUN | 10.978 | 10.978 | 10.978 | Berkshire | MA | 2021-12-31 |  | NG Adams substation
NEISO | 847 | G | 2019-03-19 | Battery Storage | BAT | 150 | 150 | 150 | Essex | MA | 2023-05-31 | 2020-03-06 | Primary POI: Expand NGRID S.Danvers 115 kV substation by connecting to B-154N line Alternative POI: Tap B-154N line two spans west of the S. Danvers substation to construct a new three-breaker ring bus | Document Posted |  |  |  |  | Under Study
NEISO | 846 | G | 2019-03-19 | Offshore Wind Increase | WND | 40 | 840 | 840 |  | MA | 2026-05-31 | 2022-08-10 | National Grid, 345 kV Brayton Point Substation, Somerset, MA | Document Posted | Document Posted |  |  | Not Started
NEISO | 845 | G | 2019-03-18 | Solar | SUN | 20 | 20 | 20 | Windham | CT | 2020-07-01 | 2019-11-08 | 3 Breaker Ring Bus on the Eversource 1607 Line (modeling based on same point as Exeter Tap for practical purposes) | In Progress |  |  |  |  | Under Study
NEISO | 844 | G | 2019-03-13 | Medway Grid Battery Storage | BAT | 250 | 250 | 250 | Norfolk | MA | 2025-12-01 |  | Eversource 345 kV West Medway substation | Document Posted | Document Posted |  |  | Executed | Under Study
NEISO | 843 | G | 2019-03-07 | Solar | SUN | 12 | 12 | 12 | Essex | VT | 2020-07-01 | 2019-04-18 | POI location: 44.777214,-71.633269 New 34.5 kV Line Tap at VEC Pole 84-872
NEISO | 842 | G | 2019-03-05 | Milo Solar | SUN | 20 | 20 | 20 | Pisataquis | ME | 2021-09-25 |  | EMERA 46kV 28 ME-16 Milo, Maine |  | Document Posted |  |  | Executed | In Service
NEISO | 841 | G | 2019-03-05 | Quinebaug Solar CNR only | SUN | 0.9 | 49.9 | 49.9 | Windham | CT | 2021-12-18 |  | Killingly to Tunnel 115 kV line (approx 5.5 miles south of Brooklyn Substation) - New Eversource Canterbury switching station. GPS Coordinates: - 71 55’ 27.9” W - 41 44’ 14.21” N |  |  |  |  | Executed | In Service
NEISO | 840 | G | 2019-03-01 | Sanford Airport Solar CNR only | SUN | 0 | 50 | 50 | York | ME | 2020-11-07 |  | CMP's Sanford - Maguire 115 kV line, section 237 |  |  |  |  | Executed | In Service
NEISO | 839 | G | 2019-02-25 | Solar | SUN | 20 | 20 | 20 | Kent | RI | 2023-03-17 |  | GRID 3310 Feeder 34.5 kV to Kent County substation
NEISO | 838 | G | 2019-02-25 | Solar | SUN | 9.8 | 9.8 | 9.8 | Kent | RI | 2021-09-30 |  | GRID 3310 Feeder 34.5 kV to Kent County substation
NEISO | 837 | ETU | 2019-02-22 | Somerset Wind Link - 1200 MW HVDC Line (Controllable) into Brayton Point |  | 1200 |  |  | Bristol | MA | 2031-12-01 |  | The proposed point of interconnection is: GRID Brayton PT 345kV |  | Document Posted |  | Document Posted | Executed
NEISO | 836 | G | 2019-01-31 | Solar | SUN | 6.25 | 6.25 | 6.25 | Cranston | RI | 2023-03-01 |  | GRID Feeder 21F1 connected to West Cranston No. 21 substation
NEISO | 835 | G | 2019-01-22 | Solar | SUN | 5 | 5 | 5 | Norfolk | MA | 2021-09-03 |  | GRID 348W7, Pole P53 on Washington St, Franklin
NEISO | 834 | G | 2019-01-17 | GD 1-9 Iron Mine Solar | SUN | 38.4 | 38.4 | 38.4 | N. Smithfield | RI | 2022-05-13 |  | GRID 115 kV H17 Line (via 34.5 kV feeders from new 115/34.5 kV station)
NEISO | 833 | G | 2019-01-09 | Three Rivers Solar | SUN | 100 | 100 | 100 | Hancock | ME | 2026-12-31 |  | New 115 kV breaker Ring bus, tapping 115 kV Line 93 (Emera Maine) between Bull Hill & Deblois | Document Posted | Document Posted |  | Document Posted | Executed
NEISO | 832 | G | 2019-01-04 | Battery Storage | BAT | 150 | 150 | 150 | Plymouth | MA | 2021-12-01 | 2019-09-05 | National Grid East Bridgewater 115kV substation, Lat: 42.023890°, Long: -70.966356° | In Progress |  |  |  |  | Under Study
NEISO | 831 | G | 2018-12-21 | Battery Storage | BAT | 200 | 200 | 200 | Windham | CT | 2024-05-01 | 2021-03-16 | Eversource Killingly 345kV substation, Lat: 41.881266°, Long: -71.891253° |  | Document Posted |  |  | In Progress
NEISO | 830 | G | 2018-12-19 | Offshore Wind | WND | 860 | 860 | 860 |  | MA | 2025-07-01 | 2022-05-24 | NSTAR Electric Company West Barnstable 345 kV. | Document Posted | Not Started |  |  |  | Under Study
NEISO | 829 | G | 2018-12-19 | Offshore Wind | WND | 400 | 400 | 400 |  | MA | 2025-07-02 | 2022-05-24 | NSTAR Electric Company 345 kV lines 322 and 342 | Document Posted | In Progress |  |  |  | Under Study
NEISO | 828 | ETU | 2018-12-14 | ETU for simultaneous delivery of specific Queued projects | [5 empty] | MA | 2025-05-31 | 2021-08-26 |  | Document Posted | Not Started |  |  |  | Under Study
NEISO | 827 | G | 2018-12-14 | Westminster - NG Western MA Area Cluster Study | SUN | 4.875 | 4.875 | 4.875 | Worcester | MA | 2021-06-07 |  | NG Westminster
NEISO | 826 | G | 2018-12-14 | Wendell Depot Substation - NG Western MA Area Cluster Study | SUN | 14.97 | 14.97 | 14.97 | Franklin | MA | 2021-10-16 |  | NG Wendell Depot Substation
NEISO | 825 | G | 2018-12-14 | Webster St - NG Western MA Area Cluster Study | SUN | 9 | 9 | 9 | Worcester | MA | 2020-08-01 | 2019-03-15 | NG Webster St
NEISO | 824 | G | 2018-12-14 | Ware Substation - NG Western MA Area Cluster Study | SUN | 13.272 | 13.272 | 13.272 | Hampshire | MA | 2023-12-31 |  | NG Ware Substation
NEISO | 823 | G | 2018-12-14 | Thorndike Substation - NG Western MA Area Cluster Study | SUN | 12.448 | 12.448 | 12.448 | Hampden | MA | 2023-12-31 |  | NG Thorndike Substation
NEISO | 822 | G | 2018-12-14 | Royalston - NG Western MA Area Cluster Study | SUN | 2.5 | 2.5 | 2.5 | Worcester | MA | 2022-04-26 | 2021-10-20 | NG Royalston
NEISO | 821 | G | 2000-12-14 | Pondville - NG Western MA Area Cluster Study | SUN | 4.875 | 4.875 | 4.875 | Worcester | MA | 2022-05-22 |  | NG Pondville
NEISO | 820 | G | 2018-12-14 | Palmer Substation - NG Western MA Area Cluster Study | SUN | 18.095 | 18.095 | 18.095 | Hampden | MA | 2022-01-20 |  | NG Palmer Substation
NEISO | 819 | G | 2018-12-14 | N. Oxford Substation - NG Western MA Area Cluster Study | SUN | 8.7 | 8.7 | 8.7 | Worcester | MA | 2020-12-30 |  | NG N. Oxford Substation
NEISO | 818 | G | 2018-12-14 | Meadow Street 552 Substation - NG Western MA Area Cluster Study | SUN | 13.38 | 13.38 | 13.38 | Worcester | MA | 2022-11-08 |  | NG Meadow Street 552 Substation
NEISO | 817 | G | 2018-12-14 | Little Rest Rd Substation - NG Western MA Area Cluster Study | SUN | 6 | 6 | 6 | Worcester | MA | 2022-08-20 |  | NG Little Rest Rd Substation
NEISO | 816 | G | 2018-12-14 | Leicester - NG Western MA Area Cluster Study | SUN | 2.592 | 2.592 | 2.592 | Worcester | MA | 2021-05-31 |  | NG Lecester
NEISO | 815 | G | 2018-12-14 | Lashaway Substation - NG Western MA Area Cluster Study | SUN | 13.675 | 13.675 | 13.675 | Worcester | MA | 2022-04-15 |  | NG Lashaway Substation
NEISO | 814 | G | 2018-12-14 | Five Corners Substation - NG Western MA Area Cluster Study | SUN | 3 | 3 | 3 | Hampshire | MA | 2021-07-29 |  | NG Five Corners Substation
NEISO | 813 | G | 2018-12-14 | E. Winchendon Substation - NG Western MA Area Cluster Study | SUN | 3.9 | 3.9 | 3.9 | Worcester | MA | 2022-06-26 |  | NG E. Winchendon Substation
NEISO | 812 | G | 2018-12-14 | E. Westminster Substation - NG Western MA Area Cluster Study | SUN | 7.98 | 7.98 | 7.98 | Worcester | MA | 2022-08-01 |  | NG E. Westminster Substation
NEISO | 811 | G | 2018-12-14 | Crystal Lake Substation - NG Western MA Area Cluster Study | SUN | 24.73 | 24.73 | 24.73 | Worcester | MA | 2020-12-31 |  | NG Crystal Lake Substation
NEISO | 810 | G | 2018-12-14 | Chestnut Hill 702 Substation - NG Western MA Area Cluster Study | SUN | 3.276 | 3.276 | 3.276 | Worcester | MA | 2020-03-05 |  | NG Chestnut Hill 702 Substation
NEISO | 809 | G | 2018-12-14 | Belchertown Substation - NG Western MA Area Cluster Study | SUN | 8 | 8 | 8 | Hampden | MA | 2021-08-08 |  | NG Belchertown Substation
NEISO | 808 | G | 2018-12-14 | Barre substation - NG Western MA Area Cluster Study | SUN | 12.398 | 12.398 | 12.398 | Worcester | MA | 2022-12-30 |  | NG Barre substation
NEISO | 807 | G | 2018-12-13 | FPS Panton Solar | SUN | 50 | 50 | 50 | Addison | VT | 2026-05-31 |  | Vergennes 115 kV Substation |  | Document Posted |  |  | Executed
NEISO | 806 | G | 2018-12-12 | Offshore Wind | WND | 827 | 827 | 827 |  | MA | 2025-10-15 |  | Eversource 345 kV West Barnstable Substation | Document Posted | Document Posted |  | In Progress |  | Under Study
NEISO | 805 | G | 2018-12-10 | Solar | SUN | 10.99 | 10.99 | 10.99 | Middletown | RI | 2025-01-15 |  | GRID Jepson 37K33
NEISO | 804 | G | 2018-12-10 | Solar | SUN | 5 | 5 | 5 | Windham | CT | 2020-07-01 | 2019-02-04 | Eversource, 23kV, Line 14MX29, POI is ~3.6 miles from Tracy Substation, POI Lat/Long = 41.907528, -71.914968 | Not Started
NEISO | 803 | G | 2018-12-06 | Solar | SUN | 50 | 50 | 50 | York | ME | 2021-07-01 | 2021-08-04 | Tap CMP existing 115 kV line section 225 approximately 2.25 miles from Sanford 115 kV Substation |  | Document Posted |  |  | In Progress
NEISO | 802 | G | 2018-12-04 | Generator Increase | MSW | 2.08 | 15.6 | 15.6 | Hartford | CT | 2019-09-03 | 2019-08-06 | Connecticut Light and Powers 13.8 kv Forestville 12A Substation |  | In Progress
NEISO | 801 | G | 2018-11-30 | Solar | SUN | 14 | 14 | 14 | Cheshire | NH | 2022-04-01 | 2019-02-15 | Eversource 34.5 kV distribution circuit #3178, near pole 2/97 on Brattleboro Rd (Rt 119) in Hinsdale, NH Chestnut Hill SS, approx. 3.8 miles away)
NEISO | 800 | G | 2018-11-30 | Solar | SUN | 19.8 | 19.8 | 19.8 | Somerset | ME | 2022-04-01 | 2019-02-13 | CMP 34.5 kV express feeder at project site (Approx. 2.12 mile feeder originating from CMP North Anson substation)
NEISO | 799 | G | 2018-11-16 | Solar | SUN | 10 | 10 | 10 | Sullivan | NH | 2021-11-01 | 2021-03-05 | Primary POI - PSNH 46 kV River Road substation; Alternate POI - GMP 46 kV Line 102 | Document Posted | Document Posted |  |  |  | Under Study
NEISO | 798 | G | 2018-11-08 | Solar | SUN | 15 | 15 | 15 | Androscoggin | ME | 2021-11-01 | 2019-08-02 | Interconnecting to existing CMP 34.5 kV Sabattus substation | In Progress |  |  |  |  | Under Study
NEISO | 797 | G | 2018-11-05 | Solar | SUN | 8.125 | 8.125 | 8.125 | Worcester | MA | 2020-12-30 |  | GRID P7 and P8 McCormick Rd/Meadow St 552L5 (Spencer, MA)
NEISO | 796 | G | 2018-10-26 | Solar | SUN | 50 | 50 | 50 | Hartford | CT | 2022-11-01 | 2018-12-06 | Tap of existing 115 kV Connecticut Light & Power Company line between Barbour Hill and Windsor Locks
NEISO | 795 | G | 2018-10-26 | Solar (QF) | SUN | 56.496 | 56.496 | 56.496 | North Kingstown | RI | 2021-06-01 | 2022-04-04 | GRID L-190 line via new station
NEISO | 794 | G | 2018-10-26 | Solar (QF) | SUN | 10 | 10 | 10 | North Kingstown | RI | 2025-02-01 |  | GRID L-190 line via new station
NEISO | 793 | G | 2018-10-26 | Solar (QF) | SUN | 40 | 40 | 40 | North Kingstown | RI | 2025-01-30 |  | GRID L-190 line via new station
NEISO | 792 | G | 2018-10-19 | Offshore Wind | WND | 805 | 805 | 805 |  | CT | 2023-05-31 | 2022-01-13 | Eversource (CL&P) 345kV Montville, alternatively Eversource (CL&P) 345kV Millstone | Document Posted | Document Posted |  |  | Not Started
NEISO | 791 | G | 2018-10-19 | Offshore Wind | WND | 805 | 805 | 805 |  | CT | 2023-05-31 | 2020-03-05 | Eversource (CL&P) 345kV Montville, alternatively Eversource (CL&P) 345kV Millstone | Document Posted | ISA Not Executed |  |  |  | Under Study
NEISO | 790 | G | 2018-10-11 | Solar | SUN | 15 | 15 | 15 | Coos | NH | 2020-07-01 | 2019-02-13 | Eversource, 115kV, Line X178-3, POI ~2.2 miles from Whitefield Substation, POI Lat/Long = 44.368066, -71.640429 | Not Started
NEISO | 789 | G | 2018-09-28 | CHP | NG | 6.268 | 6.268 | 9.091 | Newport | RI | 2021-06-30 |  | GRID 13.8 kV supplied by 69/13.8 KV Navy Substion in RI
NEISO | 788 | G | 2018-09-28 | Solar | SUN | 19.9 | 19.9 | 19.9 | New London | CT | 2023-12-31 | 2022-09-09 | Primary POI - Eversource Montville Plant 69 kV switchyard via new breaker position. Alternate POI - New 34.5 kV breaker position at Mohegan Tribal Utility Authority (MTUA) Fort Hill Substation. | Document Posted | Document Posted |  |  | In Progress
NEISO | 787 | G | 2018-09-26 | Black Hill Point Energy Center | SUN | 19.9 | 19.9 | 19.9 | Windham | CT | 2025-09-25 | 2024-11-27 | New 3 breaker ring bus switching station on Eversource (CL&P) Killingly to Tunnel 115 kV line L-1607. |  | Document Posted |  |  | Executed | Under Study
NEISO | 786 | G | 2018-09-26 | Keay Brook Energy Solar | SUN | 19.9 | 19.9 | 19.9 | York | ME | 2025-09-25 | 2024-11-27 | Tap of CMP 34.5 kV Section 185 A TA approximately 3.5 miles north of Lebanon substation |  | Document Posted |  |  | Executed
NEISO | 785 | G | 2018-09-26 | Tilton Heights Energy Center | SUN | 19.9 | 19.9 | 19.9 | Belknap | NH | 2025-09-25 | 2024-11-27 | POI at Eversource 34.5 kV circuit #3216 (sourced from Webster SS) near pole #3798/1. |  | Document Posted |  |  | Executed
NEISO | 784 | G | 2018-09-18 | CPV Towantic incremental | DFO NG | 45 | 845.5 | 876.5 | New Haven | CT | 2020-03-01 |  | Eversource 115 KV lines 1575, 1585 and 1990 |  | Document Posted |  |  | Executed | In Service
NEISO | 783 | ETU | 2018-09-18 | controllable 150 kV HVDC Tie - Import Only |  | 400 |  |  | Addison | VT | 2023-12-31 | 2019-04-17 | a new ~60-mile, 400 MW, ±150 kV, VSC-controlled HVDC transmission line originating from New York Power Authority’s (NYPA) Plattsburgh 230 kV Substation in Plattsburgh, NY and terminating at VELCO’s 345 kV Substation at New Haven, Vermont. The project will deliver a maximum of 400 MW from New York to New England. VGL is an elective transmission upgrade project that will begin in Clinton County, NY, and terminate in Addison County, VT. |  | In Progress
NEISO | 782 | G | 2018-09-13 | Offshore Wind | WND | 352 | 352 | 352 |  | RI | 2024-12-01 | 2019-09-27 | NG 115 kV Kent County substation, RI or alternatively NG 345 kV Kent County Substation, RI | Document Posted | Not Started |  |  |  | Under Study
NEISO | 781 | G | 2018-09-13 | Revoultion Offshore wind | WND | 704 | 704 | 704 |  | RI | 2025-09-07 |  | NG 115 kV Davisville substation, Washington County | Document Posted | Document Posted |  |  | Executed
NEISO | 780 | G | 2018-09-11 | Combined Reciprocating, Solar and Battery modification | NG SUN BAT | 0 | 7.81 | 7.81 | Middlesex | MA | 2022-05-31 |  | GRID Hendersonville 593 substation (593W1 and 593W4)
NEISO | 779 | G | 2018-09-04 | Solar with Battery | SUN BAT | 9.98 | 9.98 | 9.98 | Worcester | MA | 2021-08-03 |  | GRID Circuit 320W1, Pole 9, Puddon Street, Northbridge
NEISO | 778 | G | 2018-08-31 | Kearsarge Solar with battery | SUN BAT | 5.4 | 5.4 | 5.4 | Norfolk | MA | 2021-12-21 |  | GRID circuit 335W1, Pole 11 on Williams Way, Bellingham
NEISO | 777 | G | 2018-08-29 | Solar | SUN | 30 | 40 | 40 | North Kingstown | RI | 2020-08-01 | 2019-10-17 | GRID L-190 line
NEISO | 776 | G | 2018-08-29 | Solar | SUN | 10 | 10 | 10 | North Kingstown | RI | 2019-10-01 | 2018-10-17 | GRID 84T3 feeder to Davisville Substation
NEISO | 775 | G | 2018-08-20 | Solar | SUN | 20 | 20 | 20 | Kennebec | ME | 2021-11-01 | 2020-08-21 | CMP Albion to Detroit 115 kV line approximately 2.5 miles from Albion | Not Required | In Progress |  |  |  | Under Study
NEISO | 774 | G | 2018-08-13 | Solar | SUN | 8 | 8 | 8 | Washington | RI | 2021-07-15 |  | GRID 85T1 Woodville Road
NEISO | 773 | G | 2018-08-13 | Solar | SUN | 4.95 | 4.95 | 4.95 | Plymouth | MA | 2019-12-18 |  | GRID Circuit 912W75 River Street
NEISO | 772 | G | 2018-08-07 | Combined Reciprocating, Solar and Battery | NG SUN BAT | 7.81 | 7.81 | 7.81 | Middlesex | MA | 2019-06-03 |  | GRID Norman Street D substation (8W1)
NEISO | 771 | G | 2018-07-26 | Battery Storage | BAT | 19.01 | 19.01 | 19.01 | Penobscot | ME | 2019-06-01 | 2018-08-28 | Lincoln (Maine) - 46 kv - bus #103039
NEISO | 770 | G | 2018-06-20 | Solar | SUN | 10 | 10 | 10 | Rockingham | NH | 2019-06-01 | 2018-07-27 | Eversource 34.5 kV feeder (3184 circuit), Mammoth Rd substation
NEISO | 769 | G | 2018-06-13 | Wind | WND | 7.5 | 7.5 | 7.5 | Berkshire | MA | 2020-03-01 | 2018-08-21 | Eversource 23 kV Feeder Berkshire Substation
NEISO | 768 | G | 2018-06-13 | Solar with battery addition | SUN BAT | 1.32 | 6.138 | 6.138 | Hampshire | MA | 2019-09-03 |  | Eversource Tillson Substation
NEISO | 767 | G | 2018-06-13 | Solar | SUN | 20 | 20 | 20 | Fairfield | ME | 2020-11-30 | 2019-06-03 | Tap point on 34.5kV CMP Section 9 approximately 2.2mi west of Shawmut Hydro S/S in the direction of Skowhegan South Side S/S. |  | Not Started |  |  |  | Under Study
NEISO | 766 | G | 2018-05-22 | Solar | SUN | 5.2 | 5.2 | 5.2 | Washington | RI | 2024-11-24 |  | GRID 68F1 feeder (Richmond, RI)
NEISO | 765 | G | 2018-05-09 | Solar | SUN | 10 | 10 | 10 | Providence | RI | 2021-07-15 | 2021-01-25 | GRID 228 circuit 23 kV feeder (7 Mile Rd, Scituate)
NEISO | 764 | G | 2018-05-09 | Solar | SUN | 10 | 10 | 10 | Providence | RI | 2019-09-30 |  | GRID 2228 circuit 23 kV feeder (Hope Rd, Cranston)
NEISO | 763 | G | 2018-04-27 | Davenport Solar | SUN | 15 | 15 | 15 | Rutland | VT | 2021-12-01 | 2022-06-14 | Florence - S. Middlebury Jct. 46 kV line, approx. 4 miles from Florence |  | Document Posted |  |  | Executed | Under Study
NEISO | 762 | G | 2018-04-27 | Solar | SUN | 22.5 | 22.5 | 22.5 | Rutland | VT | 2020-08-01 | 2018-05-18 | POI tap of GMP Florence - S. Middlebury Jct. 46 kV line, approx. 4 miles from Florence. Site is 13 acres on Carver Street/Syndicate Road, Brandon, VT 05733
NEISO | 761 | G | 2018-04-27 | Storage | BAT | 150 | 150 | 150 | Middlesex | MA | 2021-05-31 | 2020-03-26 | National Grid 115 kV line M139 | Document Posted | In Progress |  |  |  | Under Study
NEISO | 760 | G | 2018-04-26 | Downeast Wind | WND | 126 | 126 | 126 | Washington | ME | 2025-01-31 |  | Primary POI: Emera Maine 115 line 52 near Epping switching station Alternate POI: Epping station | Document Posted | Document Posted |  | Document Posted | Executed
NEISO | 759 | G | 2018-04-26 | Wallingford GT Uprate | NG | 0 | 350 | 350 | New Haven | CT | 2022-05-31 |  | WED 115kV Lines 1305 and 1406 |  |  |  |  | Executed | In Service
NEISO | 758 | G | 2018-04-26 | Ocean State Power uprate | DFO NG | 73.204 | 631.2 | 652.342 | Providence | RI | 2025-11-30 |  | NGRID 345kV Sherman Road (existing OSP I and II switchyard) | Document Posted | Document Posted | Document Posted |  | Executed
NEISO | 757 | G | 2018-04-26 | Solar | SUN | 20 | 20 | 20 | Somerset | ME | 2021-11-01 | 2020-08-12 | Approximately at 44°42'47.78"N, 69°39'15.37"W at proposed interconnection substation to tap CMP Section 83 line and SAPI Somerset generator tap line. Substation to have short gen tie line to project site located between Kendall Annex Road and Middle Road in Fairfield, Maine | Document Posted | In Progress |  |  |  | Under Study
NEISO | 756 | G | 2018-04-26 | Solar | SUN | 20 | 20 | 20 | Kennebec | ME | 2021-11-01 | 2020-08-12 | CMP Albion to Detroit 115 kV line approximately 2.5 miles from Albion. | Document Posted | In Progress |  |  |  | Under Study
NEISO | 755 | G | 2018-04-25 | Bingham Wind CNR Only | WND | 0 | 184.8 | 184.8 | Somerset | ME | 2016-12-13 |  | CMP 115kV Guilford Substation |  |  |  |  | Executed | In Service
NEISO | 754 | G | 2018-04-25 | Solar | SUN | 30 | 30 | 30 | Cheshire | NH | 2024-07-30 | 2021-10-31 | Primary: NGRID 115 KV Line I-135 between Fitzwilliam Sub and Flagg Pond Sub Alternate 1: NGRID 115 KV Line J-136 between Bellows Falls Sub and Flagg Pond Sub Alternate 2: Eversource 115 KV Bus at Monadnock Substation via short 115 KV gentie line from project site | Document Posted | Document Posted |  |  | In Progress | Under Study
NEISO | 753 | G | 2018-04-20 | Solar | SUN | 20 | 20 | 20 | Franklin | VT | 2021-11-01 | 2019-08-06 | VEC Sheldon Substation - 46 kV | In Progress |  |  |  |  | Under Study
NEISO | 752 | G | 2018-04-19 | Energy Storage | BAT | 102.85 | 102.85 | 102.85 | Bristol | MA | 2022-05-02 | 2019-05-13 | Eversource 115kV Cross Road Substation [both buses at Cross Road Substation (bus/line 111 = primary; bus/line 109 = alternate)] | Document Posted |  |  |  |  | Under Study
NEISO | 751 | G | 2018-04-12 | Solar | SUN | 20 | 20 | 20 | Orange | VT | 2021-11-01 | 2020-08-12 | GMP's Randolph Center substation 46 kV |  | Document Posted |  |  | In Progress | Under Study
NEISO | 750 | G | 2018-04-12 | Solar | SUN | 20 | 20 | 20 | Franklin | VT | 2021-11-01 | 2019-08-06 | VEC's Highgate - Enosburg 46 kV line, 700 feet from Highgate | Document Posted | Not Started |  |  |  | Under Study
NEISO | 749 | G | 2018-04-12 | Solar | SUN | 150 | 150 | 150 | Franklin | ME | 2021-10-31 | 2019-08-27 | CMP Larrabee Road 345 kV
NEISO | 748 | G | 2018-04-12 | Battery storage addition (see Q746) | WND BAT | 24.3 | 238.6 | 238.6 | Franklin | ME | 2021-10-31 | 2019-08-27 | CMP Larrabee Road Station 345 kV
NEISO | 747 | G | 2018-04-12 | Battery storage addition (see Q745) | WND BAT | 24.4 | 265.6 | 265.6 | Franklin | ME | 2021-10-31 | 2019-08-27 | CMP Larrabee Road Station,345 kV
NEISO | 746 | G | 2018-04-12 | Wind | WND | 214.3 | 214.3 | 214.3 | Franklin | ME | 2021-12-15 | 2019-08-27 | CMP Larrabee Road Station 345 kV
NEISO | 745 | G | 2018-04-12 | Wind | WND | 241.2 | 241.2 | 241.2 | Franklin | ME | 2021-10-29 | 2019-08-27 | CMP Larrabee Road Station 345 kV
NEISO | 744 | G | 2018-04-12 | Wind | WND | 150 | 150 | 150 | Franklin | ME | 2022-12-01 | 2019-02-07 | Approximate location of the proposed Point of Interconnection is the CMP Avangrid Larrabee Road 345 kV Substation
NEISO | 743 | ETU | 2018-04-12 | noncontrollable ETU from Quebec to ME |  | 450 |  |  | Franklin | ME | 2022-12-01 | 2019-02-07 | CMP/Avangrid 345 kV Larabee Road
NEISO | 742 | ETU | 2018-04-12 | Internal noncontrollable ETU to Larabee Road - increase (see Q740 and Q741) |  | 540 |  |  | Lewiston | ME | 2021-12-31 | 2020-11-29 | Larrabee Road 345 kV Substation in Lewiston, Androscoggin county Maine 04240.
NEISO | 741 | ETU | 2018-04-12 | Internal noncontrollable ETU to Larabee Road - increase (see Q740) |  | 200 |  |  | Lewiston | ME | 2021-12-31 | 2020-11-29 | Larrabee Road 345 kV Substation in Lewiston, Androscoggin county Maine 04240.
NEISO | 740 | ETU | 2018-04-12 | Internal noncontrollable ETU to Larabee Road |  | 460 |  |  | Lewiston | ME | 2021-12-31 | 2020-11-29 | Larrabee Road 345 kV Substation in Lewiston, Androscoggin county Maine 04240
NEISO | 739 | G | 2018-04-12 | Wind | WND | 89.7 | 89.7 | 89.7 | Somerset | ME | 2020-01-30 | 2019-01-16 | CMP Section 3023 345kV line (via Johnson Mountain Substation)
NEISO | 738 | ETU | 2018-04-12 | Internal noncontrollable ETU - interface upgrade |  | 400 |  |  | Cumberland | ME | 2019-11-30 | 2020-11-30
NEISO | 737 | ETU | 2018-04-12 | Internal noncontrollable ETU from NMISA to Pittsfield ME |  | 1200 |  |  | Somerset and Penobscot | ME | 2021-12-31 | 2019-02-07 | Emera Keene Rd substation and CMP Section 3023 345 kV Line
NEISO | 736 | ETU | 2018-04-12 | Internal noncontrollable ETU to Pittsfield ME |  | 550 |  |  | Somerset | ME | 2021-12-31 | 2019-02-07 | CMP Section 3023 345 kV
NEISO | 735 | G | 2018-04-12 | Wind | WND | 600.6 | 600.599 | 600.599 | Aroostook | ME | 2021-12-01 | 2019-02-07 | Primary: Orrington Substations 345kV with two alternatives: Keene Rd. Substation 345kV and the Orrington-Albion Rd 345kV line
NEISO | 734 | G | 2018-04-12 | Wind | WND | 600.6 | 600.5999 | 600.5999 | Aroostook | ME | 2021-12-01 | 2019-02-07 | Primary: Orrington Substations 345kV with two alternatives: Keene Rd. Substation 345kV and the Orrington-Albion Rd 345kV line
NEISO | 733 | G | 2018-04-12 | Wind | WND | 103.5 | 103.5 | 103.5 | Aroostook | ME | 2022-11-20 | 2020-12-01 | PITTSFIELD 345KV on line 3023
NEISO | 732 | G | 2018-04-12 | Wind | WND | 103.5 | 103.5 | 103.5 | Aroostook | ME | 2022-11-20 | 2020-12-01 | PITTSFIELD 345KV on line 3023
NEISO | 731 | G | 2018-04-12 | Wind | WND | 103.5 | 103.5 | 103.5 | Aroostook | ME | 2022-11-20 | 2020-12-01 | PITTSFIELD 345KV on line 3023
NEISO | 730 | G | 2018-04-12 | Wind | WND | 103.5 | 103.5 | 103.5 | Aroostook | ME | 2022-11-20 | 2020-12-01 | PITTSFIELD 345KV on line 3023
NEISO | 729 | G | 2018-04-12 | Wind | WND | 103.5 | 103.5 | 103.5 | Aroostook | ME | 2022-11-20 | 2020-12-01 | PITTSFIELD 345KV on line 3023
NEISO | 728 | G | 2018-04-02 | Vernon Station Incremental Capacity Increase | WAT | 2.9 | 34.9 | 34.9 | Windham | VT | 2019-03-31 |  | (Same as Existing POI Vernon Substation No.13 69 KV Bus) Street Address: 152 Governor Hunt Road |  |  |  |  | Executed | In Service
NEISO | 727 | G | 2018-04-10 | Chariot Solar | SUN | 49.5 | 49.5 | 49.5 | Cheshire | NH | 2024-12-15 | 2025-01-13 | NGrid 115 kV Vernon Road tap to Vernon Road Substation, 2.5 mi from Vernon Road Substation |  | Document Posted |  |  | Executed
NEISO | 726 | G | 2018-03-21 | Cranberry Point Energy Storage | BAT | 150 | 150 | 150 | Plymouth | MA | 2025-05-30 |  | Carver 115 kV Primary POI – Loop-in station with 3-breaker ring bus interconnecting to line 127 located just south of Carver substation Alternate POI – Expand the existing station to add a 4th bay with 2 breakers to interconnect the project. | Document Posted | Document Posted |  |  | Executed
NEISO | 725 | G | 2018-03-20 | Wallingford Solar | SUN | 14.97 | 14.97 | 14.97 | New Haven | CT | 2020-12-18 |  | WED Wallingford 13.8 KV substation
NEISO | 724 | G | 2018-03-07 | NTE Connecticut | DFO NG | 672 | 671 | 692 | Windham | CT | 2025-02-28 | 2023-07-12 | Lake Road 345 kV |  | In Progress |  |  | Executed
NEISO | 723 | G | 2018-03-01 | Battery Storage | BAT | 142.8 | 142.8 | 142.8 | Barnstable | MA | 2021-05-31 | 2019-03-27 | Primary POI: Eversource 115 kV W. Barnstable Alternative POI 1: Eversource 115 kV Barnstable Alternative POI 2: New Eversource W. Barnstable – Bourne 115 kV line (RSP #1725) tapped at 51% (7.2 miles) from W. Barnstable substation | Document Posted | Not Started
NEISO | 722 | G | 2018-02-21 | Solar | SUN | 24.6 | 24.6 | 24.6 | Hartford | CT | 2020-01-01 | 2018-04-25 | Eversource North Simsbury
NEISO | 721 | G | 2018-02-21 | Solar | SUN | 26.4 | 26.4 | 26.4 | Hartford | CT | 2020-01-01 | 2018-04-25 | Eversource North Simsbury
NEISO | 720 | G | 2018-02-21 | Solar | SUN | 15 | 15 | 15 | New London | CT | 2022-10-01 |  | Eversource Shunock 32P
NEISO | 719 | G | 2018-02-21 | Solar | SUN | 19.92 | 19.92 | 19.92 | Hartford | CT | 2021-01-01 | 2018-04-25 | Eversource Barber Hill 23J
NEISO | 718 | G | 2018-02-21 | Solar | SUN | 6 | 6 | 6 | New London | CT | 2019-04-02 | 2018-03-02 | Eversource 13B25 Feeder
NEISO | 717 | G | 2018-02-21 | Battery Storage | BAT | 20 | 20 | 20 | Hartford | CT | 2022-02-01 | 2022-05-26 | Eversource North Bloomfield 2A
NEISO | 716 | G | 2018-02-21 | Solar | SUN | 17.73 | 17.73 | 17.73 | New London | CT | 2023-08-18 |  | Eversource Waterford 36F2
NEISO | 715 | G | 2018-02-21 | Fusion Solar Center | SUN | 20 | 20 | 20 | New London | CT | 2018-04-18 |  | Eversource Tunnel 12S
NEISO | 714 | G | 2018-02-21 | Solar | SUN | 20 | 20 | 20 | Windham | CT | 2023-06-01 | 2023-03-09 | Eversource Frybrook 13B
NEISO | 713 | G | 2018-02-21 | Solar | SUN | 26.4 | 26.4 | 26.4 | Hartford | CT | 2019-12-10 |  | Eversource North Simsbury
NEISO | 712 | G | 2018-02-21 | Solar | SUN | 20 | 20 | 20 | Windham | CT | 2025-06-30 | 2023-02-15 | Eversource Frybrook 13B
NEISO | 711 | G | 2018-02-21 | Solar | SUN | 9.99 | 9.99 | 9.99 | New London | CT | 2024-03-30 |  | Eversource Shunock 32P
NEISO | 710 | G | 2018-02-21 | Solar | SUN | 19.8 | 19.8 | 19.8 | Litchfield | CT | 2025-01-07 |  | Eversource 14R31 Feeder
NEISO | 709 | G | 2018-02-21 | Fuel Cell | FC | 14.8 | 14.8 | 14.8 | Hartford | CT | 2021-01-01 | 2020-10-01 | Eversource 12A Forestville
NEISO | 708 | G | 2018-02-21 | Solar | SUN | 20 | 20 | 20 | Litchfield | CT | 2024-02-01 | 2024-05-10 | Eversource Rocky river 12Y
NEISO | 707 | G | 2018-02-21 | Solar | SUN | 7.5 | 7.5 | 7.5 | Windham | CT | 2019-04-01 | 2019-04-03 | Eversource 11F10 Feeder
NEISO | 706 | G | 2018-02-21 | Beacon Falls Energy Park CNR only | FC | 0 | 62.9 | 62.9 | New Haven | CT | 2022-04-01 | 2020-01-30 | Eversource, Beacon Falls Substation, 180 Cold Spring Rd, Beacon Falls, Junction of the 115 kV lines 1570-1 and 1319 |  |  |  |  | Executed
NEISO | 705 | G | 2018-01-26 | Combined Cycle CNR | NG | 0 | 1030 | 1080 | Providence | RI | 2023-05-31 | 2019-11-26 | Sherman Road 345kV substation |  |  |  |  | In Progress
NEISO | 704 | G | 2018-01-24 | Solar | SUN | 1.904 | 1.904 | 1.904 | Bristol | MA | 2020-02-21 |  | NSTAR Wing Lane Substation, #1 bank
NEISO | 703 | G | 2018-01-24 | Solar | SUN | 6.75 | 6.75 | 6.75 | Plymouth | MA | 2019-04-23 |  | NSTAR Crystal Spring Substation 13.2 kV bus | [5 empty] | Partially In Service
NEISO | 702 | G | 2018-01-24 | Solar | SUN | 9.5 | 9.5 | 9.5 | Plymouth | MA | 2019-07-10 |  | NSTAR Wareham Substation 23 kV bus
NEISO | 701 | G | 2017-12-15 | Offshore Wind | WND | 400 | 400 | 400 |  | MA | 2023-12-01 | 2019-02-14 | Brayton Point Substation in the Town of Somerset, Massachusetts or alternatively at Davisville Substation in the Town of North Kingstown, Rhode Island | In Progress |  |  |  |  | Under Study
NEISO | 700 | G | 2017-12-15 | Park City Offshore Wind | WND | 791 | 791 | 791 |  | MA | 2029-12-31 |  | Eversource 345 kV West Barnstable Substation | Document Posted | Document Posted |  |  | Executed
NEISO | 699 | G | 2017-12-13 | Offshore Wind with battery addition | WND BAT | 75 | 875 | 875 |  | MA | 2023-05-31 | 2019-02-14 | National Grid 345 kV Brayton Point Substation, Somerset, MA | Document Posted
NEISO | 698 | G | 2017-12-07 | Solar | SUN | 8.04 | 8.04 | 8.04 | Worcester | MA | 2020-02-05 |  | GRID 13.8 kV 612W3 Feeder (Pole 53)
NEISO | 697 | G | 2017-12-07 | Solar | SUN | 5.97 | 5.97 | 5.97 | Worcester | MA | 2020-02-05 |  | GRID 13.8 kV 612W1 Feeder (Pole 53)
NEISO | 696 | G | 2017-11-27 | Johnston Landfill Wind | WND | 21 | 21 | 21 | Providence | RI | 2018-12-20 |  | GRID Johnston substation, Circuit 2227
NEISO | 695 | G | 2017-11-20 | Solar | SUN | 6.12 | 6.12 | 6.12 | Washington | RI | 2020-09-01 | 2020-08-14 | GRID circuit 88F3
NEISO | 694 | G | 2017-11-20 | Solar | SUN | 7 | 7 | 7 | Washington | RI | 2020-09-01 | 2020-08-14 | GRID circuit 88F3
NEISO | 693 | G | 2017-11-20 | Alton Solar | SUN | 13.875 | 13.875 | 13.875 | Washington | RI | 2020-04-30 |  | Grid 85T3 circuit
NEISO | 692 | G | 2017-11-20 | Solar | SUN | 16.25 | 16.25 | 16.25 | Providence | RI | 2019-05-24 |  | GRID 23 kV 2228 circuit/Grid 12.47 kV 21F1 circuit
NEISO | 691 | G | 2017-11-20 | University Solar | SUN | 31.34 | 31.34 | 31.34 | Kent | RI | 2020-09-15 |  | GRID 3311 circuit in West Greenwich
NEISO | 690 | G | 2017-11-21 | Energy Storage | BAT | 100 | 100 | 100 | Bristol | MA | 2021-12-31 | 2018-02-09 | Wing Lane 624 Eversource Energy 115KV
NEISO | 689 | G | 2017-11-21 | Energy Storage | BAT | 100 | 100 | 100 | Middlesex | MA | 2023-05-31 | 2020-02-14 | Wakefield 115 kV Substation Bus (Bus #114433) | Document Posted | Document Posted |  |  | In Progress | Under Study
NEISO | 688 | G | 2017-11-21 | Energy Storage | BAT | 50 | 50 | 50 | Worcester | MA | 2021-12-31 | 2018-02-09 | Little Rest Road 516 New England Power Co 115KV
NEISO | 687 | G | 2017-11-21 | Energy Storage | BAT | 150 | 150 | 150 | Barnstable | MA | 2021-12-31 | 2019-02-06 | Falmouth 533 Eversource Energy 115KV | Document Posted |  |  |  |  | Suspended
NEISO | 686 | G | 2017-10-24 | Solar | SUN | 19.98 | 19.98 | 19.98 | Berkshire | MA | 2021-12-15 | 2020-03-12 | National Grid 115kV line F132-2 |  | Document Posted |  |  | In Progress
NEISO | 685 | G | 2017-10-20 | Solar | SUN | 20 | 20 | 20 | Coos | NH | 2022-07-01 | 2019-11-26 | 34.5 kV Express Feeder to Berlin substation | Document Posted | In Progress |  |  |  | Under Study
NEISO | 684 | G | 2017-10-20 | Solar | SUN | 20 | 20 | 20 | Grafton | NH | 2020-07-01 | 2019-05-10 | 34.5 kV bus at Eversource NH Beebe Substation | Document Posted |  |  |  |  | Under Study
NEISO | 683 | G | 2017-10-20 | Solar | SUN | 20 | 20 | 20 | Grafton | NH | 2020-07-01 | 2019-05-21 | 34.5 kV bus at Eversource NH Beebe Substation | Document Posted | Not Started |  |  |  | Under Study
NEISO | 682 | G | 2017-09-18 | solar with battery | SUN BAT | 20.005 | 20 | 20 | Worcester | MA | 2020-12-01 | 2018-07-24 | National Grid 13.8kV circuit (E.-Winchendon Substation) on Winchendon Road (near Depot Road), Winchendon, MA | Document Posted | Not Started
NEISO | 681 | G | 2017-08-03 | Solar | SUN | 20 | 20 | 20 | Grafton | NH | 2022-07-01 | 2021-01-26 | Eversource 34.5 kV between Thornton and Beebe River | Document Posted | Document Posted |  |  | In Progress
NEISO | 680 | G | 2017-08-03 | Fair Haven Solar | SUN | 20 | 20 | 20 | Rutland | VT | 2026-01-01 |  | GMP 46 kV between Carver Falls and Fair Haven Tap |  | Document Posted |  |  | Executed
NEISO | 679 | G | 2017-08-03 | Solar | SUN | 20 | 20 | 20 | Hillsborough | NH | 2022-07-01 | 2021-01-26 | Eversource NH 34.5 kV line 313, between South Peterborough and Monadnock substations. The Project will tap this line at about 0.1-0.5 miles south of the South Peterborough substation. | Document Posted | Document Posted |  |  | In Progress
NEISO | 678 | G | 2017-08-03 | Solar | SUN | 20 | 20 | 20 | Grafton | NH | 2019-07-01 | 2017-10-24 | Eversource 34.5 kV Beebe River substation
NEISO | 677 | G | 2017-08-03 | Solar | SUN | 20 | 20 | 20 | Grafton | NH | 2019-07-01 | 2017-10-24 | Eversource 34.5 kV Beebe River Substation
NEISO | 676 | G | 2017-08-03 | Claremont Solar | SUN | 20 | 20 | 20 | Sullivan | NH | 2023-07-01 | 2021-10-05 | GMP 46 kV line 107 between High Bridge and Windsor | Document Posted | Document Posted |  |  | Executed
NEISO | 675 | G | 2017-07-28 | Solar | SUN | 22 | 22 | 22 | New London | CT | 2019-12-31 | 2017-09-27 | Eversource Bean Hill - Tunnel 115 kV
NEISO | 674 | G | 2017-07-28 | Shaftsbury Solar | SUN | 20 | 20 | 20 | Bennington | VT | 2026-01-01 |  | GMP 46 kV between East Arlington and S. Shaftsbury Tap | Document Posted | Document Posted |  |  | Executed
NEISO | 673 | G | 2017-07-26 | wind | WND | 20 | 20 | 20 | Franklin | VT | 2020-12-31 | 2017-11-27 | Green Mountain Power 34.5kV TL 137 Line between North St. Albans and Sheldon Springs Substations along State Route 105 in Swanton Vermont (approximately at pole 44) | In Progress |  |  |  |  | Under Study
NEISO | 672 | G | 2017-07-26 | Wind | WND | 630 | 630 | 630 | Aroostook | ME | 2022-12-31 | 2019-10-22 | NSTAR 345 kV K Street substation. |  | In Progress |  |  |  | Under Study
NEISO | 671 | G | 2017-07-26 | Solar | SUN | 26 | 26 | 26 | Hartford | CT | 2019-12-01 | 2017-10-25 | Interconnection to existing 115 kV transmission line running across the property between Eversources's Barbour Hill Substation and Endfield Substation.
NEISO | 670 | G | 2017-07-25 | Three Corners Solar | SUN | 110 | 113.4 | 113.4 | Somerset | ME | 2024-07-27 |  | CMP Albion Rd 115kV substation | Document Posted | Document Posted |  |  | Executed
NEISO | 669 | G | 2017-07-25 | Offshore Wind | WND | 288 | 288 | 288 |  | MA | 2023-12-01 | 2019-02-14 | 115 kV Brayton Point Station (Primary) or 115 kV Davisville Substation (alternative) | Document Posted | Not Started |  |  |  | Under Study
NEISO | 668 | ETU | 2017-07-24 | NE Clean Power Link - controllable HVDC Tie - CNI only |  |  |  |  | Windsor | VT | 2027-12-31 |  | Coolidge Substation |  |  |  |  | Executed
NEISO | 667 | G | 2017-07-21 | Solar | SUN | 0 | 150 | 150 | Somerset | ME | 2020-10-31 | 2018-04-12 | CMP Larrabee Road 345 kV |  | Not Started |  |  |  | Under Study
NEISO | 666 | G | 2017-07-21 | battery storage additional (see Q664) | WND BAT | 0 | 238.6 | 238.6 | Franklin | ME | 2020-10-31 | 2018-04-12 | CMP Larrabee Road Station 345 kV |  | Not Started |  |  |  | Under Study
NEISO | 665 | G | 2017-07-21 | Battery storage addition (see Q663) | WND BAT | 0 | 265.6 | 265.6 | Franklin | ME | 2020-10-31 | 2018-04-12 | CMP Larrabee Road Station,345 kV |  | Not Started |  |  |  | Under Study
NEISO | 664 | G | 2017-07-21 | Wind | WND | 0 | 214.3 | 214.3 | Franklin | ME | 2020-10-31 | 2018-04-12 | CMP Larrabee Road Station 345 kV |  | Not Started |  |  |  | Under Study
NEISO | 663 | G | 2017-07-21 | Wind | WND | 0 | 241.2 | 241.2 | Franklin | ME | 2020-10-31 | 2018-04-12 | CMP Larrabee Road Station 345 kV |  | Not Started |  |  |  | Under Study
NEISO | 662 | G | 2017-07-20 | Wind | WND | 150 | 150 | 150 | Franklin | ME | 2022-12-01 | 2018-04-12 | CMP Avangrid Larrabee Road 345 kV Substation
NEISO | 661 | ETU | 2017-07-20 | 345 kV AC line from Quebec to ME |  | 450 |  |  | Franklin | ME | 2022-12-01 | 2018-04-12 | CMP/Avangrid 345 kV Larabee Road
NEISO | 660 | G | 2017-07-20 | Solar | SUN | 20 | 20 | 20 | Windham | VT | 2022-07-01 | 2020-09-10 | National Grid line tap 69 kV transmission line (D-4), feeding the Vernon Station No. 13 | Document Posted | Document Posted |  |  | In Progress
NEISO | 659 | ETU | 2017-07-18 | AC to Larabee Road increase (See Q652 and 658) |  | 540 |  |  | Lewiston | ME | 2020-12-31 | 2018-04-12 | Larrabee Road 345 kV Substation in Lewiston, Androscoggin county Maine 04240. |  | Not Started |  |  |  | Under Study
NEISO | 658 | ETU | 2017-07-14 | AC to Larabee Road increase (see Q652) |  | 200 |  |  | Lewiston | ME | 2020-12-31 | 2018-04-12 | Larrabee Road 345 kV Substation in Lewiston, Androscoggin county Maine 04240. |  | Not Started |  |  |  | Under Study
NEISO | 657 | ETU | 2017-06-29 | ETU to increase Downeast Loop transfer |  |  |  |  | Hancock | ME | 2020-12-31 | 2019-09-12 |  | Document Posted | Not Started |  |  |  | Under Study
NEISO | 656 | G | 2017-06-28 | Weaver Wind CNR (see Q420) | WND | 0 | 72.6 | 72.6 | Hancock | ME | 2020-12-12 |  | EMERA Maine 115kV Bull Hill switching station |  |  |  |  | Executed | In Service
NEISO | 655 | G | 2017-06-15 | RoxWind | WND | 15.3 | 15.3 | 15.3 | Oxford | ME | 2021-11-30 |  | 34.5 kV Bus at Roxbury Substation, Roxbury, Maine |  | Document Posted |  |  | Executed | In Service
NEISO | 654 | G | 2017-06-09 | Wind CNR only (see Q460, 461, 462) | WND | 0 | 312 | 312 | Aroostook | ME | 2020-12-30 | 2018-04-12 | Pittsfield 345KV
NEISO | 653 | G | 2017-06-09 | Number Nine Wind CNR only (Q417) | WND | 0 | 250 | 250 | Aroostook | ME | 2021-10-31 | 2019-05-13 | Pittsfield 345KV |  |  |  |  | Executed
NEISO | 652 | ETU | 2017-06-01 | AC to Larabee Road |  | 460 |  |  | Lewiston | ME | 2020-12-31 | 2018-04-12 | Larrabee Road 345 kV Substation in Lewiston, Androscoggin county Maine 04240. |  | Not Started |  |  |  | Under Study
NEISO | 651 | ETU | 2017-05-11 | AC tie line (import only) |  | 600 |  |  | Berkshire | MA | 2023-12-31 | 2019-07-29 | NY Alps 345kV substation and Eversource Berkshire 345 kV substation |  | Document Posted |  | Not Started |  | Under Study
NEISO | 650 | ETU | 2017-05-08 | ETU CNI only (see Q498) |  | 0 |  |  | Colchester | VT | 2021-12-31 | 2018-02-02
NEISO | 649 | G | 2017-05-04 | Silver Maple Wind | WND | 20 | 20 | 20 | Penobscot | ME | 2022-12-14 |  | Pisgah Mountain Substation, Clifton, ME. 115 kv Bus. |  | Document Posted |  |  | Executed | In Service
NEISO | 648 | G | 2017-04-28 | Gas Turbine Repowering | DFO NG | 0 | 376 | 378 | Middlesex | CT | 2021-05-31 | 2017-06-01 | Middletown Station 345KV Substation
NEISO | 647 | G | 2017-04-28 | Gas turbine repowering | DFO NG | 23 | 376 | 378 | Middlesex | CT | 2022-05-31 | 2020-06-11 | Middletown Substation at 115KV, MD#2 breaker position | Document Posted | Document Posted |  |  | In Progress
NEISO | 646 | G | 2017-04-28 | Solar | SUN | 20.1 | 20.1 | 20.1 | Franklin | VT | 2019-09-01 | 2017-07-24 | VEC Highgate - Enosburg 46 kV line, 700 feet from Highgate
NEISO | 645 | G | 2017-04-28 | Solar | SUN | 20.1 | 20.1 | 20.1 | Orange | VT | 2019-12-15 | 2017-07-24 | GMP Randolph Center Substation 46 kV
NEISO | 644 | G | 2017-04-28 | Solar | SUN | 20.1 | 20.1 | 20.1 | Franklin | VT | 2018-10-31 | 2017-07-24 | VEC Sheldon - Rocktenn 46 kV line
NEISO | 643 | G | 2017-04-27 | Solar CNR only | SUN | 0 | 20 | 20 | New Haven | CT | 2018-12-31 | 2017-05-23 | CT_NU 115 kV Line from Wallingford to NU_1208_WAL. Proposed POI is located at 41° 26’ 27.9” N , 72° 50’36.6” W (see the attached site layout drawing).
NEISO | 642 | G | 2017-04-26 | Repowering Increase | DFO NG | 34.85 | 98.12 | 98.16 | Norfolk | MA | 2021-05-22 | 2017-05-31 | BELD station 16 switchyard
NEISO | 641 | G | 2017-04-24 | Wind | WND | 65.55 | 54.6 | 54.6 | Oxford | ME | 2020-12-31 | 2018-08-13 | CMP 115 kV Line 210 | Document Posted | Not Started |  |  |  | Under Study
NEISO | 640 | ETU | 2017-04-21 | 1000 MW HVDC (import only) |  | 1000 |  |  | Plymouth | MA | 2022-12-31 | 2020-11-30 | Northern Interconnection: Coleson Cove 345kV Substation, New Brunswick Southern Interconnection: 345kV lines from Pilgrim Substation, Plymouth, Massachusetts | In Progress |  |  |  |  | Under Study
NEISO | 639 | ETU | 2017-04-19 | NECEC 1200 MW HVDC (import only) - controllable |  | 1200 |  |  | Androscoggin | ME | 2026-01-07 |  | CMP Larrabee Rd 345 kV Substation |  | Document Posted |  |  | Executed
NEISO | 638 | G | 2017-04-13 | Solar CNR only (see Q578) | SUN | 0 | 152 | 152 | Franklin | ME | 2019-10-31 | 2019-08-08 | CMP Larrabee Road 345 kV.
NEISO | 637 | G | 2017-04-13 | BSS CNR only (see Q577) | WND BAT | 0 | 270.46 | 270.46 | Franklin | ME | 2019-10-31 | 2019-08-08 | CMP Larrabee Road Station,345 kV
NEISO | 636 | G | 2017-04-13 | BSS CNR only (see Q576) | WND BAT | 0 | 241.49 | 241.49 | Franklin | ME | 2019-10-31 | 2019-08-08 | CMP Larrabee Road station 345 kV
NEISO | 635 | G | 2017-04-13 | Wind CNR (see Q574) | WND | 0 | 216.41 | 216.41 | Franklin | ME | 2019-10-31 | 2019-08-08 | CMP Larabee Road 345 kV station
NEISO | 634 | G | 2017-04-11 | Wind CNR (see Q573) | WND | 0 | 245.38 | 245.38 | Franklin | ME | 2019-10-31 | 2019-08-08 | CMP Larabee Road 345 kV station
NEISO | 633 | G | 2017-04-06 | Passadumkeag Wind CNR only | WND | 0 | 39.97 | 39.97 | Penobscot | ME | 2019-06-28 |  | Existing connection between Emera Maine 115kV lines 64 and 97 |  |  |  |  | In Progress
NEISO | 632 | G | 2017-04-05 | Offshore Wind w/ battery storage | WND BAT | 880 | 880 | 880 |  | MA | 2024-12-06 | 2020-01-23 | Eversource, 115kV Bourne Substation, Barnstable County, Massachusetts | Document Posted | Document Posted |  | Not Started |  | Under Study
NEISO | 631 | G | 2017-04-05 | CHP | NG | 8 | 8.64 | 8.64 | Coos | NH | 2018-07-15 | 2017-07-26 | PSNH 34.5 kV Line, Berlin, NH
NEISO | 630 | G | 2017-04-05 | Project Increase | MSW | 2.153 | 15.67 | 15.67 | Hartford | CT | 2017-09-01 | 2017-11-21 | Connecticut Light and Powers 13.8 kv Forestville 12A Substation |  | In Progress
NEISO | 629 | G | 2017-03-07 | Solar | SUN | 20 | 20 | 20 | New Haven | CT | 2018-12-31 | 2017-05-23 | CT_NU 115 kV Line from Wallingford to NU_1208_WAL. Proposed POI is located at 41° 26’ 27.9” N , 72° 50’36.6” W (see the drawing with file name "Project Facility Layout - 22NOV16.pdf" for a map of proposed POI location).
NEISO | 628 | G | 2017-03-07 | Solar | SUN | 30 | 30 | 30 | Cheshire | NH | 2018-12-31 | 2017-08-09 | Eversource 34.5 kV Monadnock SS (3120 line)
NEISO | 627 | ETU | 2016-12-27 | 400 kV HVDC Tie - Import Only |  | 1200 | 1200 | 1200 | Grafton | NH | 2022-12-31 | 2019-07-16 | GRID 230 kV Comerford Substation | Document Posted | In Progress |  |  |  | Under Study
NEISO | 626 | G | 2016-12-14 | Wind | WND | 376.2 | 376.2 | 376.2 | Aroostook | ME | 2019-12-01 | 2018-04-02 | MEPCO 396 line | Not Started |  |  |  |  | Under Study
NEISO | 625 | ETU | 2016-11-10 | 345 kV AC line |  | 1600 | 1600 | 1600 | Bristol | MA | 2023-12-31 | 2019-04-11 | 345 kV Brayton point substation |  | In Progress |  |  |  | Under Study
NEISO | 624 | G | 2016-11-08 | Vineyard Offshore Wind | WND | 800 | 800 | 800 |  | MA | 2025-05-26 |  | 115 kV Barnstable Substation | Document Posted | Document Posted |  |  | Executed | Under Construction
NEISO | 623 | G | 2016-10-31 | Solar | SUN | 150 | 150 | 150 | York | ME | 2022-12-31 | 2021-08-12 | CMP/Eversource 345 kV Line 391 from Buxton substation to Scobie Pond substation (approx. 27.7 miles from Buxton substation) | Document Posted | Document Posted |  |  | Executed | Under Study
NEISO | 622 | G | 2016-10-17 | Cogen DG | NG | 43 | 43 | 43 | Middlesex | MA | 2021-09-30 |  | Putnum Station 831
NEISO | 621 | G | 2016-10-17 | Wind | WND | 93.6 | 93.6 | 93.6 | Somerset | ME | 2020-01-15 | 2018-04-12 | CMP Section 3023 345 kV line (via Johnson Mountain substation) | Not Started |  |  |  |  | Under Study
NEISO | 620 | G | 2016-10-07 | Solar | SUN | 75 | 75 | 75 | Washington | ME | 2022-05-31 | 2020-08-12 | Emera 115 kV Deblois substation | Document Posted | Document Posted |  |  | In Progress
NEISO | 619 | ETU | 2016-09-16 | Bi-directional AC LIne |  |  |  |  | Berkshire | MA | 2021-12-31 | 2017-01-25 | NY Alps 345 kV Substation to WMECO Berkshire 345 kV substation
NEISO | 618 | G | 2016-08-01 | Bay State Offshore Wind 1 | WND | 800 | 800 | 800 |  | MA | 2026-05-31 | 2022-08-10 | National Grid, 345 kV Brayton Point Substation, Somerset, MA | Document Posted | Document Posted |  | Document Posted | Executed
NEISO | 617 | G | 2016-07-22 | Simple Cycle Gas Turbine | DFO NG | 61.851 | 61.851 | 67.851 | Essex | MA | 2024-06-29 |  | Peabody Waters River Substation
NEISO | 616 | G | 2016-07-01 | Solar | SUN | 19.9 |  |  | Windsor | VT | 2017-07-01 | 2016-07-13 | 115 kV Cooolidge Substation
NEISO | 615 | G | 2016-06-28 | Solar | SUN | 78.4 | 78.4 | 78.4 | Cheshire | NH | 2018-07-01 | 2016-07-13 | Mondanock to Ashburnham Eversource 115 kV line
NEISO | 614 | G | 2016-06-28 | Solar | SUN | 78.4 | 78.4 | 78.4 | Franklin | ME | 2018-07-01 | 2016-07-13 | CMP Sturtevant Substation - 115 kV
NEISO | 613 | G | 2016-06-28 | Solar | SUN | 63 | 63 | 63 | Windham | CT | 2018-07-01 | 2016-07-13 | Killingly to Tunnel 115 kV line
NEISO | 612 | G | 2016-04-26 | Medway Hydro - CNR only | WAT | 0 | 4.003 | 4.003 | Penobscot | ME | 2017-08-14 |  | Medway Substation |  |  |  |  | Executed | In Service
NEISO | 611 | G | 2016-04-25 | Combustion Turbine | NG | 102 | 102 | 102 | Fairfield | CT | 2019-06-01 | 2018-01-04 | Eversource Energy 115kV MiddleRiver Substation Danbury, CT |  | Document Posted |  |  | In Progress
NEISO | 610 | G | 2016-04-22 | Steam Turbines | BLQ DFO KER WDS | 75 | 75 | 80 | Franklin | ME | 2018-05-31 | 2017-03-24 | Central Maine Power (CMP) Riley 115kV Section 230 (K230-2) | Document Posted
NEISO | 609 | G | 2016-04-22 | Gas Turbine Upgrade | DFO | 23.52 | 162 | 162 | New Haven | CT | 2020-05-31 | 2016-06-03 | POI is the CL&amp;P Devon 115kv Substation
NEISO | 608 | G | 2016-04-22 | Combined Cycle GT | NG WO | 68.01 | 68.01 | 69.5 | Bristol | MA | 2020-05-01 | 2016-05-24 | Located at current Cleary node 375,376 interconnected with National Grid s-8 and v-5 line, SEMA load zone.
NEISO | 607 | G | 2016-04-21 | Canton Mountain Wind CNR Only | WND | 0 | 22.8 | 22.8 | Oxford | ME | 2017-12-01 |  | CMP Ludden Lane Substation, Canton, Maine |  |  |  |  | Executed | In Service
NEISO | 606 | G | 2016-04-21 | Huntington Falls 2017 Upgrades | WAT | 1.59 | 1.24 | 1.24 | Chittenden | VT | 2017-04-12 |  | GMP Huntington Falls Substation 46 kV Circuit Breaker BB-10 |  |  |  |  | Executed | In Service
NEISO | 605 | G | 2016-04-21 | Sanford Airport Solar CNR only | SUN | 0 | 50 | 50 | York | ME | 2020-11-07 |  | CMP Sanford 115kV substation |  |  |  |  | Executed | In Service
NEISO | 604 | G | 2016-04-20 | Lake Road CNR Only (see Q534) | NG | 0 | 882 | 951 | Windham | CT | 2018-05-20 |  | 345kV Lake Road 27E Substation |  |  |  |  | Executed
NEISO | 603 | G | 2016-04-15 | Essential Power Newington - CNRC Increase | DFO NG | 0 | 596.1 | 634.9 | Rockingham | NH | 2016-10-28 |  | Public Service New Hampshire Newington Switchyard - Gosling Road, Newington, NH
NEISO | 602 | G | 2016-04-14 | Moore Station Uprate | WAT | 4.6 | 195.9 | 195.9 | Grafton | NH | 2023-10-18 |  | NGRID at Moore power station switchyard 230kV | Document Posted | Document Posted |  |  | Executed | In Service
NEISO | 601 | G | 2016-04-14 | Combined Cycle Upgrade | DFO NG | 40 | 655.873 | 689.794 | Providence | RI | 2020-05-31 | 2017-08-28 | NGRID 345kV Sherman Road (existing OSP I and II switchyard) | Not Started |  |  |  |  | Under Study
NEISO | 600 | G | 2016-04-14 | Combined Cycle Uprate | DFO NG | 21.077 | 615.873 | 649.794 | Providence | RI | 2016-07-31 | 2017-08-28 | NGRID 345kV Sherman Road (existing OSP I and II switchyard) | Not Started |  |  |  |  | Under Study
NEISO | 599 | G | 2016-04-05 | Solar | SUN | 65 | 65 | 65 | Cheshire | NH | 2018-04-18 | 2018-01-23 | NGrid 115kV line from Vernon road tap to the Vernon Road Substation |  | In Progress |  |  |  | Under Study
NEISO | 598 | G | 2016-03-07 | Combined Cycle | DFO NG | 563 | 563 | 576 | Windham | CT | 2022-03-01 | 2018-03-28 | Killingly/Lake Road 345 kV |  | Document Posted |  |  | In Progress
NEISO | 597 | G | 2016-02-24 | Hydro | WAT | 28.325 | 28.325 | 28.325 | Oxford/Franklin/Androscoggin | ME | 2019-06-01 | 2018-04-20 | CMP Section 230 (115 kV) at southeast end, high side of Verso Androscoggin substation | Document Posted | Not Started |  |  |  | Under Study
NEISO | 596 | G | 2016-02-08 | Combined Cycle | DFO NG | 1120 | 1120 | 1170 | Windham | CT | 2020-06-01 | 2017-05-19 | Killingly or Lake Road 345 kV | In Progress |  |  |  |  | Under Study
NEISO | 595 | G | 2016-02-08 | Bridgeport Energy PSS Tuning | NG | 0 | 578 | 588 | Fairfield | CT | 2016-10-28 |  | UI Singer Substation |  | Document Posted |  |  | Executed | In Service
NEISO | 594 | G | 2016-01-27 | Wind | WND | 0 | 245.48 | 245.48 | Franklin | ME | 2019-10-31 | 2018-04-09 | CMP&#39;&#39;s existing Orrington - Albion Road 345 kV line section 3023 |  | Not Started |  |  |  | Under Study
NEISO | 593 | G | 2016-01-27 | Wind | WND | 0 | 216.41 | 216.41 | Franklin | ME | 2019-10-31 | 2018-04-09 | CMP&#39;&#39;s Orrington - Albion Road 345 kV line, section 3023 |  | Not Started |  |  |  | Under Study
NEISO | 592 | G | 2016-01-21 | Bear Swamp Unit 1 and 2 Upgrade | WAT | 66 | 663 | 663 | Berkshire | MA | 2023-01-06 |  | GRID 230 kV Bear Swamp substation |  | Document Posted |  |  | Executed | Partially In Service
NEISO | 591 | ETU | 2016-01-20 | AC Line |  | 400 | 400 | 400 | Cumberland | ME | 2019-11-30 | 2018-04-12 | CMP Surowiec Area |  | Not Started |  |  |  | Under Study
NEISO | 590 | ETU | 2016-01-11 | AC Line from NMISA to Chester and Pittsfield, ME |  | 1200 | 1200 | 1200 | Somerset and Penobscot | ME | 2019-12-31 | 2018-04-12 | Emera Keene Rd substation and CMP Section 3023 345 kV Line |  | Not Started |  |  |  | Under Study
NEISO | 589 | ETU | 2016-01-11 | AC Line to Pittsfield, ME |  | 550 | 550 | 550 | Somerset | ME | 2019-12-31 | 2018-04-12 | CMP Section 3023 345 kV Line |  | Not Started |  |  |  | Under Study
NEISO | 588 | G | 2016-01-07 | Quinebaug Solar | SUN | 49 | 49 | 49 | Windham | CT | 2021-12-18 |  | Killingly to Tunnel 115 kV line (approx 5.5 miles south of Brooklyn Substation) GPS Coordinates: - 71 55’ 27.9” W - 41 44’ 14.21” N |  | Document Posted |  |  | Executed | In Service
NEISO | 587 | G | 2016-01-07 | Solar | SUN | 98 | 98 | 98 | Cheshire | NH | 2018-07-01 | 2016-09-28 | 115 kV Eversource Fitzwilliam Substation |  | Not Started
NEISO | 586 | G | 2016-01-04 | Hemphill Increase | WDS | 3.363 | 17.5 | 17.5 | Sullivan | NH | 2016-10-28 |  | 34.5 Kv PSNH 316 Utility Line |  | Not Required |  |  | Executed | In Service
NEISO | 585 | ETU | 2015-12-14 | HVDC Tie NB to Mystic |  | 900 | 900 | 900 | Middlesex | MA | 2020-12-30 | 2018-03-05 | NB 345 kV Coleson Cove substation to NSTAR 345 kV Mystic substation | Not Started
NEISO | 584 | ETU | 2015-12-10 | ETU CNI only (see Q508) |  | 0 | 0 | 0 | Berkshire | MA | 2019-08-31 | 2018-10-31 | NY Alps substation to WMECO Berkshire substation |  | Document Posted |  |  | In Progress
NEISO | 583 | G | 2015-12-04 | Sanford Airport Solar | SUN | 50 | 50 | 50 | York | ME | 2020-11-07 |  | CMP Sanford 115kV Substation |  | Document Posted |  |  | Executed | In Service
NEISO | 582 | G | 2015-12-02 | Solar | SUN | 3.11 | 3.105 | 3.105 | Worcester | MA | 2017-12-01 | 2018-02-05 | POI is the GRID 69KV switchyard at the Harrington Street Facility. 229 Harrington Street, East Brookfield, MA. National Grid has this information. |  | Document Posted |  |  | In Progress
NEISO | 581 | G | 2015-12-02 | Solar | SUN | 2.66 | 2.66 | 2.66 | Worcester | MA | 2017-12-01 | 2018-02-05 | POI is the GRID 69KV switchyard at the Harrington Street Facility. 229 Harrington Street, East Brookfield, MA. National Grid has this information. |  | Document Posted |  |  | In Progress
NEISO | 580 | G | 2015-11-30 | Combined Cycle | DFO NG | 1020 | 1020 | 1030 | Worcester | MA | 2020-05-31 | 2016-05-17 | Anticipated interconnection is the National Grid 345kV line 366 between the West Farnum and Millbury substations, and/or the Eversource 345kV line 3361 between Sherman Rd and Blackstone. |  | Not Started
NEISO | 579 | G | 2015-11-25 | Energy Center | NG OTH | 570.1 | 570.1 | 569.6 | Cheshire | NH | 2020-06-01 | 2016-04-21 | Eversource (PSNH) 379 line crossing Forest Lake Road (POI will be south of Forest Lake Road), which is in close proximity to the Project site. | Not Started |  |  |  |  | Under Study
NEISO | 578 | G | 2015-11-20 | Solar | SUN | 152 | 152 | 152 | Somerset | ME | 2019-10-31 | 2019-08-08 | CMP Larrabee Road 345 kV. |  | In Progress
NEISO | 577 | G | 2015-11-12 | Battery Storage | WND BAT | 25.08 | 270.46 | 270.46 | Frqanklin | ME | 2019-11-09 | 2019-08-08 | CMP Larrabee Road Station,345 kV |  | In Progress
NEISO | 576 | G | 2015-11-12 | Battery Storage | WND BAT | 52.26 | 241.49 | 241.49 | Franklin | ME | 2019-10-31 | 2019-08-08 | CMP Larrabee Road station 345 kV |  | In Progress
NEISO | 575 | G | 2015-11-03 | Casco Bay Energy Storage | BAT | 16.2 | 16.2 | 16.2 | Cumberland | ME | 2016-12-31 |  | CMP&#39;&#39;s PTF 115kV Upper Bus at William F Wyman Station |  | Document Posted |  |  | Executed | In Service
NEISO | 574 | G | 2015-11-03 | Wind | WND | 216.41 | 216.41 | 216.41 | Franklin | ME | 2019-10-31 | 2019-08-08 | CMP Larrabee Road Station 345 kV |  | In Progress
NEISO | 573 | G | 2015-11-03 | Wind | WND | 245.38 | 245.38 | 245.38 | Franklin | ME | 2019-10-31 | 2019-08-08 | CMP Larrabee Road Station 345 kV |  | In Progress
NEISO | 572 | G | 2015-11-03 | Wind | WND | 113 | 113 | 113 | Franklin | ME | 2019-10-31 | 2018-04-09 | CMP Larrabee Road 345 kV station |  | Not Started |  |  |  | Under Study
NEISO | 571 | ETU | 2015-11-02 | Wyman Area to Larabee Rd Line |  | 850 | 850 | 850 | Somerset/Androscoggin | ME | 2019-11-30 | 2019-08-08 | Wyman Area to CMP Larabee Rd 345 kV sub |  | In Progress
NEISO | 570 | G | 2015-10-21 | Kendall Revised Reconfiguration Project | DFO NG | 0 | 250 | 250 | Middlesex | MA | 2016-05-31 |  | Where line 875-539 interconnects with TO&#39;&#39;s 115KV bus at station |  |  |  |  | Executed | In Service
NEISO | 569 | ETU | 2015-10-16 | HVDC from ME to MA (MA import only) |  | 1200 | 1200 | 1200 | Plymouth | MA | 2021-12-31 | 2018-06-25 | Emera Orrington 345 kV substation to Eversource Jordan Rd | Document Posted
NEISO | 568 | G | 2015-09-25 | Solar | SUN | 10 | 10 | 10 | Rockingham | NH | 2021-11-01 | 2021-03-11 | Unitil 34.5 kV W. Port. St. sub
NEISO | 567 | G | 2015-09-11 | Solar | SUN | 196 | 196 | 196 | Franklin | VT | 2017-07-01 | 2015-09-21 | VELCO Highgate Substation - 345 kV Bus
NEISO | 566 | G | 2015-09-09 | Solar | SUN | 19.9 | 19.9 | 19.9 | Rutland | VT | 2016-12-01 | 2016-04-15 | VELCO Florence Substation - 46 kV |  | Not Started |  |  |  | Under Study
NEISO | 565 | G | 2015-09-08 | Coolidge Solar | SUN | 19.9 | 19.9 | 19.9 | Windsor | VT | 2018-12-20 |  | 115 kV Coolidge Substation |  | Document Posted |  |  | Executed | In Service
NEISO | 564 | G | 2015-09-04 | Solar | SUN | 19.9 | 19.9 | 19.9 | Franklin | VT | 2016-12-01 | 2016-02-24 | 115 kV Highgate Substation
NEISO | 563 | G | 2015-09-01 | Solar | SUN | 20 | 20 | 20 | Rutland | VT | 2016-11-01 | 2015-09-03 | VELCO 46 kV bus at Florence Substation
NEISO | 562 | G | 2015-08-27 | Solar | SUN | 20 | 20 | 20 | Orleans | VT | 2017-08-31 | 2017-05-24 | VEC Irasburg H16 46 kV line
NEISO | 561 | G | 2015-08-27 | Solar | SUN | 20 | 20 | 20 | Franklin | VT | 2017-08-31 | 2017-01-25 | VEC Highgate to Rock Tenn 46 kV line
NEISO | 560 | G | 2015-08-27 | Solar | SUN | 20 | 20 | 20 | Orange | VT | 2016-12-01 | 2015-10-29 | GMP 46 kV Randolph Center Substation
NEISO | 559 | G | 2015-08-12 | solar | SUN | 20 | 20 | 20 | Windsor | VT | 2016-12-01 | 2015-09-03 | 115 kV Coolidge substation
NEISO | 558 | G | 2015-08-12 | solar | SUN | 20 | 20 | 20 | Franklin | VT | 2016-12-01 | 2015-09-03 | 115 kV Highgate Substation
NEISO | 557 | G | 2015-08-10 | Farminton Solar | SUN | 78.4 | 78.4 | 78.4 | Franklin | ME | 2021-10-27 |  | CMP Sturtevant Substation - 115 kV |  | Document Posted |  |  | Executed | Under Construction
NEISO | 556 | G | 2015-08-07 | Wind Farm | WND | 79.2 | 79.2 | 79.2 | Somerset | ME | 2019-12-01 | 2017-04-27 | CMP Wyman - Harris 115 kV | Not Started |  |  |  |  | Under Study
NEISO | 555 | G | 2015-08-07 | Wind farm | WND | 39.6 | 39.6 | 39.6 | Oxford | ME | 2019-12-01 | 2019-01-18 | CMP Rumford-Kimball Road 115 kV | Document Posted | Document Posted |  | Not Started
NEISO | 554 | G | 2015-06-18 | Southbridge LFGTE Engine 2 | LFG | 1.6 | 3.2 | 3.2 | Worcester | MA | 2018-08-18 | 2017-07-05 | National Grid 413L4 (Existing facility POI) |  | Document Posted |  |  | Executed
NEISO | 553 | G | 2015-06-12 | Solar | SUN | 19.9 | 19.9 | 19.9 | Franklin | ME | 2016-12-01 | 2015-08-28 | 115 kV Sturtevant sub |  | Not Started |  |  |  | Under Study
NEISO | 552 | G | 2015-06-12 | Nutmeg Solar, LLC | SUN | 19.9 | 19.9 | 19.9 | Hartford | CT | 2020-12-07 |  | 115kV Sitico Sub |  | Document Posted |  |  | Executed | In Service
NEISO | 551 | G | 2015-06-12 | Solar | SUN | 19.9 | 19.9 | 19.9 | Windsor | VT | 2016-12-01 | 2015-08-04 | 115kV Coolidge sub
NEISO | 550 | G | 2015-06-12 | Solar | SUN | 19.9 | 19.9 | 19.9 | Franklin | VT | 2016-12-01 | 2015-08-04 | 115 kV Highgate Sub
NEISO | 549 | G | 2015-05-28 | Combined Cycle | DFO NG | 870 | 870 | 893 | Newport | RI | 2020-05-01 | 2015-07-09 | interconnection on NGRID 115kV M13 &amp; L14 lines connecting to Somerset and Bell Rock substations
NEISO | 548 | G | 2015-05-28 | Combined Cycle | DFO NG | 870 | 870 | 893 | Plymouth | MA | 2020-05-01 | 2016-05-19 | interconnection between Carver and Tremont substations (NSTAR 115kV Lines 127/128 and 134): ALT connection 345kV Carver substation | Document Posted
NEISO | 547 | G | 2015-04-28 | Wind uprate | WND | 2.93 | 42.9 | 42.9 | Penobscot | ME | 2018-12-31 | 2018-05-31 | Existing connection between Emera Maine 115kV lines 64 and 97 |  | Not Started |  |  |  | Under Study
NEISO | 546 | G | 2015-03-04 | NEA Bell. Uprate (Northeast Energy Associates, LP) | DFO NG | 1.393 | 314.7 | 340.241 | Norfolk | MA | 2018-07-31 |  | 345 kV NEA Bellingham substation |  |  |  |  | Executed | Under Construction
NEISO | 545 | G | 2015-03-03 | Proctor Hydroelectric Station Uprate | WAT | 3.241 | 2 | 2 | Rutland | VT | 2015-06-25 |  | GMP Proctor Substation 46kV Circuit Breaker BB8 |  |  |  |  | Executed | In Service
NEISO | 544 | G | 2015-03-03 | Increase RISEC Winter CNR | NG | 0 | 613 | 625 | Providence | RI | 2015-08-17 |  | 115 kV RISE substation |  |  |  |  | Executed | In Service
NEISO | 543 | G | 2015-03-02 | Antrim Wind | WND | 28.4 | 28.4 | 28.4 | Hillsborough | NH | 2019-12-24 |  | Proposed POI is to PSNH 115 kV line L163. |  | Document Posted |  |  | Executed | Under Construction
NEISO | 542 | G | 2015-03-02 | combustion turbine | DFO NG | 97 | 97 | 97 | Norfolk | MA | 2018-02-01 | 2016-04-18 | NSTAR 115kV Edgar substation | Document Posted
NEISO | 541 | G | 2015-03-02 | Combined cycle (alt to Q442/472) | DFO NG | 431 | 431 | 452 | Hampden | MA | 2019-03-01 | 2016-02-16 | 115kV Line 1302 between Buck Pond and Pochassic substations, approximately 1 mile south of Buck Pond | In Progress |  |  |  |  | Under Study
NEISO | 540 | G | 2015-03-02 | CPV Towantic Increase | DFO NG | 55.5 | 800.5 | 830.5 | New Haven | CT | 2018-05-21 |  | CL&amp;P 115kV Lines 1575, 1585 &amp; 1990 |  | Document Posted |  |  | Executed | In Service
NEISO | 539 | G | 2015-03-02 | Hoosac Wind Project CNR Only | WND | 0 | 28.5 | 28.5 | Franklin | MA | 2016-01-19 |  | Hoosac 69 kV Substation |  |  |  |  | Executed | In Service
NEISO | 538 | G | 2015-03-02 | Internal Combustion | NG | 119.4 | 119.4 | 119.4 | Newport | RI | 2019-05-31 | 2016-04-27 | Near Bell Rock and Somerset on NGRID 115kV lines L14 and M13. Adjacent to existing Tiverton combined cycle generator, possibly associated with existing tap. | Document Posted
NEISO | 537 | G | 2015-02-28 | Combustion Turbine | NG | 11.965 | 11.965 | 14.097 | Middlesex | MA | 2016-11-30 | 2015-05-21 | MECO 23KV Behen St feeder load side of MTR 04034085
NEISO | 536 | G | 2015-02-27 | Wind | WND | 4.98 | 4.98 | 4.98 | Orleans | VT | 2016-09-13 | 2015-12-10 | GMP Line 14 between Irasburg and Lowell Substations approximately 3.6 miles from Irasburg Substation adjacent to Kidder Hill Road |  | Not Started
NEISO | 535 | G | 2015-02-27 | Holiday Hill Community Wind | WND | 4.98 | 4.98 | 4.98 | Hampden | MA | 2020-01-07 |  | WMECo 23 kV line 19J1 adjacent to Pine Hill Road in the town of Russell, Massachusetts |  | Document Posted |  |  | Executed | Under Construction
NEISO | 534 | G | 2015-02-27 | Lake Road Upgrades | NG | 49.836 | 882 | 951 | Windham | CT | 2018-05-20 |  | 345kV Lake Road 27E Substation | Document Posted | Document Posted |  |  | Executed | In Service
NEISO | 533 | G | 2015-02-27 | Milford Upgrades - Phase I | NG | 16.606 | 293 | 318.5 | New Haven | CT | 2017-06-05 |  | 115kV East Devon Substation | Document Posted | Document Posted |  |  | Executed | In Service
NEISO | 533 | G | 2015-02-27 | Milford Upgrades - Phase II | NG | 16.606 | 293 | 318.5 | New Haven | CT | 2017-05-22 |  | 115kV East Devon Substation | Document Posted | Document Posted |  |  | In Progress
NEISO | 532 | G | 2015-02-27 | wind | WND | 17.4 | 17.4 | 17.4 | Franklin | VT | 2016-09-15 | 2016-06-01 | GMP 34.5 kV Line between North St. Albans and Sheldon Springs Substations. State Route 105, Swanton, Vermont |  | In Progress |  |  |  | Under Study
NEISO | 531 | G | 2015-02-27 | Combined Cycle Uprate | NG | 29.999 | 546.8459 | 582.5609 | Penobscot | ME | 2018-08-01 | 2018-04-05 | EMERA Maine-Graham Station via 115kv |  | In Progress |  |  |  | Under Study
NEISO | 530 | G | 2015-02-26 | Bridgeport Energy Wet Compression Upgrade | NG | 18 | 578 | 588 | Fairfield | CT | 2018-06-01 | 2017-09-14 | UI Singer Substation |  | Document Posted |  |  | Executed
NEISO | 529 | G | 2015-02-26 | Combined Cycle CNR Only | NG | 0 | 585.648 | 615 | Worcester | MA | 2017-11-03 | 2017-06-26 | ANP Blackstone 345kV Bus 110785 Station BLK_336 |  |  |  |  | In Progress
NEISO | 528 | G | 2015-02-26 | Combined Cycle Upgrate #3 | NG | 30 | 249.583 | 260.73 | Worcester | MA | 2018-10-08 | 2016-09-28 | Milford Power Switch DS-F3 115kV (Nat Grid # D-130-3) and Milford Power Switch DS-A3 115kV (Nat Grid # C-129-3) |  | Document Posted
NEISO | 527 | G | 2015-02-26 | Combined Cycle Uprate #2 | NG | 30 | 219.583 | 230.73 | Worcester | MA | 2018-12-14 |  | Milford Power Switch DS-F3 115kV (Nat Grid #D-130-3) and Milford Power Switch DS-A3 115kV (Nat Grid #C-129-3). |  | Document Posted |  | Document Posted | Executed | In Service
NEISO | 526 | G | 2015-02-26 | Combined Cycle Upgrade #1 | NG | 40.583 | 189.583 | 200.73 | Worcester | MA | 2018-10-08 | 2016-09-28 | Milford Power Switch DS-F3 115kV (Nat Grid # D-130-3) and Milford Power Switch DS-A3 115kV (Nat Grid # C-129-3) |  | Document Posted
NEISO | 525 | G | 2015-02-25 | Tiverton Power LLC Upgrade | NG | 21.5 | 287.5 | 305.5 | Newport | RI | 2016-11-04 |  | near Bell Rock and Somerset on NGRID 115kV lines L14 and M13. |  | Document Posted |  |  | Executed | In Service
NEISO | 524 | G | 2015-02-23 | Combustion Turbine (Alt to Q523) | DFO NG | 0 | 226.5 | 233.5 | Providence | RI | 2019-05-01 | 2015-03-31 | Both National Grid 115kV lines S171 and T172 south of the Rhode Island State Energy tap.
NEISO | 523 | G | 2015-02-23 | Combustion Turbine | DFO NG | 226.5 | 226.5 | 233.5 | Providence | RI | 2019-05-01 | 2015-09-11 | Both National Grid 345kV lines 328 and 332 south of the Rhode Island State Energy project |  | Not Started
NEISO | 522 | G | 2015-02-20 | Plainfield 2.3 MW Capacity Restoration (CNR Only) | WDS | 0 | 38.5 | 38.5 | Windham | CT | 2015-07-01 |  | Frybrook substation, 115 KV |  |  |  |  | Executed
NEISO | 521 | G | 2015-02-17 | Combustion Turbine | DFO NG | 109.799 | 109.799 | 109.799 | Fairfield | CT | 2018-05-02 | 2016-03-10 | CL&amp;P (Eversource) 115 kV Middle River Substation | Not Started |  |  |  |  | Under Study
NEISO | 520 | G | 2015-02-17 | Simple Cycle gas turbine | DFO NG | 109.799 | 109.799 | 109.799 | Fairfield | CT | 2018-05-02 | 2016-03-10 | Eversource Energy 115 kv Line Middle River Substation 28M | Document Posted |  |  |  |  | Under Study
NEISO | 519 | ETU | 2015-02-16 | HVDC/AC Tie - Import only |  | 1200 | 1200 | 1200 | Rockingham | NH | 2019-04-30 | 2015-08-18 | HQ Des Cantons substation to PSNH Deerfield substation
NEISO | 518 | ETU | 2015-02-16 | HVDC from S. Maine to K Street - bidirectional fl |  | 1000 | 1000 | 1000 | Suffolk | MA | 2018-12-01 | 2015-07-09 | CMP 345 kV ME Yankee substation to NSTAR 115 kV K Street substation
NEISO | 517 | ETU | 2015-02-16 | HVDC from S. Maine to Mystic - bidirectional flow |  | 1000 | 1000 | 1000 | Middlesex | MA | 2018-12-31 | 2015-07-09 | CMP 345 kV ME Yankee substation to NSTAR 345 kV Mystic substation
NEISO | 516 | ETU | 2015-02-16 | HVDC Tie - Import only |  | 425 | 425 | 425 | Addison | VT | 2018-06-30 | 2015-04-15 | HQ to VELCO 345 kV New Haven substation
NEISO | 515 | ETU | 2015-02-16 | HVDC Tie - Import only |  | 425 | 425 | 425 | Franklin | VT | 2018-06-30 | 2015-04-15 | HQ to VELCO Williston 115 kV substation
NEISO | 514 | ETU | 2015-02-16 | Expand NB/NE Interface |  | 350 | 350 | 350 | Aroostook | ME | 2017-11-01 | 2015-04-17 | NB to ME interface
NEISO | 513 | ETU | 2015-02-16 | Coos ETU |  |  |  |  | Coos | NH | 2016-07-01 | 2015-04-17 | PSNH Coos area transmission
NEISO | 512 | ETU | 2015-02-16 | AC to HVDC Tie |  | 1200 | 1200 | 1200 | Middlesex | MA | 2019-03-31 | 2015-04-17 | NB 345 kV Keswick or St. Andre substation to NGRID 345 kV Wakefield substation
NEISO | 511 | ETU | 2015-02-16 | HVDC Line |  | 1000 | 1000 | 1000 | Barnstable | MA | 2020-06-01 | 2015-04-15 | NSTAR 345 kV Barnstable substation
NEISO | 510 | ETU | 2015-02-16 | HVDC Line |  | 1000 | 1000 | 1000 | Plymouth | MA | 2020-06-01 | 2015-04-15 | NSTAR 345 kV Carver substation
NEISO | 509 | ETU | 2015-02-16 | HVDC Line |  | 1100 | 1100 | 1100 | Middlesex | MA | 2017-06-30 | 2015-04-17 | Orrington substation to NGRID Tewksbury substation
NEISO | 508 | ETU | 2015-02-16 | HVDC from NY to WMA - bidirectional |  | 600 | 600 | 600 | Berkshire | MA | 2019-08-30 | 2018-10-31 | NY Alps substation to WMECO Berkshire substation |  | Document Posted |  |  | In Progress
NEISO | 507 | ETU | 2015-02-16 | AC Tie - bidirectional flows |  | 75 | 75 | 75 | Aroostook | ME | 2017-07-31 | 2018-01-30 | NMISA Mullen substation to Emera Keene Road substation |  | Not Started |  |  |  | Under Study
NEISO | 506 | ETU | 2015-02-16 | Internal HVDC - North to South flow |  | 1000 | 1000 | 1000 | Suffolk | MA | 2027-10-01 | 2020-02-10 | NMISA to NSTAR 345 kV K Street substation |  | Document Posted |  | Document Posted | In Progress | Under Study
NEISO | 505 | ETU | 2015-02-16 | HVDC Tie - Import only |  | 1000 | 1000 | 1000 | Windsor | VT | 2017-12-31 | 2015-04-17 | HQ to VELCO 345 kV Coolidge substation
NEISO | 504 | ETU | 2015-02-16 | HVDC Tie - Import only |  | 1000 | 1000 | 1000 | Addison | VT | 2018-12-31 | 2015-04-15 | HQ 735 kV substation to VELCO 345 kV New Haven substation
NEISO | 503 | ETU | 2015-02-16 | HVDC Tie - Import only |  | 1000 | 1000 | 1000 | Rutland | VT | 2018-12-31 | 2015-04-15 | HQ 735 kV substation to VELCO 345 kV W. Rutland substation
NEISO | 502 | ETU | 2015-02-16 | 345 kV Tie - Phase 1 |  | 200 | 200 | 200 | Aroostook | ME | 2016-12-01 | 2015-04-17 | Houlton, ME to MEPCO 396 Line
NEISO | 502 | ETU | 2015-02-16 | 345 kV Tie - Phase 2 |  | 0 | 0 | 0 | Aroostook | ME | 2016-12-01 | 2015-04-17 | Bridgewater, ME to MEPCO 396 Line
NEISO | 501 | ETU | 2015-02-16 | NE Clean Power Link - controllable HVDC Tie - Import only |  | 1000 | 1000 | 1000 | Windsor | VT | 2027-12-31 |  | HQ 735 kV substation to VELCO 345 kV Coolidge substation |  | Document Posted | Document Posted |  | Executed
NEISO | 500 | ETU | 2015-02-16 | Keene Road ETU |  |  |  |  | Penobscot | ME | 2018-12-01 | 2018-06-15 | Emera Keene Road substation |  | Document Posted
NEISO | 499 | ETU | 2015-02-16 | Northern Pass Transmission Project (300 kV HVDC/AC Tie) - Import Only |  | 1090 | 1090 | 1090 | Rockingham | NH | 2022-12-29 | 2019-08-14 | HQ Des Cantes substation to PSNH Deerfield substation |  | Document Posted |  |  | Executed
NEISO | 498 | ETU | 2015-02-16 | 150 kV HVDC Tie - Import Only |  | 400 | 400 | 400 | Colchester | VT | 2020-12-31 | 2018-02-02 | NYPA 230/115 kV substation to VELCO 345 kV New Haven Substation |  | Document Posted |  |  | In Progress
NEISO | 497 | G | 2015-02-13 | Beacon Falls Energy Park | NG | 62.9 | 62.9 | 62.9 | New Haven | CT | 2022-04-01 | 2020-01-30 | Beacon Falls Substation, 180 Cold Spring Rd, Beacon Falls, CT Junction of 115kV lines 1570-1 and 1319 | Document Posted | Document Posted |  |  | Executed
NEISO | 496 | G | 2015-02-13 | Millinocket Frequency Conversion | WAT | 0 | 126 | 126 | Penobscot | ME | 2019-06-15 |  | Powersville Substation, Emera, 115kV, Line62, existing node424. |  | Document Posted | Not Required | Not Required | Executed | In Service
NEISO | 495 | ETU | 2015-02-13 | 1200 MW HVDC Tie - Import Only |  |  |  |  | Rockingham | NH | 2018-12-01 | 2015-02-16 | HQ Des Cantons substation to PSNH Deerfield Substation
NEISO | 494 | ETU | 2015-02-12 | 1000 MW HVDC - bidirectional |  |  |  |  | Suffolk | MA | 2018-12-01 | 2015-02-16 | CMP 345 kV ME Yankee to NSTAR 115 kV K Street
NEISO | 493 | ETU | 2015-02-12 | 1000 MW HVDC - bidirectional |  |  |  |  | Middlesex | MA | 2018-12-31 | 2015-02-16 | CMP 345 kV ME Yankee to NSTAR 345 kV Mystic
NEISO | 492 | G | 2015-02-05 | Combustion Turbine Generator | DFO NG | 238 | 238 | 238 | Providence | RI | 2020-05-31 | 2017-10-03 | NGRID 345 kV Sherman Road (via OSP Switchyard) | Document Posted | Document Posted |  |  | In Progress
NEISO | 491 | G | 2015-01-16 | Fore River CNR Increase | DFO NG | 0 | 800 | 843 | Norfolk | MA | 2016-01-20 |  | NSTAR Edgar 115kv substation |  |  |  |  | Executed | In Service
NEISO | 490 | G | 2015-01-15 | Kendall Reconfiguration Project | DFO NG | 1.88 | 75 | 75 | Middlesex | MA | 2016-05-31 |  | Where line 875-539 interconnects with TO&#39;&#39;s 115 kv bus at station 875 |  |  |  |  | Executed | In Service
NEISO | 489 | G | 2015-01-08 | Clear River | NG | 1030 | 1030 | 1080 | Providence | RI | 2022-05-31 | 2019-11-26 | Sherman Road 345kV Station | Document Posted | Document Posted |  | Document Posted | IA Filed Unexecuted
NEISO | 488 | G | 2014-12-22 | Wind | WND | 73.5 | 73.5 | 73.5 | Windham | VT | 2019-12-31 | 2015-10-16 | VELCO Coolidge - Vermont Yankee 345 kV line | Document Posted | In Progress
NEISO | 487 | G | 2014-12-18 | Cricket Valley Project (QP444 in NYISO Queue) | NG | 1020 | 1020 | 1132 | Dutchess | NY | 2020-04-18 |  | Pleasant Valley - Long Mtn 345 kV
NEISO | 486 | G | 2014-12-19 | Wind | WND | 250 | 250 | 250 | Hancock | ME | 2021-12-01 | 2018-06-08 | Rebel Hill 115 kV | Document Posted |  |  |  |  | Under Study
NEISO | 485 | G | 2014-12-10 | Combined Cycle | DFO NG | 837 | 837 | 844 | Hampden | MA | 2019-06-01 | 2015-04-23 | Ludlow 19S Substation, Ludlow, MA |  | In Progress |  |  |  | Under Study
NEISO | 484 | G | 2014-12-04 | Newington Gas Turbine Uprate | NG | 27.9 | 596.1 | 634.8 | Rockingham | NH | 2015-10-30 |  | Public Service New Hampshire Newington Switchyard - Gosling Road, Newington, NH |  | Document Posted |  |  | Executed | In Service
NEISO | 483 | G | 2014-11-21 | Wyman Hydro CNR only | WAT | 0 | 89.9 | 89.9 | Somerset | ME | 2016-03-30 |  | Interconnection of Buyer’s 115 kV gang operated disconnect switch BS &#189; to CMP’s 115 kV Bus No. 2 located in the 115 kV switchyard |  |  |  |  | Executed
NEISO | 482 | G | 2014-11-18 | Hydro | WAT | 1.318 | 0.325 | 0.325 | Rutland | VT | 2014-12-12 | 2015-01-08 | GMP Power Circuit 85G2 from Ryegate Paper Substation No. 85.
NEISO | 481 | G | 2014-11-18 | GRE Capacity Uprate | NG | 41 | 762 | 812 | Rockingham | NH | 2017-06-29 |  | Watts Brook, North Litchfield |  | Document Posted |  |  | Executed | In Service
NEISO | 480 | ETU | 2014-11-13 | 1000 MW HVDC Tie |  |  |  |  | Suffolk | MA | 2017-12-31 | 2015-02-12 | HQ to NSTAR K Street 115 kV substation
NEISO | 479 | G | 2014-10-17 | Combined Cycle Increase | NG | 33 | 754 | 838 | Rockingham | NH | 2015-03-08 | 2014-11-18 | Watts Brook, North Litchfield
NEISO | 478 | G | 2014-10-01 | Wind | WND | 9.6 | 9.6 | 9.6 | Washington | ME | 2016-06-01 | 2016-08-17 | Emera 34.5kV Line 16
NEISO | 477 | G | 2014-09-19 | Deerfield Wind Project | WND | 30 | 30 | 30 | Bennington | VT | 2019-06-01 |  | Future GMP Putnam Road 69 kV Substation on Y-25N Line |  | Document Posted |  |  | Executed | In Service
NEISO | 476 | G | 2014-08-29 | Wind | WND | 52.8 | 52.8 | 52.8 | Penobscot/Washington | ME | 2017-10-01 | 2016-06-17 | Emera Maine (Bangor Hydro) Keene Road Substation (Connecting through Evergreen Gen Lead, LLC Line 56) |  | Not Started |  |  |  | Under Study
NEISO | 475 | ETU | 2014-08-14 | 600 MW HVDC Tie |  |  |  |  | Berkshire | MA | 2019-12-30 | 2015-02-16 | Alps Sub in NY to WMECO Berkshire Sub in MA
NEISO | 474 | G | 2014-08-01 | CNR Increase | NG | 0 | 1600 | 1700 | Middlesex | MA | 2016-05-31 | 2015-04-09 | Mystic 115 and 345 kV Stations
NEISO | 473 | TS | 2014-06-30 | RNS Application |  | 0 | 0 | 0 | Norfolk | MA | 2017-01-01 | 2014-07-21 | NU 115 kV
NEISO | 472 | G | 2014-06-20 | Combined Cycle Increase | DFO NG | 22 | 409.9 | 441.1 | Hampden | MA | 2019-03-01 | 2015-12-28 | 115kV Line 1302 between Buck Pond and Pochassic substations, approximately 1 mile south of Buck Pond |  | Document Posted |  |  | In Progress
NEISO | 471 | G | 2014-06-19 | Wind | WND | 600.6 | 600.6 | 600.6 | Aroostook | ME | 2019-12-30 | 2018-04-12 | Primary: Orrington Substations 345kV with two alternatives: Keene Rd. Substation 345kV and the Orrington-Albion Rd 345kV line | Not Started |  |  |  |  | Under Study
NEISO | 470 | G | 2014-06-19 | Wind | WND | 600.6 | 600.6 | 600.6 | Aroostook | ME | 2018-12-30 | 2018-04-12 | Primary: Orrington Substations 345kV with two alternatives: Keene Rd. Substation 345kV and the Orrington-Albion Rd 345kV line | Not Started |  |  |  |  | Under Study
NEISO | 469 | G | 2014-06-16 | Bridgeport Energy Uprate | NG | 84 | 560 | 588 | Fairfield | CT | 2015-06-05 |  | UI Singer Substation |  | Document Posted |  |  | Executed | In Service
NEISO | 468 | G | 2014-06-02 | Manchester Street Station Increase and CNR | NG | 27 | 510 | 510 | Providence | RI | 2015-03-12 |  | CTGs NGrid 115 kV Franklin Square Substation. STGs NGrid 11.5 kV distribution substation |  | Document Posted |  |  | Executed | In Service
NEISO | 467 | G | 2014-05-29 | MASSPOWER CNR Recovery | NG | 0 | 256.1 | 279.9 | Hampden | MA | 2014-11-10 |  | 115kV Shawinigan Substation |  |  |  |  | Executed
NEISO | 466 | ETU | 2014-05-14 | AC Tie |  |  |  |  | Aroostook | ME | 2016-07-31 | 2015-02-16 | NMISA to Emera Keene Rd Substation
NEISO | 465 | ETU | 2014-05-13 | 425 MW HVDC Tie |  |  |  |  | Addison | VT | 2018-06-30 | 2015-02-16 | VELCO 345 kV New Haven substation
NEISO | 464 | ETU | 2014-05-12 | 1000 MW HVDC |  |  |  |  | Suffolk | MA | 2019-06-30 | 2015-02-16 | NMISA to NSTAR K Street 345 kV substation
NEISO | 463 | ETU | 2014-04-30 | 425 MW HVDC Tie |  |  |  |  | Franklin | VT | 2018-06-30 | 2015-02-16 | HQ to VELCO Williston 115 kV substation
NEISO | 462 | G | 2014-04-30 | wind | WND | 104 | 104 | 104 | Aroostook | ME | 2020-12-30 | 2018-04-12 | Pittsfield 345KV |  | Not Started |  |  |  | Under Study
NEISO | 461 | G | 2014-04-30 | Wind | WND | 104 | 104 | 104 | Aroostook | ME | 2018-12-30 | 2018-04-12 | Pittsfield 345KV |  | Not Started |  |  |  | Under Study
NEISO | 460 | G | 2014-04-29 | Wind | WND | 104 | 104 | 104 | Aroostook | ME | 2020-12-30 | 2018-04-12 | Pittsfield 345KV |  | Not Started |  |  |  | Under Study
NEISO | 459 | G | 2014-04-29 | Wind | WND | 104 | 104 | 104 | Aroostook | ME | 2020-12-30 | 2018-04-12 | Pittsfield 345KV |  | Not Started |  |  |  | Under Study
NEISO | 458 | G | 2014-04-28 | Wind | WND | 104 | 104 | 104 | Aroostook | ME | 2020-12-30 | 2018-04-12 | Pittsfield 345KV |  | In Progress |  |  |  | Under Study
NEISO | 457 | ETU | 2014-04-17 | 500 MW HVDC Tie |  |  |  |  | Chittenden | VT | 2017-12-31 | 2014-11-18 | HQ to VELCO 115 kV Essex substation
NEISO | 456 | ETU | 2014-04-17 | 1200 MW HVDC Tie |  |  |  |  | Middlesex | MA | 2017-12-31 | 2015-02-12 | HQ to NSTAR 345 kV Mystic substation
NEISO | 455 | ETU | 2014-04-17 | 1000 MW HVDC Tie |  |  |  |  | Windsor | VT | 2017-12-31 | 2015-02-16 | HQ to VELCO 345 kv Coolidge substation
NEISO | 454 | G | 2014-04-07 | Wind Increase (see Q452) | WND | 0.8 | 85.8 | 85.8 | Somerset | ME | 2018-12-30 | 2016-06-17 | Harris substation near the Town of Jackman and Misery Township Somerset County, Maine
NEISO | 453 | G | 2014-03-31 | Offshore Wind | WND | 10 | 10 | 10 | Lincoln | ME | 2017-11-13 | 2014-06-11 | CMP Bristol Substation, Bristol Maine
NEISO | 452 | G | 2014-03-04 | Wind | WND | 85 | 85 | 85 | Somerset | ME | 2018-12-30 | 2016-06-17 | Harris substation near the Town of Jackman and Misery Township Somerset County, Maine |  | Not Started |  |  |  | Under Study
NEISO | 451 | G | 2014-03-04 | Combined Cycle | DFO NG | 100 | 345 | 345 | Fairfield | CT | 2018-05-31 | 2014-05-21 | NU/CL&amp;P Norwalk Harbor 115kV substation
NEISO | 450 | G | 2014-03-04 | Combustion Turbine | DFO | 245 | 245 | 245 | Fairfield | CT | 2018-05-31 | 2014-05-21 | NU/CL&amp;P Norwalk Harbor 115kV Substation
NEISO | 449 | G | 2014-03-04 | Canal 3 | DFO NG | 333 | 333 | 336.2 | Barnstable | MA | 2019-06-15 |  | NU/NStar 345kV Canal Substation | Document Posted | Document Posted |  |  | Executed | In Service
NEISO | 448 | G | 2014-03-04 | Fuel Cell | NG | 5.6 | 5.6 | 5.6 | New London | CT | 2018-05-31 | 2014-06-11 | NU/CL&amp;P Montville substation, 4160V station service bus
NEISO | 447 | G | 2014-03-04 | Passadumkeag Windpark CNR Only | WND | 0 | 39.975 | 39.975 | Penobscot | ME | 2016-07-01 |  | 115kV line between James River and Enfield substations on Line 64 |  |  |  |  | Executed | In Service
NEISO | 446 | G | 2014-03-04 | Gas Turbine | DFO NG | 47.5 | 59.5 | 59.5 | Chittenden | VT | 2018-05-31 | 2014-03-31 | Gorge substation, No. 16, Breaker 3320.
NEISO | 445 | G | 2014-03-04 | Gas Turbine | DFO NG | 103.5 | 103.5 | 103.5 | Norfolk | MA | 2018-05-31 | 2015-03-02 | Edgar 115 kV Station |  | In Progress |  |  |  | Under Study
NEISO | 444 | G | 2014-05-02 | Medway Peaker - SEMARI | DFO NG | 207.7 | 207.7 | 207.7 | Norfolk | MA | 2019-03-14 |  | Medway 115 kV station |  | Document Posted |  |  | Executed | In Service
NEISO | 443 | G | 2014-03-03 | Brockton Combined Cycle CNR Increase | NG | 0 | 354.9 | 383.9 | Plymouth | MA | 2019-05-31 | 2017-05-25 | Grid 115 kV E20 and F19 Lines |  |  |  |  | Executed
NEISO | 442 | G | 2014-02-26 | Combined Cycle | DFO NG | 387.9 | 387.9 | 422.1 | Hampden | MA | 2019-03-01 | 2015-12-28 | 115kV Line 1302 between Buck Pond and Pochassic substations, approximately 1 mile south of Buck Pond. |  | Document Posted |  |  | In Progress
NEISO | 441 | G | 2014-02-25 | Glendale Hydroelectric Expansion Project | WAT | 0.2 | 0.1856 | 0.1856 | Berkshire | MA | 2018-11-13 |  | GRID 13.8 kV |  | Document Posted |  |  | Executed | In Service
NEISO | 440 | G | 2014-02-24 | Wallingford Energy Center | NG | 100 | 350 | 350 | New Haven | CT | 2018-05-09 |  | CMEEC 115 kV Wallingford Substation Generating facility. | Document Posted | Document Posted |  |  | Executed | In Service
NEISO | 439 | G | 2014-02-24 | Simple Cycle | NG | 478 | 478 | 483 | Essex | MA | 2018-05-01 | 2015-02-12 | GRID Ward Hill – Tewksbury 345 kV line, approximately 1.8 miles from the Ward Hill | Document Posted | In Progress
NEISO | 438 | G | 2014-02-24 | Potter Repowering | NG | -21.2 | 63.27 | 65.25 | Norfolk | MA | 2019-05-22 | 2017-05-31 | BELD Station 16 Switchyard |  | Document Posted |  |  | Executed
NEISO | 437 | G | 2014-02-10 | Jericho Wind expansion | WND | 3.5 |  |  | Coos | NH | 2016-01-23 |  | PSNH Berlin Substation Bus 1 Breaker 3521. |  | Document Posted |  |  | Executed | In Service
NEISO | 436 | G | 2014-02-05 | Gas Turbine (alt. to QP412) | DFO NG | 0 | 335 | 335 | Fairfield | CT | 2018-05-31 | 2014-11-07 | 345 kV generator side connection to the transmission grid. |  | Document Posted
NEISO | 435 | G | 2014-01-31 | Wind | WND | 103.5 | 103.5 | 103.5 | Washington | ME | 2018-12-31 | 2018-01-19 | Bangor Hydro Epping Substation, Columbia, Washington County, ME | Document Posted | In Progress |  |  |  | Under Study
NEISO | 434 | ETU | 2014-01-29 | Expand Interface |  |  |  |  | Aroostook | ME | 2017-11-01 | 2015-02-16 | TBD
NEISO | 433 | G | 2014-01-24 | MATEP (Combined Cycle) Increase | DFO NG | 1.7 | 62.083 | 66 | Suffolk | MA | 2014-04-21 |  | At existing point of interconnection for MATEP (Combined Cycle) |  |  |  |  | Executed | In Service
NEISO | 432 | ETU | 2014-01-21 | 115 KV ETU |  |  |  |  | Aroostook | ME | 2017-07-31 | 2014-05-14 | MPS 69 kV Mullen substation to ME Gen Lead 115 kV line
NEISO | 431 | TS | 2014-01-14 | Local Transmission Service - 99 MW |  | 0 | 0 | 0 | Coos | NH | 2015-01-01 | 2014-01-28
NEISO | 430 | ETU | 2014-01-13 | Coos ETU |  |  |  |  | Coos | NH | 2016-07-01 | 2015-02-16 | TBD
NEISO | 429 | G | 2013-12-02 | Offshore Wind | WND | 12 | 12 | 12 | Lincoln | ME | 2017-11-06 | 2014-01-10 | Central Maine Power, Bristol Substation, Bristol Maine
NEISO | 428 | ETU | 2013-11-15 | 1200 MW AC to HVDC Tie |  |  |  |  | Middlesex | MA | 2019-03-31 | 2015-02-16 | NB 345 Keswick or St. Andre substation to GRID 345 kV Wakefield substation
NEISO | 427 | ETU | 2013-10-15 | 1000 MW HVDC Tie V3 (See Q425) |  |  |  |  | Addison | VT | 2018-12-31 | 2015-02-16 | HQ 735 kV substation to Velco 345 kV New Haven substation
NEISO | 426 | ETU | 2013-10-15 | 1000 MW HVDC Tie V2 (See Q425) |  |  |  |  | Rutland | VT | 2018-12-31 | 2015-02-16 | HQ 735 kV substation to Velco 345 kV W. Rutland Substation
NEISO | 425 | ETU | 2013-09-23 | 1000 MW HVDC Tie V1 |  |  |  |  | Windsor | VT | 2018-12-31 | 2015-02-16 | HQ 735 kV substation to Velco 345 kV Coolidge substation |  | In Progress |  |  |  | Under Study
NEISO | 424 | G | 2013-09-11 | Hydro Increase | WAT | 0.1 | 0.65 | 0.65 | Hampden | MA | 2014-01-01 | 2013-11-05 | HGE 115 kV North Canal substation
NEISO | 423 | G | 2013-09-10 | Wind | WND | 74.29 | 74.29 | 74.29 | Merrimack/Grafton | NH | 2016-12-31 | 2014-03-12 | A201 Comerford - North Litchfield 230 kV line |  | In Progress |  |  |  | Under Study
NEISO | 422 | G | 2013-07-26 | Number Nine Wind Farm CNR | WND | 0 | 250 | 250 | Aroostook | ME | 2021-10-31 | 2019-05-13 | MEPCO line in Haynesville, ME |  |  |  |  | Executed
NEISO | 421 | G | 2013-07-18 | Spruce Ridge Wind CNR (see Q390) | WND | 0 | 50.82 | 50.82 | Grafton | NH | 2017-10-31 | 2017-04-10 | NGRID 230 kV Comerford/Dunbarton Line |  |  |  |  | Executed
NEISO | 420 | G | 2013-07-15 | Weaver Wind | WND | 72.6 | 72.6 | 72.6 | Hancock | ME | 2020-12-12 |  | Bull Hill Switching Station | Document Posted | Document Posted |  | Document Posted | Executed | In Service
NEISO | 419 | G | 2013-05-02 | Wind | WND | 33 | 33 | 33 | Franklin | ME | 2016-11-01 | 2014-07-02 | CMP 115 kV Bigalow Substation |  | Not Started |  |  |  | Under Study
NEISO | 418 | G | 2013-05-01 | Biomass | DFO WDS | 37 | 37 | 37 | Windsor | VT | 2015-08-30 | 2014-02-14 | GMP L97 Line |  | In Progress |  |  |  | Under Study
NEISO | 417 | G | 2013-04-25 | Number Nine Wind Farm | WND | 250 | 250 | 250 | Aroostook | ME | 2021-10-31 | 2019-05-13 | Pittsfield 345KV |  | Document Posted |  |  | Executed
NEISO | 416 | G | 2013-04-23 | Wind | WND | 18 | 18 | 18 | Coos | NH | 2017-04-30 | 2013-07-17 | Pontook Hydro
NEISO | 415 | G | 2013-04-12 | Jericho Wind | WND | 8.55 | 8.55 | 8.55 | Coos | NH | 2016-01-23 |  | PSNH Berlin Substation |  | Document Posted |  |  | Executed | In Service
NEISO | 414 | G | 2013-03-26 | EP Newington Energy Capacity Increase | NG | 21.2 | 568.2 | 594.8 | Rockingham | NH | 2014-06-17 |  | PSNH Newington 345 kV substation |  | Document Posted |  |  | Executed | In Service
NEISO | 413 | ETU | 2013-03-04 | Keene Rd ETU |  |  | 0 | 0 | Penobscot | ME | 2016-03-01 | 2015-02-16 | BHE Keene Road Substation |  | In Progress |  |  |  | Under Study
NEISO | 412 | G | 2013-02-28 | PSEG Bridgeport Harbor CCGT Expansion | DFO NG | 509.6 | 509.6 | 532.6 | Fairfield | CT | 2019-06-10 |  | UI 345 kV Singer | Document Posted | Document Posted |  |  | Executed | In Service
NEISO | 411 | G | 2013-02-28 | Gas Turbine Increase | DFO NG | 10.9 | 39.4 | 45.8 | Essex | MA | 2013-12-31 |  | Peabody B-154S line | [5 empty] | In Service
NEISO | 410 | G | 2013-02-28 | Wind CNR | WND | 0 | 48 | 48 | Peneobscot/Washington | ME | 2016-08-01 | 2014-08-25 | BHE Keene Rd |  |  |  |  | In Progress
NEISO | 409 | G | 2013-02-28 | Gas Turbine | DFO NG | 207.7 | 207.7 | 204.4 | Norfolk | MA | 2018-05-31 | 2015-03-02 | NSTAR 230 kV W. Medway Station |  | In Progress |  |  |  | Under Study
NEISO | 408 | G | 2013-02-28 | Gas Turbine | DFO NG | 207.7 | 207.7 | 204.4 | Middlesex | MA | 2018-05-31 | 2016-03-17 | NSTAR 345 kV Mystic Station |  | Document Posted
NEISO | 407 | G | 2013-02-27 | Saddleback Increase and CNR (see Q287) | WND | 1.2 | 34.2 | 34.2 | Franklin | ME | 2015-09-15 |  | CMP Ludden Lane Substation |  |  |  |  | Executed | In Service
NEISO | 406 | G | 2013-02-22 | Canton Increase and CNR (see Q300) | WND | 3.55 | 22.8 | 22.8 | Oxford | ME | 2017-11-29 |  | CMP Ludden Lane Substation |  |  |  |  | Executed | In Service
NEISO | 405 | G | 2013-01-18 | Block Island Wind Farm | WND | 29 | 29 | 29 | Washington | RI | 2016-12-09 |  | Grid 34.5 kV | [5 empty] | In Service
NEISO | 404 | G | 2013-01-08 | MATEP -3rd CTG | DFO NG | 14.15 | 100 | 105.6 | Suffolk | MA | 2017-06-28 |  | NSTAR Brighton substation |  | Document Posted |  |  | Executed | In Service
NEISO | 403 | G | 2012-12-06 | Pisgah Mountain Increase (see Q349) | WND | 0.075 | 9.075 | 9.075 | Penobscot | ME | 2016-12-16 |  | BHE Line 66 |  |  |  |  | Executed | In Service
NEISO | 402 | G | 2012-10-16 | Mechanicsville Hydro Increase | WAT | 0.31 | 0.31 | 0.31 | Windham | CT | 2013-03-01 |  | CL&amp;P 23 kV at Mechanicsville |  |  |  |  | Executed
NEISO | 401 | G | 2012-10-05 | Wind | WND | 19.8 | 19.8 | 19.8 | Washington | ME | 2014-12-31 | 2014-08-14 | BHE Epping 115 kV substation or BHE 34.5 kV | In Progress |  |  |  |  | Under Study
NEISO | 400 | G | 2012-10-03 | Downeast Wind | WND | 90 | 90 | 90 | Washington | ME | 2019-10-03 | 2018-04-19 | BHE Epping Substation | Document Posted | Document Posted |  |  | Executed
NEISO | 399 | G | 2012-10-01 | Wind Increase | WND | 1.2 | 34.2 | 34.2 | Franklin | ME | 2014-08-15 | 2013-02-27 | CMP Ludden Lane Substation
NEISO | 398 | G | 2012-09-04 | Dighton Power Uprate | NG | 5 | 180 | 197 | Bristol | MA | 2013-12-05 |  | GRID 115 kV U6 Line |  | Document Posted |  |  | Executed | In Service
NEISO | 397 | G | 2012-08-30 | Hancock Wind Project | WND | 51 | 51 | 51 | Hancock | ME | 2016-12-14 |  | BHE Line 66 - Bull Hill substation |  | Document Posted |  |  | Executed | In Service
NEISO | 396 | G | 2012-08-28 | Berkshire Wind Increase | WND | 4.6 | 19.6 | 19.6 | Berkshire | MA | 2019-11-19 |  | WMECO 23 kV from Partridge substation |  | Document Posted |  |  | Executed | Under Construction
NEISO | 395 | G | 2012-07-30 | Solar | SUN | 2.18 | 2.18 | 2.18 | Windham | VT | 2013-06-01 | 2012-10-24 | CVPS 46 kV
NEISO | 394 | G | 2012-07-25 | Bridgeport Fuel Cell I | NG | 5.6 | 5.6 | 5.6 | Fairfield | CT | 2013-12-22 |  | UI 13.8 kV Ash Creek substation |  | Document Posted |  |  | Executed | In Service
NEISO | 394 | G | 2012-07-25 | Bridgeport Fuel Cell 2 | NG | 5.6 | 5.6 | 5.6 | Fairfield | CT | 2013-12-22 |  | UI 13.8 kV New Congress I substation |  |  |  |  | Executed | In Service
NEISO | 394 | G | 2012-07-25 | Bridgeport Fuel Cell 3 | NG | 4.15 | 4.15 | 4.15 | Fairfield | CT | 2013-12-22 |  | UI 13.8 kV New Congress II Substation |  |  |  |  | Executed | In Service
NEISO | 393 | G | 2012-05-07 | Wind | WND | 84 | 84 | 84 | Somerset | ME | 2016-11-01 | 2015-10-28 | CMP 115 kV W. S. Wyman Hydro Substation | Document Posted
NEISO | 392 | G | 2012-03-28 | Wind | WND | 2.7 | 2.7 | 2.7 | Coos | NH | 2012-10-29 | 2012-07-11 | PSNH 12.47 kV
NEISO | 391 | G | 2012-02-02 | Weston Station Uprate U4 | WAT | 1.6 | 14.806 | 14.806 | Somerset | ME | 2015-07-31 |  | CMP 34.5 kV Weston Substation |  |  |  |  | Executed | In Service
NEISO | 391 | G | 2012-02-02 | Weston Station GSU/AVR Replacement U1 | WAT | 0 | 14.806 | 14.806 | Somerset | ME | 2013-12-14 |  | CMP 34.5 kV Weston Substation |  | Document Posted |  |  | Executed | In Service
NEISO | 391 | G | 2012-02-02 | Weston Station AVR Replacement U2-4 | WAT | 0 | 14.806 | 14.806 | Somerset | ME | 2015-07-31 |  | CMP 34.5 kV Weston Substation |  |  |  |  | Executed | In Service
NEISO | 390 | G | 2012-01-30 | Spruce Ridge Wind Farm | WND | 50.82 | 50.82 | 50.82 | Grafton | NH | 2017-10-31 | 2017-04-10 | NGRID 230 kV Comerford/Dunbarton Line |  | Document Posted |  |  | Executed
NEISO | 389 | G | 2012-01-17 | Solar | SUN | 5.04 | 5.04 | 5.04 | Fairfield | CT | 2013-05-31 | 2012-03-23 | CL&P 115 kV Norwalk Harbor Substation
NEISO | 388 | G | 2012-01-13 | Combined Cycle | NG | 680 | 680 | 700 | Fairfield | CT | 2016-05-31 | 2013-03-19 | UI 115 kV or 345 kV
NEISO | 387 | G | 2012-01-13 | Gas Turbine Increase | NG | 13.5 | 250 | 250 | New Haven | CT | 2013-02-28 | 2013-03-22 | CMEEC 115kV Wallingford Substation |  | Document Posted |  |  | Executed | Under Construction
NEISO | 387 | G | 2012-01-13 | Footprint Combined Cycle Unit | NG | 715.6 | 715.6 | 715.6 | Essex | MA | 2018-05-31 |  | NGRID 115 kV Salem Harbor Substation |  | Document Posted |  |  | Executed | In Service
NEISO | 386 | G | 2012-01-12 | Westbrook Energy Center Expansion | NG | 9.5 | 538 | 597 | York | ME | 2013-01-31 |  | CMP 115 kV Westbrook Substation |  |  |  |  | Executed
NEISO | 385 | G | 2012-01-06 | Wind | WND | 60 | 60 | 60 | Calendonia and Essex | VT | 2015-12-01 | 2014-05-21 | VELCO 115 kV Lyndonville substation | Document Posted | In Progress
NEISO | 384 | G | 2011-12-29 | CPV Towantic Energy Center | DFO NG | 745 | 745 | 775 | New Haven | CT | 2018-05-21 |  | CL&amp;P 115 kV |  | Document Posted |  |  | Executed | In Service
NEISO | 383 | G | 2011-12-22 | Wind | WND | 198 | 198 | 198 | Franklin | ME | 2016-10-31 | 2013-07-26 | CMP Roxbury substation | Document Posted
NEISO | 382 | G | 2011-12-05 | Wind | WND | 79.86 | 79.86 | 79.86 | Oxford | ME | 2014-10-31 | 2012-11-20 | CMP 115 kV Rumford to Livermore Line
NEISO | 381 | G | 2011-11-14 | Wind | WND | 11.9 | 11.9 | 11.9 | Lincoln | ME | 2017-09-15 | 2013-10-21 | CMP 34.5 kV Boothbay Substation |  | Document Posted
NEISO | 380 | ETU | 2011-11-10 | 1000 MW HVDC Line | [5 empty] | MA | 2020-06-01 | 2015-02-16 | NSTAR Carver 345 kV |  | Not Started
NEISO | 380 | ETU | 2011-11-10 | 1000 MW HVDC Line | [5 empty] | MA | 2020-06-01 | 2015-02-16 | NSTAR Barnstable 345 kV |  | Not Started
NEISO | 379 | G | 2011-10-19 | CornerStone Power Monson 2 | SUN | 4.92 | 4.92 | 4.92 | Hampden | MA | 2014-11-01 | 2014-08-12 | GRID 69 kV N14 Line |  | Document Posted |  |  | Executed | Under Construction
NEISO | 379 | G | 2011-10-19 | CornerStone Power Monson 3 | SUN | 4.92 | 4.92 | 4.92 | Hampden | MA | 2014-11-01 | 2014-08-12 | GRID 69 kV N14 Line |  | Document Posted |  |  | Executed | Under Construction
NEISO | 378 | ETU | 2011-10-18 | HVDC Line |  | 0 |  |  |  | MA | 2015-12-31 | 2013-11-15 | MEPCO 345 kV at Haynesville or MPC 345 KV/GRID 115 |  | Not Started
NEISO | 377 | G | 2011-09-14 | Harrington Street PV Project (QF) | SUN | 9.75 | 9.75 | 9.75 | Worcester | MA | 2016-12-23 |  | GRID 69 kV | [5 empty] | In Service
NEISO | 376 | G | 2011-09-08 | Algonquin Power Windsor Locks CNR Increase | NG | 0 | 0 | 0 | Hartford | CT | 2012-07-20 |  | CL&P Windsor Locks 23 kV Substation
NEISO | 375 | G | 2011-09-07 | Wind | WND | 80 | 80 | 80 | Merrimack/Grafton | NH | 2014-12-31 | 2013-09-27 | GRID Comerford/Merrimack 230 kV Line
NEISO | 374 | G | 2011-08-24 | Brayton Pt. 1 Exciter Replacement | BIT | 0 | 0 | 0 | Bristol | MA | 2012-05-20 |  | GRID 345 kV Brayton Pt Switchyard |  | Document Posted |  |  | Executed | In Service
NEISO | 374 | G | 2011-08-24 | Brayton Pt. 2 Exciter Replacement | BIT | 0 | 0 | 0 | Bristol | MA | 2014-05-30 | 2013-12-04 | GRID 345 kV Brayton Pt Switchyard |  | Document Posted |  |  | Executed
NEISO | 373 | G | 2011-08-12 | CC Administrative Increase | DFO NG | 0 | 478 | 550 | Hampden | MA |  | 2012-09-21 | WMECO Ludlow 19S substation
NEISO | 372 | G | 2011-08-03 | Skelton Station Modernization Phase 1 | WAT | 1.083 | 21.083 | 21.083 | York | ME | 2013-12-28 |  | CMP 34.5 kV Louden substation |  | Document Posted |  |  | Executed | In Service
NEISO | 372 | G | 2011-08-03 | Skelton Station Modernization Phase 2 | WAT | 1.083 | 22.2 | 22.2 | York | ME | 2013-12-28 |  | CMP 34.5 kV Louden substation |  | Document Posted |  |  | Executed | In Service
NEISO | 371 | G | 2011-08-01 | Wind | WND | 33 | 33 | 33 | Hillsborough | NH | 2015-07-31 | 2013-08-06 | PSNH L163 115 kV |  | Document Posted
NEISO | 370 | G | 2011-07-01 | Shepaug AVR Upgrade | WAT | 0 | 0 | 0 | New Haven | CT | 2012-10-16 |  | CL&P 69 kV bus at Shepaug
NEISO | 369 | G | 2011-06-08 | Combined Cycle | NG | 745 | 745 | 775 | Fairfield | CT | 2016-06-01 | 2011-11-28 | NU 345 kV Line
NEISO | 368 | G | 2011-05-27 | Wind | WND | 10 | 10 | 10 | Hillsborough | NH | 2012-09-30 | 2011-08-23 | PSNH 7.2 kV to Milford Substation |  | Document Posted |  |  |  | Under Study
NEISO | 368 | G | 2011-05-27 | Wind | WND | 16.1 | 16.1 | 16.1 | Hillsborough | NH | 2014-10-31 | 2013-07-25 | PSNH 34.5 kV to Monadnock substation |  | Document Posted
NEISO | 367 | G | 2011-05-26 | Kingdom Community Wind Increase (see Q311) | WND | 3.075 | 64.575 | 64.575 | Orleans | VT | 2012-12-16 |  | VEC Lowell 46 kV station |  | Document Posted |  |  | Executed
NEISO | 366 | G | 2011-05-23 | Wyman Hydro Uprate U1 | WAT | 2.5 | 30 | 30 | Somerset | ME | 2016-03-30 |  | CMP 115 kv Wyman |  | Document Posted |  |  | Executed | In Service
NEISO | 366 | G | 2011-05-23 | Wyman Hydro Uprate U2 | WAT | 0 | 29.9 | 29.9 | Somerset | ME | 2015-03-23 |  | CMP 115 kV Wyman |  | Document Posted |  |  | Executed
NEISO | 366 | G | 2011-05-23 | Wyman Hydro Uprate U3 | WAT | 4.3 | 30 | 30 | Somerset | ME | 2016-03-30 |  | CMP 115 kV Wyman |  | Document Posted |  |  | Executed | In Service
NEISO | 365 | G | 2011-04-27 | Bridgeport Harbor #3 CNR Increase | DFO SUB | 5 | 385 | 385 | Fairfield | CT | 2011-10-31 |  | UI Pequonnock 115 kV substation
NEISO | 364 | G | 2011-04-07 | Solar | SUN | 4.92 | 4.92 | 4.92 | Hampden | MA | 2012-03-31 | 2011-05-18 | GRID 69kV N-14 Line
NEISO | 363 | G | 2011-03-31 | Solar | SUN | 6 | 6 | 6 | Bristol | MA | 2012-12-31 | 2011-07-29 | NSTAR 115 kV or 13.2 kV
NEISO | 362 | G | 2011-03-22 | Milford Hydro Expansion Increase (Q358) | WAT | 0.183 | 9.083 | 9.083 | Penobscot | ME | 2011-11-04 |  | BHE Milford substation |  | Document Posted
NEISO | 361 | G | 2011-03-14 | Grandpas Knob Wind | WND | 20 | 20 | 20 | West Rutland | VT | 2016-12-31 | 2014-05-19 | VELCO W Rutland 115 kV Substation |  | Document Posted |  |  | Executed
NEISO | 360 | G | 2011-03-14 | Indian River Power Supply CNR | WAT | 0 | 1.3 | 1.3 | Hampden | MA | 2011-08-02 |  | WMECO 23 kV circuit
NEISO | 360 | G | 2011-03-14 | Turners Falls Hydro CNR | WAT | 0 | 0.95 | 0.95 | Franklin | MA | 2012-05-29 |  | WMECO 13.8 kV
NEISO | 360 | G | 2011-03-14 | Woronoco Hydro CNR | WAT | 0 | 2.7 | 2.7 | Hampden | MA | 2012-01-06 |  | WMECO 23 kV
NEISO | 359 | G | 2011-03-07 | Bear Swamp AVR/PSS Unit 2 | WAT | 0 | 0 | 0 | Franklin and Berkshire | MA | 2011-07-13 |  | GRID Bear Swamp 230 kV substation |  | Document Posted
NEISO | 359 | G | 2011-03-07 | Bear Swamp AVR/PSS Unit 1 | WAT | 0 | 0 | 0 | Franklin and Bershire | MA | 2012-03-08 |  | Bear Swamp 230 kV substation |  | Document Posted
NEISO | 358 | G | 2011-03-04 | Milford Hydro Expansion | WAT | 2.5 | 8.9 | 8.9 | Penobscot | ME | 2011-11-04 |  | BHE Milford Substation |  | Document Posted |  |  | Executed | In Service
NEISO | 358 | G | 2011-03-04 | Medway Hydro Expansion | WAT | 0.6 | 4.003 | 4.003 | Penobscot | ME | 2012-04-04 |  | BHE Medway substation |  | Document Posted |  |  | Executed
NEISO | 358 | G | 2011-03-04 | Hydro | WAT | 2.274 | 2.274 | 2.274 | Penobscot | ME | 2012-08-15 | 2011-10-05 | BHE Stillwater 12.5 kV substation |  | Document Posted
NEISO | 358 | G | 2011-03-04 | Hydro | WAT | 3.858 | 3.858 | 3.858 | Penobscot | ME | 2012-08-15 | 2011-04-11 | BHE Orono 12.5 kV substation
NEISO | 357 | G | 2011-02-24 | Passadumkeag Windpark | WND | 39.975 | 39.975 | 39.975 | Penobscot | ME | 2016-05-23 |  | BHE 115 kV between Enfield and James River Substat |  | Document Posted |  |  | Executed | In Service
NEISO | 356 | G | 2011-02-04 | Altresco Increase (winter) | DFO NG | 0 | 160 | 192.5 | Berkshire | MA | 2012-06-29 |  | WMECO Doreen 19A substation
NEISO | 355 | ETU | 2011-01-27 | HVDC Tie | [6 empty] | 2016-06-30 | 2012-12-04 | UI Singer 345 kV substation to LIPA Pt Jefferson 1
NEISO | 354 | G | 2011-01-12 | Combined Cycle Increase | DFO NG | 20.2 | 157.3 | 185.2 | Berkshire | MA | 2011-04-01 | 2011-02-04 | WMECO Doreen 19A Substation
NEISO | 353 | G | 2010-12-21 | Wind | WND | 9.9 | 9.9 | 9.9 | Plymouth | MA | 2013-12-31 | 2012-08-08 | NSTAR 115 kV Valley substation
NEISO | 353 | G | 2010-12-21 | Wind | WND | 14.9 | 14.9 | 14.9 | Barnstable | MA | 2012-11-30 | 2011-06-07 | NSTAR 115 kV Valley substation
NEISO | 352 | G | 2010-12-14 | Salem Harbor Station Increase | BIT RFO | 8 | 750.58 | 753.07 | Essex | MA |  |  | Salem Switchyard
NEISO | 351 | G | 2010-12-03 | Gulf Island Unit 2 Increase | WAT | 4.4 | 38.915 | 38.915 | Androscoggin | ME | 2011-04-26 |  | CMP Gulf Island 115 kV
NEISO | 350 | G | 2010-11-10 | Wind | WND | 92.25 | 92.25 | 92.25 | Washington | ME | 2015-12-31 | 2013-11-15 | BHE Washington County 115 kV substation | Document Posted | In Progress
NEISO | 350 | G | 2010-11-10 | Wind | WND | 96.9 | 96.9 | 96.9 | Somerset | ME | 2016-12-31 | 2015-10-05 | CMP Wyman substation | Document Posted | In Progress |  |  |  | Under Study
NEISO | 349 | G | 2010-10-20 | Pisgah Mountain | WND | 9 | 9 | 9 | Penobscot | ME | 2016-12-16 |  | BHE Line 66 |  | Document Posted |  |  | Executed | In Service
NEISO | 348 | ETU | 2010-10-13 | 1090 MW HVDC Tie - Import Only | [5 empty] | NH | 2018-06-01 | 2015-02-16 | HQ Des Cantons substation to PSNH Deerfield substa |  | Document Posted
NEISO | 347 | G | 2010-10-07 | Bucksport G5 | WDS | 25 | 25 | 25 | Hancock | ME | 2012-11-15 |  | CMP 115 kV |  | Document Posted |  |  | Executed | In Service
NEISO | 346 | G | 2010-10-01 | Burgess BioPower Increase | WDS | 9 | 67.5 | 67.5 | Coos | NH | 2014-06-17 |  | PSNH Eastside (Berlin) Substation |  | Document Posted |  |  | Executed | In Service
NEISO | 345 | G | 2010-09-08 | Groton Wind Farm | WND | 48 | 48 | 48 | Grafton | NH | 2012-12-28 |  | PSNH Beebe River 115 kV Substation | Document Posted | Document Posted
NEISO | 344 | G | 2010-09-07 | Mass Power Increase | NG | 5 | 256.3 | 279.89 | Hampden | MA | 2011-09-30 |  | NU 115 kV Shawanigan
NEISO | 343 | G | 2010-08-10 | Operating change | NUC | 0 | 0 | 0 | Plymouth | MA |  | 2012-03-21 | NSTAR 342 & 355 Line/345 switchyard
NEISO | 342 | G | 2010-07-21 | Manchester Street Station Exciter Upgrades & incre | NG | 12 | 483 | 510 | Providence | RI | 2011-06-14 |  | GRID 115 kV Franklin substation
NEISO | 341 | ETU | 2010-07-19 | HVDC Line |  | 0 |  |  |  | MA | 2014-12-31 | 2013-11-15 | MEPCO 345kV at Haynesville or MPC 345 kV/NSTAR 345 |  | Not Started
NEISO | 340 | G | 2010-06-24 | Biomass | WDS | 33 | 33 | 33.3 | Bennington | VT | 2013-03-31 | 2011-03-28 | CVPS East Pownal to Bennington 46 KV line
NEISO | 339 | G | 2010-06-09 | Exciter Upgrades | NG | 0 | 441 | 492 | Providence | RI | 2011-03-07 | 2010-07-21 | GRID 115 kV Franklin substation
NEISO | 338 | G | 2010-05-14 | Wind | WND | 0 | 18 | 18 | Hillsborough | NH | 2013-12-03 | 2012-11-19 | PSNH 34.5 kV 3140 Circuit
NEISO | 337 | G | 2010-05-14 | Verso Androscoggin Energy Cogen 1, 2, & 3 Increase | KER NG | 26 | 147 | 180 | Franklin | ME | 2012-01-13 |  | CMP Section 227
NEISO | 336 | G | 2010-05-14 | Manchester Street Station increase | NG | 0 | 471 | 492 | Providence | RI | 2010-08-02 |  | GRID 115 kV Franklin substation
NEISO | 335 | G | 2010-05-14 | Biomass | WDS | 18.1 | 18.1 | 18.1 | Hancock | ME | 2012-03-01 | 2011-06-30 | CMP 115 kV
NEISO | 334 | G | 2010-05-14 | Wind | WND | 30 | 30 | 30 | Hampden | MA | 2012-12-31 | 2011-03-17 | Section #175 115kV line from Palmer to Little Rest
NEISO | 333 | G | 2010-05-14 | Bingham Wind | WND | 184.8 | 184.8 | 184.8 | Somerset | ME | 2016-12-13 |  | CMP Guilford Substation | Document Posted | Document Posted |  |  | Executed | In Service
NEISO | 332 | G | 2010-05-13 | RISEP Increase | NG | 66 | 613 | 625 | Providence | RI | 2012-11-12 |  | 115 kV RISE substation |  | Document Posted |  |  | Executed | In Service
NEISO | 331 | G | 2010-05-13 | Waterbury Generation Increase | NG | 7.5 | 103.6 | 103 | New Haven | CT | 2010-10-12 |  | CL&P Baldwin 115 kV substation |  |  |  |  | Executed
NEISO | 331 | G | 2010-05-13 | Kendall #3 Back Pressure Steam Turbine | DFO NG | 7.5 | 28.5 | 28.4 | Middlesex | MA | 2016-05-31 |  | 115 kV Line 875-539 to NSTAR 875 substation |  |  |  |  | Executed | In Service
NEISO | 330 | G | 2010-05-10 | Fair Haven Biomass | WDS | 33 | 33 | 33.3 | Rutland | VT | 2016-03-30 | 2015-06-09 | CVPS 46 kV Castleton - Fair Haven |  | Document Posted |  |  | Executed
NEISO | 329 | G | 2010-05-07 | Georgia Mountain Community Wind | WND | 10 | 10 | 10 | Chittenden | VT | 2012-12-31 |  | CVPS 34.5 kV Fairfax - Milton Line |  |  |  |  | Executed
NEISO | 328 | G | 2010-05-06 | Douglas Woods Wind Units 1-11 | WND | 27.5 | 27.5 | 27.5 | Worcester | MA | 2014-10-01 | 2013-09-05 | GRID 69 kV S19 at E. Webster Substation |  | Document Posted
NEISO | 328 | G | 2010-05-06 | Douglas Woods Wind Unit 12 | WND | 2.5 | 30 | 30 | Worcester | MA | 2014-10-01 | 2013-09-05 | GRID 69 kV S19 at E. Webster Substation
NEISO | 327 | G | 2010-05-04 | Wind | WND | 48 | 48 | 48 | Penobscot/Washington | ME | 2016-09-01 | 2014-08-25 | BHE Keene Rd Substation |  | Document Posted |  |  | In Progress
NEISO | 326 | G | 2010-04-08 | Solar | SUN | 19.92 | 19.92 | 19.92 | Hampden | MA | 2012-06-01 | 2010-07-26 | GRID 69 kV N-14 Line
NEISO | 325 | G | 2010-02-10 | Wind | WND | 535.5 | 535.5 | 535.5 | Washington | RI | 2015-12-31 | 2011-09-19 | GRID Brayton Point 345 kV substation
NEISO | 324 | ETU | 2010-01-22 | 345kV Tie Line - Part 1 | [5 empty] | ME | 2016-12-01 | 2015-02-16 | Houlton, ME to MEPCO Line
NEISO | 324 | ETU | 2010-01-22 | 345 kV Tie Line - Part 2 | [5 empty] | ME | 2016-12-31 | 2015-02-16 | MEPCO to Bridgewater, ME
NEISO | 323 | G | 2010-01-21 | Wind Increase (see QP290) | WND | 2 | 20 | 20 | Oxford | ME | 2010-12-30 | 2010-07-29 | CMP Woodstock Substation
NEISO | 323 | G | 2010-01-21 | Spruce Mountain Wind Increase | WND | 2 | 20 | 20 | Oxford | ME | 2011-12-21 |  | CMP Woodstock substation
NEISO | 322 | ETU | 2009-12-28 | 345 kV Tie Line | [5 empty] | ME | 2012-07-01 | 2011-06-29 | Houlton to MEPCO Line
NEISO | 321 | G | 2009-12-24 | Rumford Falls Unit #3 increase | WAT | 1.3 | 44.1 | 44.1 | Oxford | ME | 2010-06-01 |  | CMP 115 kV Rumford Substation
NEISO | 320 | G | 2009-12-15 | Combined Cycle Repowering | DFO NG | 0 | 0 | 0 | Fairfield | CT | 2014-06-01 | 2011-10-31 | Norwalk Harbor 115 kV station
NEISO | 319 | G | 2009-12-14 | Power Station Increase | NUC | 29 | 1253 | 1260 | New London | CT | 2011-11-30 | 2011-06-09 | CL&P Millstone 345 kV substation
NEISO | 318 | G | 2009-11-24 | Algonquin Power Windsor Locks Cogeneration Facilit | DFO NG | 0 | 47.5 | 47.5 | Hartford | CT | 2010-04-14 |  | CL&P Windsor Locks Substation
NEISO | 317 | G | 2009-11-04 | Bull Hill Wind Phase I | WND | 34.485 | 34.485 | 34.485 | Hancock | ME | 2012-10-31 |  | BHE Line 66 |  | Document Posted |  |  | Executed
NEISO | 317 | G | 2009-11-04 | Wind | WND | 46.8 | 81 | 81 | Hancock | ME | 2013-12-31 | 2011-08-22 | BHE Line 66 |  | Document Posted
NEISO | 316 | G | 2009-11-02 | Red Shield Acquisition #5 | NG WDS | 9.5 | 26.15 | 27.25 | Penobscot | ME | 2010-10-04 |  | BHE Line 5 - 46 kV
NEISO | 315 | G | 2009-10-20 | Cresent Hydroelectric Project Uprate | WAT | 0.667 | 1.667 | 1.667 | Hampden | MA | 2012-06-08 |  | WMECO 19J1 23 kV line |  |  |  |  | Executed
NEISO | 314 | ETU | 2009-10-16 | 400 MW 150 kV HVDC Line |  |  |  |  | Colchester | VT | 2018-06-01 | 2015-02-16 | NYPA 230.115 kV substation in Plattsburg, NY to near VELCO 345 kV New Haven Substation |  | In Progress
NEISO | 314 | G | 2009-10-16 | Combined Cycle | NG | 410 | 410 | 455 | Plymouth | MA | 2015-05-01 | 2009-12-02 | NSTAR 127 and 128 Lines or new 115 kV
NEISO | 314 | TS | 2009-10-16 | RNS Application |  |  |  |  | Aroostook | ME | 2011-12-01
NEISO | 313 | G | 2009-10-08 | Gulf Island Unit 1 Increase | WAT | 0.975 | 33.945 | 34.175 | Androscoggin | ME | 2012-08-24 |  | CMP Gulf Island 115 kV
NEISO | 313 | G | 2009-10-08 | Gulf Island Unit 3 Increase | WAT | 0.569 | 34.514 | 34.744 | Androscoggin | ME | 2011-04-26 |  | CMP Gulf Island 115 kV
NEISO | 312 | G | 2009-09-18 | Biomass | WDS | 20 | 20 | 20 | Cheshire | NH | 2013-10-30 | 2011-10-18 | PSNH 34.5 kV to Winchester substation
NEISO | 311 | G | 2009-09-15 | Kingdom Community Wind | WND | 61.5 | 61.5 | 61.5 | Orleans | VT | 2012-11-16 |  | VEC Lowell 46 kV station |  | Document Posted |  |  | IA Filed Unexecuted
NEISO | 310 | G | 2009-09-10 | Kibby Wind Expansion | WND | 33 | 33 | 33 | Franklin | ME | 2014-10-15 | 2012-11-15 | Section 267 to CMP Bigalow |  | Document Posted |  |  | Executed
NEISO | 309 | G | 2009-09-01 | Hydro Uprate | WAT | 0.975 | 34.038 | 34.038 | Lewiston | ME | 2009-12-01 | 2009-09-28 | CMP Gulf Island 115 kV
NEISO | 308 | G | 2009-08-28 | Wind | WND | 28.8 | 28.8 | 28.8 | Washington | RI | 2012-12-31 | 2011-08-08 | NGRID 3302 Feeder |  | Document Posted
NEISO | 307 | G | 2009-07-14 | Diesel | DFO | 9.125 | 9.125 | 9.125 | Essex | VT | 2013-05-30 | 2012-05-30 | NGRID 34.5 kV Moore/Gilman Line |  | Document Posted
NEISO | 307 | G | 2009-07-14 | Wind Expansion | WND | 45 | 45 | 45 | Franklin | ME | 2011-10-31 | 2009-09-10 | Section 267
NEISO | 306 | G | 2009-07-13 | Hydro | WAT | 3.35 | 3.35 | 3.35 | Hampden | MA | 2014-04-01 | 2010-08-04 | HG&E Prospect 24B substation
NEISO | 306 | G | 2009-07-13 | Overflow #3 | WAT | 0.5 | 0.5 | 0.5 | Hampden | MA | 2013-11-30 |  | HG&E Holyoke Substation
NEISO | 305 | G | 2009-07-10 | Internal Combustion | DFO | 10 | 15.5 | 15.5 | Dukes | MA | 2013-05-31 | 2009-10-20 | NSTAR 23 kV Edgartown0Vineyard Haven Rd Line
NEISO | 305 | G | 2009-07-10 | Wind | WND | 66 | 66 | 66 | Grafton/Merrimack | NH | 2012-12-31 | 2011-07-29 | Pemigewassett 115 kV Substation | Document Posted
NEISO | 305 | G | 2009-07-10 | Wind (non-FERC alternative) | WND | 0 | 66 | 66 | Grafton/Merrimack | NH | 2012-12-31 |  | Pemigewassett 34.5 kV Substation
NEISO | 304 | G | 2009-07-06 | Biomass | WDS | 4.9 | 4.9 | 4.9 | Cumberland | ME | 2012-04-30 | 2009-09-16 | CMP Moshers 34.5 kV
NEISO | 303 | G | 2009-06-23 | Biomass | WDS | 7.6 | 7.6 | 7.6 | Cumberland | ME | 2010-03-01 | 2009-08-18 | Rigby/Pleasant Hill 34.5 kV Line
NEISO | 303 | G | 2009-06-24 | Biomass |  | 9.5 | 9.5 | 9.5 | Androscoggin | ME |  | 2009-07-10 | TBD
NEISO | 302 | G | 2009-06-16 | Wind Alternative (see 272) | WND | 0 | 150 | 150 | Aroostook | ME | 2012-12-31 | 2011-04-26 | BHE/MEPCO Line
NEISO | 301 | G | 2009-05-28 | Dundee Wind Increase | WND | 3.9 | 3.9 | 3.9 | Penobscot | ME | 2011-07-26 |  | BHE Keene Rd Substation
NEISO | 300 | G | 2009-05-14 | Canton Mountain Winds | WND | 19.25 | 19.25 | 19.25 | Oxford | ME | 2017-11-29 |  | 229 Line near Riley Substation |  | Document Posted |  |  | Executed | In Service
NEISO | 299 | G | 2009-05-11 | Seabrook PSS Enabling | NUC | 0 | 0 | 0 | Rockingham | NH | 2009-11-01 |  | 345 kV Seabrook substation |  |  |  |  | Executed
NEISO | 298 | G | 2009-04-15 | Wind Uprate (see QP290) |  | 1.5 | 1.5 | 1.5 | Oxford | ME | 2010-11-30 | 2009-05-12 | CMP Woodstock Station
NEISO | 297 | G | 2009-03-25 | Wind | WND | 201.6 | 201.6 | 201.6 | Aroostook | ME | 2013-10-01 | 2012-01-09 | MEPCO Line at Haynesville, ME
NEISO | 296 | G | 2009-02-20 | Biomass | WDS | 30 | 30 | 30 | Windsor | VT | 2011-05-01 | 2009-07-30 | CVPS 46 kV circuit in Springfield Area
NEISO | 296 | G | 2009-02-23 | Wind Farm | WND | 12 | 12 | 12 | Chittenden | VT | 2010-12-31 |  | CVPS 34.5 kV Fairfax - Milton line
NEISO | 296 | G | 2009-03-20 | Salem Harbor 2 Exciter Replacement | BIT | 0 | 0 | 0 | Essex | MA | 2009-11-15 |  | Salem Switchyard |  |  |  |  | Executed
NEISO | 295 | G | 2009-02-09 | Combined Cycle | NG | 898 | 898 | 1012 | Plymouth | MA | 2015-03-01 | 2009-05-08 | 345 kV 322 Line
NEISO | 294 | G | 2009-02-05 | Wind | WND | 20 | 20 | 20 | Washington | RI | 2012-06-30 | 2009-05-07 | NGRID 34.5 kV 3302 line
NEISO | 293 | G | 2009-01-30 | Red Shield Acquisition - Hydro | WAT | 0 | 5 | 5 | Penobscot | ME | 2009-07-20 |  | BHE's Line 5 - 46 kV
NEISO | 293 | G | 2009-01-30 | Red Shield Acquisition - Biomass | WDS | 0 | 13 | 16 | Penobscot | ME | 2009-07-20 |  | BHE's Line 5 - 46 kV
NEISO | 292 | G | 2009-01-30 | Biomass Project | WDS | 49.7 | 49.7 | 51.5 | Berkshire | MA | 2013-10-01 | 2010-01-26 | Doreen 115 kV substation of F132 115 kV line
NEISO | 291 | G | 2009-01-21 | Merrimack Unit 2 Second Uprate | BIT | 17.175 | 340 | 353.5 | Merrimack | NH | 2010-06-17 |  | PSNH Merrimack Substation
NEISO | 290 | G | 2009-01-15 | Wind | WND | 18 | 18 | 18 | Oxford | ME | 2010-12-30 | 2010-07-29 | CMP Woodstock Substation
NEISO | 290 | G | 2009-01-15 | Spruce Mountain Wind | WND | 18 | 18 | 18 | Oxford | ME | 2011-12-21 |  | CMP Woodstock substation
NEISO | 289 | G | 2009-01-08 | Fuel Cell | NG | 9 | 9 | 9 | New Haven | CT | 2012-06-15 | 2013-08-05 | UI&#39;&#39;s Milvon substation
NEISO | 289 | G | 2009-01-08 | Sikorsky Aircraft | NG | 10.265 | 10.265 | 10.265 | Fairfield | CT | 2011-10-05 |  | UI's Trap Falls substation
NEISO | 289 | G | 2009-01-08 | Yale University - Sterling Power Plant | NG | 17.6 | 17.6 | 17.6 | New Haven | CT | 2010-05-26 |  | UI's Water Street substation
NEISO | 288 | TS | 2008-12-18 | Local Service Application - 87 MW |  | 0 |  |  | Somerset | ME | 2009-09-01 |  |  |  | Document Posted
NEISO | 287 | G | 2008-12-18 | Saddleback Ridge Wind Project | WND | 33 | 33 | 33 | Franklin | ME | 2015-09-15 |  | 115kV Line 229 |  | Document Posted |  |  | Executed | In Service
NEISO | 286 | G | 2008-12-05 | Gas Turbine | NG | 187.5 | 187.5 | 199 | Worcester | MA | 2012-06-01 | 2009-09-30 | 115 kV bus at Millbury substation
NEISO | 285 | G | 2008-10-24 | Gas Turbine | NG | 35 | 35 | 35 | Penobscot | ME | 2014-07-31 | 2012-08-29 | BHE Powersville substation
NEISO | 284 | G | 2008-10-22 | Seabrook LP Turbine Blade replacement | NUC | 13 | 1257 | 1257 | Rockingham | NH | 2012-04-05 |  | 345 kV Seabrook Substation |  |  |  |  | Executed
NEISO | 283 | ETU | 2008-10-20 | 1100 MW HVDC Line |  | 0 |  |  |  | MA | 2017-06-30 | 2015-02-16 | Orrington ME and BostonMA |  | Not Started
NEISO | 282 | G | 2008-10-15 | Biomass Project | WDS | 49.7 | 49.7 | 51.5 | Franklin | MA | 2014-02-01 | 2011-06-28 | 115 kV line near Montage or Fench King substations
NEISO | 281 | G | 2008-10-06 | Wind | WND | 85 | 85 | 85 | Rutland | VT | 2011-09-01 | 2010-03-30 | VELCO 115 kV K34 line | Document Posted
NEISO | 281 | G | 2008-10-07 | Equipment Addition | NG | 45 |  |  | Windham | CT | 2009-01-30 |  | CL&P 345 kV Lake Road substation
NEISO | 280 | G | 2008-10-02 | Wind | WND | 180 | 180 | 180 | Coos | NH | 2011-09-01 | 2010-09-24 | PSNH W-179 115 kV | Document Posted
NEISO | 279 | G | 2008-09-30 | Biomass | WDS | 30 | 30 | 30 | Windsor | VT | 2011-05-01 | 2009-02-20 | CVPS 46kV circuit in Springfield area
NEISO | 278 | ETU | 2008-09-26 | Two terminal, 1000 MW , 500 kV, dc line |  | 0 |  |  |  | MA | 2017-03-31 | 2014-06-13 | Maine Yankee Substation, South Boston Substation |  | Not Started
NEISO | 277 | G | 2008-09-12 | Combined Cycle | DFO NG | 695 | 695 | 695 | Fairfield | CT | 2013-06-01 | 2009-02-13 | CL&P 345 KV 321 line
NEISO | 277 | G | 2008-09-22 | Combined Cycle (QP310 in NYISO Queue) | NG | 1002 | 1002 | 1115 | Dutchess | NY | 2018-01-31 | 2014-12-18 | Pleasant Valley - Long Mtn 345 kV
NEISO | 276 | G | 2008-09-02 | Deerfield Wind | WND | 30 | 30 | 30 | Bennington | VT | 2013-12-31 | 2014-09-11 | Y-25 North, 69 kV line between Searsburg and Benni | Document Posted | Document Posted |  |  | Executed
NEISO | 275 | ETU | 2008-08-27 | Two terminal, 2000 MW , 500 kV, dc line |  | 0 |  |  |  |  | 2014-03-31 | 2008-09-15 | Maine Yankee Substation, South Boston Substation
NEISO | 274 | G | 2008-08-07 | GMP Generator Replacement | DFO NG | 29.5 | 41.5 | 48.7 | Chittenden | VT | 2014-06-01 | 2012-10-14 | GMP Gorge Substation |  | Document Posted
NEISO | 274 | TS | 2008-08-25 | Wind project point-to-point application |  | 0 | 100 | 100 | Aroostoock | ME | 2011-10-01
NEISO | 273 | G | 2008-08-03 | Palmer Renewable Energy | WDS | 36.7 | 36.7 | 37 | Hampden | MA | 2020-07-15 | 2019-10-16 | 115 kV line near E. Springfield substation | Document Posted | Document Posted |  |  | Executed | Under Construction
NEISO | 272 | G | 2008-08-01 | Wind | WND | 64 | 64 | 64 | Franklin | ME | 2012-08-01 | 2009-06-15 | CMP Rumford or Bigelow Substation | Document Posted | Document Posted |  |  | IA Filed Unexecuted
NEISO | 272 | G | 2008-08-01 | Wind | WND | 0 | 150 | 150 | Aroostoock | ME | 2011-08-01 | 2008-10-03 | BHE Millinocket Substation
NEISO | 272 | G | 2008-08-01 | Wind | WND | 0 | 150 | 150 | Aroostoock | ME | 2011-08-01 | 2009-03-10 | BHE Powersville Substation
NEISO | 272 | G | 2008-08-01 | Wind | WND | 85 | 85 | 85 | Somerset | ME | 2012-08-01 | 2010-02-03 | CMP 115 KV LINE 222 | Document Posted
NEISO | 272 | G | 2008-08-01 | Wind | WND | 128 | 128 | 128 | Aroostoock | ME | 2013-12-31 | 2009-04-21 | BHE 345 kV 396 line
NEISO | 272 | G | 2008-08-01 | Oakfield II Wind - Keene Road | WND | 135.5 | 135.5 | 135.5 | Aroostoock | ME | 2015-10-29 |  | BHE Keene Road Substation |  | Document Posted |  |  | Executed | In Service
NEISO | 271 | ETU | 2008-07-30 | Two terminal, 1000 MW , 500 kV, dc line |  | 0 |  |  |  |  | 2014-03-31 | 2009-05-12 | Hertel S/S in Quebec or Clay S/S in NY and Norwalk
NEISO | 271 | ETU | 2008-07-30 | Two terminal, 1000 MW , 500 kV, dc line |  | 0 |  |  |  |  | 2014-03-31 |  | Hertel S/S in Quebec or Clay S/S in NY and Glenbro
NEISO | 271 | ETU | 2008-07-30 | Two terminal, 1000 MW , 500 kV, dc line |  | 0 |  |  |  |  | 2014-03-31 |  | Hertel S/S in Quebec or Clay S/S in NY and Singer
NEISO | 271 | TS | 2008-08-01 | MPS RNS Application |  | 0 |  |  | Aroostoock | ME | 2010-10-01
NEISO | 270 | G | 2008-07-17 | Pumped Storage Project | WAT | 1000 | 1000 | 1000 | Wiscasset | ME | 2014-06-01 | 2011-03-31 | Maine Yankee 345 kV substation | Document Posted
NEISO | 269 | G | 2008-07-14 | Indian River Power | WAT | 1.28 | 1.28 | 1.28 | Hampden | MA | 2011-08-02 |  | WMELCO 23 kV circuit |  | Document Posted
NEISO | 268 | G | 2008-07-08 | Wind ( increase in queue position 266) | WND | 8.5 | 8.5 | 8.5 | Orleans | VT | 2011-12-31 | 2009-04-13 | CVPS Lowell Substation
NEISO | 267 | G | 2008-06-24 | Gas Turbine Capacity Increase ( See queue position | DFO NG | 175 | 175 | 222 | Fairfield | CT | 2011-06-01 | 2009-03-09 | 345 kV line # 321
NEISO | 266 | G | 2008-06-19 | Wind | WND | 34 | 34 | 34 | Orleans | VT | 2011-12-31 | 2009-04-13 | CVPS Lowell Substation
NEISO | 265 | G | 2008-06-16 | MATEP - Third CTG | DFO NG | 12.5 | 12.5 | 14 | Suffolk | MA | 2014-06-01 | 2013-01-07 | NSTAR Brighton Substation
NEISO | 264 | G | 2008-06-04 | Landfill Gas | LFG | 0.8 | 0.8 | 0.8 |  | NH | 2008-11-30 | 2008-07-10 | NHEC 12.5 kV circuit
NEISO | 264 | G | 2008-06-11 | Biomass Project | WDS | 10 | 10 | 10 | Grafton | NH | 2010-06-01 | 2009-09-28 | PSNH 34.5 kV circuit #343
NEISO | 263 | G | 2008-05-27 | Wind | WND | 385 | 385 | 385 | Washington | RI | 2012-12-01 | 2010-03-24 | West Kingston Substation
NEISO | 262 | G | 2008-05-23 | Rhode Island Landfill Gas Genco Increase (see QP # | LFG | 6 | 45.9 | 50.1 | Providence | RI | 2013-09-01 | 2011-11-09 | NGRID 115 kV S171 line |  | Document Posted
NEISO | 261 | G | 2008-05-19 | Combined Cycle | NG | 221.6 | 440 | 497 |  | ME | 2013-12-31 | 2008-11-07 | Yarmouth Substation 115 kV bus
NEISO | 260 | G | 2008-05-08 | Wind | WND | 450 | 450 | 450 |  | RI | 2013-12-31 | 2009-02-27 | Brayton Point 115 kV bus or Dexter 115 kV bus
NEISO | 260 | G | 2008-05-08 | Wind | WND | 0 | 450 | 450 |  | RI | 2013-12-31 | 2009-02-27 | Kent County 115 kV bus or Davisville 115 kV bus
NEISO | 259 | G | 2008-05-07 | Combined Cycle | NG | 27 | 551 | 616.3 | Providence | RI | 2012-06-01 | 2010-08-11 | 115 kV RISE Substation
NEISO | 259 | G | 2008-05-07 | Combined Cycle | DFO NG | 27 | 303.3 | 340.2 | Norfolk | MA | 2010-06-01 | 2009-01-28 | 345 kV NEA Bellingham Substation
NEISO | 258 | G | 2008-04-15 | Merrimack Unit 2 Uprate | BIT | 4.65 | 327.5 | 337 | Merrimack | NH | 2008-05-26 |  | PSNH Merrimack Substation
NEISO | 257 | G | 2008-04-14 | Wind Project-Phase 4( MPS Queue # 8) | WND | 250 | 250 | 250 |  | ME | 2013-09-01 | 2013-09-03 | Maine Public Service System, upgrades include tap
NEISO | 257 | G | 2008-04-14 | Wind Project-Phase 5( MPS Queue # 9) | WND | 150 | 150 | 150 |  | ME | 2013-09-01 | 2013-09-03 | Maine Public Service System, upgrades include tap
NEISO | 256 | G | 2008-04-04 | Steam Turbine | WDS | 20 | 20 | 20 | Merrimack | NH | 2013-03-31 | 2013-03-02 | Unitil 34.5kV line from PSNH Garvins station to UE
NEISO | 255 | G | 2008-03-31 | Wind | WND | 50 | 50 | 50 | Grafton | NH | 2010-12-31 | 2009-09-30 | 115 kV Plymouth substation
NEISO | 255 | G | 2008-03-31 | Distribution Wind Alternative | WND | 2 | 50 | 50 | Grafton | NH | 2012-12-31 |  | PSNH Ashland 34.5 kV
NEISO | 254 | G | 2008-03-10 | Wind | WND | 19.5 | 19.5 | 19.5 | Penobscot | ME | 2010-11-01 | 2009-08-25 | CMP 115 kV line # 203
NEISO | 254 | G | 2008-03-25 | Wind Project | WND | 12.5 | 12.5 | 12.5 | Berkshire | MA | 2016-11-30 | 2015-09-02 | WMECO Berkshire substation 23 kV circuit
NEISO | 253 | G | 2008-03-11 | Combined Cycle | DFO | 269 | 269 | 310 | Fairfield | CT | 2011-06-01 | 2009-06-01 | CL&P 115 kV 1876 line
NEISO | 252 | G | 2008-02-13 | Foxwoods Central Plant | NG | 13.2 | 13.2 | 17.6 | New London | CT | 2010-07-15 |  | CL&P 23 kV feeders from Tunnel and Mystic Substati
NEISO | 251 | G | 2008-02-15 | Burgess BioPower | WDS | 58.7 | 58.7 | 58.7 | Coos | NH | 2014-06-17 |  | PSNH Eastside(Berlin) Substation | Document Posted | Document Posted |  |  | Executed | In Service
NEISO | 250 | G | 2008-02-13 | Hamilton Sundstrand | NG | 5 | 4.9 | 6.1 | Hartford | CT | 2011-10-01 |  | CL&P Windsor Locks Substation
NEISO | 249 | G | 2008-02-04 | Stetson Wind II(Jimmey & Owl Mt.-UPC) | WND | 2.2 | 26.2 | 26.2 | Washington | ME | 2010-03-12 |  | BHE Keene Road Substation
NEISO | 248 | G | 2008-02-07 | New Haven Harbor 2-4 | DFO NG | 129.6 | 129.6 | 145.8 | New Haven | CT | 2012-05-23 |  | UI East shore Substation 115 kV bus | Document Posted
NEISO | 247 | G | 2008-01-31 | Reconnect Existing Hydro | WAT | 0 | 4.1 | 4.1 | Orleans | VT | 2010-05-31 | 2009-04-02 | VELCO Newport Substation 46 kV bus
NEISO | 247 | G | 2008-01-31 | Diesel generation | DFO | 10.3 | 10.3 | 10.3 | Orleans | VT | 2009-05-01 | 2009-04-02 | VELCO Newport Substation 46 kV bus
NEISO | 246 | G | 2008-01-29 | Gas Turbine | NG | 77 | 77 | 87 | Worcester | MA | 2011-06-01 | 2008-12-31 | 115 kV bus at Millbury substation
NEISO | 245 | G | 2008-01-11 | Stetson Wind II(Jimmey & Owl Mt.-UPC) See # 249 | WND | 24 | 24 | 24 | Washington | ME | 2010-03-12 |  | BHE Keene Road Substation
NEISO | 244 | G | 2008-01-03 | Wind | WND | 117 | 117 | 117 | Somerset | ME | 2013-12-30 | 2012-03-21 | CMP 115 kV Wyman substation | Document Posted | Document Posted
NEISO | 243 | G | 2008-01-04 | Increase to Steam Turbine Capacity Uprate (See QP | BIT | 6 | 648 | 669 | Bristol | MA | 2011-12-12 |  | Brayton Point 345 kV Switchyard
NEISO | 242 | G | 2008-01-03 | Biomass Project | WDS | 20 | 20 | 20 | Cheshire | NH | 2013-10-30 | 2009-09-18 | PSNH 115 kV N186 circuit
NEISO | 241 | G | 2007-12-31 | Towantic Energy increase | DFO NG | 38 | 489 | 557 | New Haven | CT | 2014-12-31 | 2012-01-27 | CL&P 115 kV lines between Baldwin Junction and Bea
NEISO | 240 | G | 2007-12-18 | Gas Turbine | KER NG | 94 | 94 | 98 | New London | CT | 2013-06-01 | 2010-10-27 | Montville Substation | Document Posted
NEISO | 239 | G | 2007-12-12 | Gas Turbine Capacity Increase ( See queue position | DFO NG | 35 | 360 | 436 | Fairfield | CT | 2010-09-30 | 2008-10-22 | UI 345 kV Singer Substation
NEISO | 238 | G | 2007-12-07 | Barre Mass Landfill Gas | LFG | 1.6 | 1.6 | 2 | Worcester | MA | 2011-03-11 | 2010-06-17 | 13.8 kV distribution circuit
NEISO | 237 | G | 2007-12-05 | Combined Cycle | NG | 285 | 285 | 300 | Newport | RI | 2014-12-01 | 2010-01-14 | 115 kV Tiverton Substation |  | Document Posted
NEISO | 236 | G | 2007-11-30 | Pioneer Valley Energy Center | DFO NG | 353 | 353 | 421 | Hampden | MA | 2015-09-28 | 2012-11-01 | 115 kV line between Buck Pond and Pochassic substa |  | Document Posted |  |  | Executed
NEISO | 235 | G | 2007-11-15 | Gas Turbine | NG |  | 58 | 65 | New Haven | CT | 2010-01-31 | 2008-02-27 | CL&P 46 kV circuit from Baldwin Substation
NEISO | 235 | G | 2007-11-15 | Gas Turbine | DFO NG |  | 170 | 196 | New London | CT | 2010-05-31 | 2008-06-30 | CL&P Card Street substation
NEISO | 234 | G | 2007-11-07 | Moretown Landfill | LFG | 4.8 | 4.8 | 4.8 | Washington | VT | 2008-09-04 |  | Green Mountain Power 34 kV feeder
NEISO | 233 | G | 2007-11-02 | Rhode Island Landfill Gas Genco | LFG | 27.9 | 32.6 | 36.8 | Providence | RI | 2013-05-25 |  | NGRID 115 kV S171 line
NEISO | 232 | G | 2007-11-01 | Gas Turbine | DFO NG |  | 250 | 275 | Hartford | CT | 2010-06-01 | 2008-01-29 | CL&P 329 345 kV line or 1895 115 kV line
NEISO | 231 | G | 2007-10-25 | Brayton Point 3 Uprate( see 243) | BIT | 30 | 642 | 663 | Bristol | MA | 2011-12-12 |  | Brayton Point 345 kV Switchyard
NEISO | 230 | G | 2007-10-15 | GMP Essex Diesel | DFO |  | 8 | 8 | Colchester | VT | 2007-10-30 |  | GMP Essex Substation
NEISO | 229 | G | 2007-10-15 | Biomass Project | WDS |  | 41 | 41 | Coos | NH | 2013-12-31 | 2008-09-08 | PSNH 34.5 kV circuit from Lost Nation or Whitefiel
NEISO | 229 | G | 2007-10-15 | CPD Berlin | WDS | 29.5 | 29.5 | 29.5 | Coos | NH | 2013-08-31 | 2011-10-11 | PSNH 115 kV Berlin Substation | Document Posted | Document Posted |  | Document Posted
NEISO | 228 | G | 2007-10-09 | Dundee Wind | WND | 27 | 27 | 30 | Penobscot | ME | 2011-07-26 |  | BHE Keene Road Substation |  | Document Posted
NEISO | 227 | G | 2007-09-26 | Bear Swamp Uprate - First Unit | WAT | 43 | 333 | 333 | Berkshire | MA | 2012-03-31 | 2010-09-23 | Bear Swamp 230 kV Substation
NEISO | 227 | G | 2007-09-26 | Pump Storage Capacity Upgrade | WAT | 43 | 333 | 333 | Berkshire | MA | 2013-03-30 | 2010-09-23 | Bear Swamp 230 kV Substation |  | Document Posted
NEISO | 227 | ETU | 2007-09-28 | Increase Transfer South From Wyman Hydro | [5 empty] | ME
NEISO | 226 | G | 2007-09-05 | Combined Cycle Capacity Increase/ Generator Change | NG | 904 | 904 | 1010 | Rockingham | NH | 2013-06-30 | 2009-07-14 | 345 kV Seabrook Substation
NEISO | 225 | G | 2007-08-13 | Combined Cycle Capacity Increase (See QP #202) | NG | 161 | 411 | 412 | Windham | CT | 2013-05-31 | 2010-10-22 | CL&P 345 kV Lake Road substation
NEISO | 225 | G | 2007-09-04 | Wind Project-Phase 1( MPS Queue # 6) | WND | 53.4 | 255 | 255 |  |  | 2010-09-01 |  | Maine Public Service System, upgrades include tap
NEISO | 224 | G | 2007-08-10 | VPPSA Swanton Gas Turbine #1 | DFO NG | 21 | 21.2 | 27.6 | Franklin | VT | 2010-02-12 |  | Swanson Village 46 kV System
NEISO | 224 | G | 2007-08-10 | VPPSA Swanton Gas Turbine #2 | DFO NG | 21 | 21.2 | 27.6 | Franklin | VT | 2010-05-24 |  | Swanton Village 46 kV System
NEISO | 223 | G | 2007-07-25 | Increase to biomass project in queue position 218 | WDS | 0 | 20.5 | 24 | Berkshire | MA | 2010-12-01 | 2009-01-30 | Doreen 115 kV substation or F132 115 kV line
NEISO | 223 | G | 2007-07-25 | Gas Turbine | NG |  | 159 | 185 | New Haven | CT | 2010-05-06 | 2007-11-07 | East Shore-Grand Ave 115 kV line
NEISO | 222 | G | 2007-07-16 | Meriden Gas Turbines | DFO NG | 510 | 510 | 560 | New Haven | CT | 2015-06-01 | 2012-05-30 | Haddam Neck-Southington 345 kV line | Document Posted
NEISO | 221 | G | 2007-07-18 | Wind Project | WND | 34.9 | 34.9 | 34.9 | Penobscot | ME | 2012-12-30 | 2011-02-04 | 115 kV line between Enfield and James River substa |  | Document Posted
NEISO | 220 | G | 2007-07-10 | Indeck Energy Alexandria | WDS | 16.5 | 16.5 | 16.5 | Grafton | NH | 2009-01-31 |  | 34.5 kV circuit from PSNH Peniwagewassett substat
NEISO | 219 | G | 2007-07-06 | L'Energia | DFO NG | 74 | 74 | 77 | Middlesex | MA | 2009-01-01 |  | J162 115kV line between Tewksbury and Perry Street
NEISO | 218 | G | 2007-06-27 | Biomass Project ( Also see queue position #223) | WDS | 62 | 41 | 48 | Berkshire | MA | 2010-12-01 | 2009-01-30 | Doreen 115 kV substation or F132 115 kV line
NEISO | 217 | G | 2007-06-13 | Northfield Mt. Equipment Replacement | WAT | 0 | 1180 | 1180 | Franklin | MA | 2008-10-20 |  | W. Mass Northfield 345 kV substation
NEISO | 216 | G | 2007-06-08 | Combined Cycle | DFO NG | 244 | 244 | 294 | Bristol | MA | 2013-12-31 | 2010-05-28 | Cleary 115 kV substation |  | Document Posted
NEISO | 215 | G | 2007-05-30 | Combined Cycle | DFO NG | 578 | 578 | 558 | Norfolk | MA | 2013-06-01 | 2008-10-27 | NGRID 345 kV 344 Line
NEISO | 215 | G | 2007-05-24 | Longfellow Wind | WND | 50 | 50 | 50 | Oxford | ME | 2013-12-01 | 2011-12-14 | CMP 115 kV Rumford Substation
NEISO | 214 | G | 2007-05-21 | Biomass Project | WDS |  | 41 | 41 | Coos | NH | 2010-08-31 | 2007-10-27 | PSNH 34.5 kV circuit from Lost Nation or Whitefiel
NEISO | 214 | G | 2007-05-21 | Biomass Project | WDS |  | 41 | 41 | Coos | NH | 2010-08-31 | 2007-10-15 | PSNH 115 kV S136 line
NEISO | 213 | G | 2007-05-15 | Gas Turbine | NG | 159 | 158.5 | 184.7 | Worcester | MA | 2013-06-01 | 2010-03-03 | ANP Blackstone 345 kV substation
NEISO | 213 | G | 2007-05-15 | Gas Turbine | NG | 159 | 158.5 | 184.7 | Worcester | MA | 2010-06-01 | 2008-10-21 | ANP Milford 115 kV substation
NEISO | 212 | G | 2007-05-15 | Biomass Project | WDS | 45 | 45 | 45 | Hillsborough | NH | 2010-02-28 | 2009-05-28 | PSNH K-165 115 kV line
NEISO | 211 | G | 2007-05-08 | Combined Cycle | DFO NG |  | 496 | 550 | Bristol | MA | 2010-06-01 | 2007-11-20 | NSTAR 115 kV line #111
NEISO | 210 | G | 2007-04-30 | MATEP (Medical Area Total Energy Project)-modify i | DFO NG |  |  |  | Suffolk | MA | 2007-12-11 |  | NSTAR Coburn Substation
NEISO | 209 | G | 2007-04-18 | Mount Tom Voltage Regulator Replacement | BIT |  |  |  | Hampden | MA | 2007-06-30 |  | W Mass. Mt. Tom 115 kV Substation
NEISO | 208 | G | 2007-04-13 | Gas Turbine | NG |  | 100 | 100 | Norfolk | MA | 2011-06-01 | 2008-08-21 | 345 kV NEA Bellingham substation
NEISO | 207 | G | 2007-04-03 | Towantic Energy | DFO NG | 452 | 452 | 540 | New Haven | CT | 2014-12-31 | 2012-01-27 | CL&P 115 kV lines between Baldwin Junction and Bea
NEISO | 206 | G | 2007-04-03 | Kimberly Clark-Unit 1 | NG |  | 28 | 28 | Litchfield | CT | 2008-05-05 |  | CL&P Rocky River Substation
NEISO | 206 | G | 2007-04-03 | Kimberly Clark-Unit 2 | NG |  | 10.8 | 10.8 | Litchfield | CT | 2008-10-01 |  | CL&P Rocky River Substation
NEISO | 206 | G | 2007-04-03 | Kimberly Clark-Unit 3 | NG | 4 | 4 | 4 | Litchfield | CT | 2009-01-05 |  | CL&P Rocky River Substation
NEISO | 205 | G | 2007-04-02 | Gas Turbine | NG |  | 8.1 | 9.1 | Penobscot | ME | 2007-06-01 | 2007-10-03 | BHE's Line 5 - 46 kV
NEISO | 204 | G | 2007-03-30 | Gas Turbine | DFO NG |  | 40 | 48 | Hartford | CT | 2009-12-31 | 2007-04-27 | CL&P Windsor locks substation
NEISO | 203 | G | 2007-03-20 | Landfill Gas | LFG | 6.3 | 6.3 | 6.3 | Coos | NH | 2008-12-31 | 2009-07-01 | 34.5 kV feeder from Littleton
NEISO | 202 | G | 2007-02-27 | Combined Cycle | NG | 250 | 250 | 285 | Windham | CT | 2013-05-31 | 2010-10-22 | CL&P 345 kV Lake Road substation
NEISO | 201 | G | 2007-02-26 | Converts QP 164 to combined cycle facility and inc | NG | 0 | 162 | 162 | Providence | RI | 2014-02-26 | 2009-12-14 | 345 kV RISE Substation
NEISO | 200 | G | 2007-02-21 | Wind Project | WND | 34 | 34 | 34 | Coos | NH | 2014-11-01 | 2013-08-07 | New Hampshire Electric Coop 34.5 kV line
NEISO | 199 | G | 2007-02-21 | Waterbury Generating Facility | NG | 95.7 | 95.7 | 98.1 | New Haven | CT | 2009-06-26 |  | CL&P Baldwin 115 kV substations
NEISO | 198 | G | 2007-02-08 | Biomass Project | WDS |  | 56.4 | 67.5 | Coos | NH | 2009-06-01 | 2008-05-07 | Near PSNH Lost Nation substation
NEISO | 197 | G | 2007-01-31 | Record Hill Wind | WND | 50.6 | 50.6 | 50.6 | Oxford | ME | 2012-01-31 |  | 115kV Rumford Substation |  | Document Posted
NEISO | 196 | G | 2007-01-16 | Northfield Mt Upgrade #3 | WAT | 25 | 295 | 295 | Franklin | MA | 2011-06-17 |  | W. Mass Northfield 345 kV substation |  | Document Posted |  |  | Executed | In Service
NEISO | 196 | G | 2007-01-16 | Northfield Mt. Upgrade #2 | WAT | 25 | 295 | 295 | Franklin | MA | 2012-05-25 |  | W. Mass Northfield 345 kV substation |  | Document Posted |  |  | Executed | In Service
NEISO | 196 | G | 2007-01-16 | Northfield Mt. Upgrade #4 | WAT | 25 | 295 | 295 | Franklin | MA | 2014-05-21 |  | W. Mass Northfield 345 kV substation |  | Document Posted |  |  | Executed | In Service
NEISO | 196 | G | 2007-01-16 | Northfield Mt Upgrade #1 | WAT | 25 | 295 | 295 | Franklin | MA | 2016-02-18 |  | W. Mass Northfield 345 kV substation |  | Document Posted |  |  | Executed | In Service
NEISO | 196 | G | 2007-01-26 | UMass Gas Turbine | NG | 10.4 | 8.5 | 11.4 | Hampshire | MA | 2009-01-29 |  | WMECO Podick substation 13.8 kV feeders
NEISO | 195 | G | 2007-01-09 | Dartmouth Power Expansion | KER NG | 24 | 24 | 24 | Bristol | MA | 2009-09-24 |  | NSTAR 115 kV line #111 |  | Document Posted
NEISO | 194 | G | 2007-01-08 | Gas Turbine | NG |  | 177.1 | 189.3 | New Haven | CT | 2010-03-31 | 2007-05-01 | UI 115 kV line # 8200
NEISO | 193 | G | 2007-01-05 | Ansonia Generation | NG | 60 | 60 | 67 | New Haven | CT | 2013-09-09 | 2012-03-13 | UI Ansonia 115 kV substation
NEISO | 192 | G | 2006-12-28 | Combined Cycle | DFO NG |  | 496 | 550 | Litchfield | CT | 2010-06-01 | 2007-03-26 | CL&P Frostbridge Substation
NEISO | 192 | G | 2006-12-28 | Combined Cycle | DFO NG |  | 496 | 550 | Fairfield | CT | 2013-06-01 | 2008-07-30 | CL&P Plumtree Substation
NEISO | 192 | G | 2007-01-03 | Salem Harbor Unit 3 Exciter Replacement | BIT |  |  |  | Essex | MA | 2007-05-04 |  | Salem Switchyard |  | Document Posted
NEISO | 191 | G | 2006-12-22 | Gas Turbine | NG |  | 100 | 100 | Fairfield | CT | 2010-05-31 | 2007-05-14 | UI 115 kV line #8909
NEISO | 191 | G | 2006-12-22 | Biomass Project | WDS | 26 | 26.25 | 26.75 | Litchfield | CT | 2013-03-01 | 2010-09-13 | CL&P 115 kV line #1238
NEISO | 190 | G | 2006-12-22 | Gas Turbine | DFO KER NG | 156 | 156 | 200 | Hampden | MA | 2010-01-31 | 2009-05-28 | W Mass. Mt. Tom 115 kV Substation
NEISO | 190 | G | 2006-12-22 | Gas Turbine | DFO KER NG | 39 | 39 | 50 | New London | CT | 2010-01-31 | 2009-05-07 | CL&P Tunnel 115 kV Substation | Document Posted | Document Posted
NEISO | 190 | G | 2006-12-22 | Gas Turbine | DFO KER NG | 39 | 39 | 50 | Litchfield | CT | 2010-01-31 | 2009-05-11 | CL&P Falls Village 69 kV Substation
NEISO | 190 | G | 2006-12-22 | Gas Turbine | DFO KER NG | 39 | 39 | 50 | New Haven | CT | 2010-01-31 | 2009-05-07 | CL&P Stevenson 115 kV Substation |  | Document Posted
NEISO | 189 | G | 2006-12-15 | Covanta Haverhill Landfill Gas | LFG |  | 1.6 | 1.6 | Essex | MA | 2007-12-05 |  | NGRID 23 kV circuit # 2371 from Ward Hill substati |  | Document Posted |  |  |  | In Service
NEISO | 188 | G | 2006-12-07 | Gas Turbine Capacity Increase( #178) | DFO NG |  | 69 | 0 | Plymouth | MA | 2010-06-01 | 2007-02-01 | 115 kV F19 and/or E20 lines
NEISO | 187 | G | 2006-12-05 | Fuel Cell | NG | 28.9 | 28.9 | 28.9 | Fairfield | CT | 2009-06-01 | 2009-01-27 | UI Congress substation
NEISO | 186 | G | 2006-12-01 | Gas Turbine | DFO KER | 78 | 78 | 93 | New Haven | CT | 2011-12-31 | 2009-05-29 | CL&P Shepaug 115 kV substation |  | Document Posted
NEISO | 186 | G | 2006-12-01 | Hydro | WAT | 6.5 | 48 | 48 | New Haven | CT | 2011-12-31 | 2009-05-29 | CL&P Shepaug 115 kV substation
NEISO | 185 | G | 2006-11-22 | Stetson Wind Phase I | WND | 60 | 58.7 | 58.7 | Penobscot | ME | 2009-01-22 |  | BHE Keene Road 115 kV substation
NEISO | 185 | G | 2006-11-22 | Rollins Wind (Stetson Wind Phase II) | WND | 27.8 | 27.8 | 27.8 | Penobscot | ME | 2011-07-26 |  | BHE Keene Road 115 kV substation
NEISO | 184 | G | 2006-11-17 | Gas Turbine Capacity Increase( #157) | DFO NG |  | 140 | 140 | Middlesex | MA | 2008-12-01 | 2007-05-23 | 337 Sandy Pond - Tewksbury 345 kV Line
NEISO | 183 | G | 2006-11-17 | Increase Existing Capacity | NUC | 70 | 1225 | 1245 | New London | CT | 2008-11-01 |  | CL&P Millstone 345 kV Substation
NEISO | 182 | G | 2006-10-20 | Gas Turbine Capacity Increase ( See queue position | DFO NG | 0 | 0 | 18.4 | Fairfield | CT | 2010-06-01 | 2009-05-13 | 345 kV line # 321
NEISO | 181 | ETU | 2006-11-09 | Transmission Expansion |  | 0 |  |  |  | CT |  | 2009-09-02 | Lake Road 345 kV Substation
NEISO | 180 | ETU | 2006-11-08 | Transmission Expansion | [5 empty] | CT |  | 2007-05-31 | CL&P Killingly 115 kV Substation
NEISO | 180 | ETU | 2006-11-08 | Transmission Expansion | [5 empty] | CT |  |  | CL&P Card 345 kV Substation
NEISO | 179 | G | 2006-11-06 | Red Shield( Georgia Pacific/Old Town) | WDS |  | 16 | 16 | Penobscot | ME | 2006-11-01 |  | BHE's Line 5 - 46 kV
NEISO | 178 | G | 2006-11-02 | Brockton Combined Cycle | DFO NG | 332 | 332 | 371 | Plymouth | MA | 2019-05-31 | 2017-05-25 | 115 kV F19 and E20 lines | Document Posted | Document Posted |  | Document Posted
NEISO | 177 | G | 2006-10-23 | Gas Turbine | DFO NG | 190 | 190 | 190 | Worcester | MA | 2011-06-01 | 2008-12-23 | 115 kV bus at Millbury substation |  | Document Posted
NEISO | 176 | G | 2006-10-20 | Wind | WND | 145.5 | 145.5 | 145.5 | Coos | NH | 2008-12-30 | 2008-12-29 | PSNH 115 kV Whitefield substation
NEISO | 175 | G | 2006-10-20 | Gas Turbine | DFO NG | 175 | 175 | 203.6 | Fairfield | CT | 2010-06-01 | 2009-05-13 | 345 kV line # 321
NEISO | 174 | G | 2006-10-13 | Combined Cycle | DFO NG | 280 | 280 | 280 | Hampden | MA | 2015-07-01 | 2012-08-10 | 345 kV Stony Brook Substation
NEISO | 173 | G | 2006-09-21 | Wind Project | WND | 60 | 60 | 60 | Rutland | VT | 2010-10-30 | 2009-01-21 | 115 kV West Rutland substation
NEISO | 172 | G | 2006-08-29 | Sheffield Wind Project | WND | 40 | 40 | 40 | Caledonia | VT | 2011-10-19 |  | Irasburg - St. Johnsbury 115 kV
NEISO | 171 | G | 2006-08-29 | Thomas A. Watson Generating Station | DFO NG | 108 | 108 | 115 | Norfolk | MA | 2009-06-23 |  | 115 kV Potter Substation | Document Posted | Document Posted |  |  |  | In Service
NEISO | 170 | G | 2006-08-25 | Gas Turbine Capacity Increase (see #155) | DFO NG | 0 | 40 | 55 | Middlesex | MA | 2011-05-01 | 2009-04-09 | NSTAR Mystic Substation
NEISO | 169 | ETU | 2006-08-15 | Transmission Expansion | [5 empty] | VT | 2009-06-30 |  | VELCO Coolidge Substation
NEISO | 169 | G | 2006-08-15 | Biomass | WDS |  | 25 | 27.5 | Windsor | VT | 2009-06-30 | 2006-11-02 | New Ludlow 115 kV Substation
NEISO | 168 | G | 2006-08-11 | Wind Project-Phase 2( MPS Queue # 2&3) | WND |  | 250 | 250 |  |  | 2012-09-30 | 2009-09-16 | Maine Public Service System, upgrades include tap
NEISO | 168 | G | 2006-08-11 | Wind Project-Phase 3( MPS Queue # 4) | WND |  | 250 | 250 |  |  | 2011-09-30 | 2009-09-16 | Maine Public Service System, upgrades include tap
NEISO | 167 | G | 2006-08-10 | Fuel Cell | NG | 16 | 16 | 16 | New Haven | CT | 2009-12-31 |  | CL&P Cherry Street 13 kV substation
NEISO | 166 | G | 2006-08-09 | Granite Reliable Power | WND | 94.5 | 94.5 | 94.5 | Coos | NH | 2012-02-15 |  | PSNH W-179 115 kV line | Document Posted | Document Posted
NEISO | 165 | G | 2006-08-03 | Combined Cycle( See # 226) | NG | 563 | 563 | 616 | Rockingham | NH | 2013-06-30 | 2009-04-10 | 345 kV Seabrook Substation
NEISO | 164 | G | 2006-08-01 | Combined Cycle( see # 201) | NG | 320 | 158 | 196 | Providence | RI | 2012-06-01 | 2009-12-14 | 345 kV RISE Substation
NEISO | 163 | G | 2006-07-24 | Mirant Kendall Jet 2 | JF | 18 | 18 | 22 | Middlesex | MA | 2010-01-31 | 2009-07-14 | Kendall Station in Cambridge | Document Posted | Document Posted
NEISO | 162 | G | 2006-07-18 | Vernon Repowering | WAT |  | 32 | 32 | Windham | VT | 2008-03-13
NEISO | 161 | G | 2006-07-05 | Devon Units 15, 16, 17, 18 | KER NG | 196.8 | 196.8 | 196.8 | New Haven | CT | 2010-06-09 |  | Devon Substation
NEISO | 161 | G | 2006-07-05 | Middletown 12, 13, 14 and 15 | JF KER NG | 215 | 215 | 211 | Middlesex | CT | 2011-06-24 |  | CL&P Middletown Substation or CL&P Scovill Rock Su
NEISO | 161 | G | 2006-07-05 | Middletown 11 | JF KER NG | 107.5 | 107.5 | 110 | Middlesex | CT | 2011-06-01 | 2011-02-10 | CL&P Middletown Substation
NEISO | 161 | G | 2006-07-05 | Combined Cycle | NG | 223 | 630 | 690 | New London | CT | 2013-05-31 | 2009-04-07 | Montville Substation
NEISO | 161 | G | 2006-07-17 | Combustion Turbine | NG |  |  |  |  | CT | 2008-04-30 |  | CL&P Rocky River Substation
NEISO | 160 | G | 2006-06-30 | Gas Turbine | DFO NG | 82.2 | 82.2 | 94.8 | Middlesex | CT | 2011-05-31 | 2008-11-26 | CL&P Middletown Substation
NEISO | 159 | G | 2006-06-30 | Gas Turbine | NG | 325 | 325 | 375 | Fairfield | CT | 2010-09-30 | 2008-10-22 | UI 345 kV Singer Substation
NEISO | 159 | G | 2006-06-30 | Fuel Cell | NG |  | 30 | 30 | Fairfield | CT | 2008-12-31 | 2006-10-25 | NU Triangle Substation 11A
NEISO | 159 | G | 2006-06-30 | Fuel Cell | NG |  | 30 | 30 | Fairfield | CT | 2008-12-31 | 2006-10-25 | UI Congress Street Substation 2C
NEISO | 158 | G | 2006-06-21 | UTC - P&WA | NG |  | 7.5 | 7.5 | Middlesex | CT | 2007-12-21 |  | CL&P P&WA Substation
NEISO | 157 | G | 2006-06-21 | Billerica Power | NG WO | 311 | 311 | 341 | Middlesex | MA | 2011-06-15 | 2009-12-29 | J-162 line to Tewksbury Substation |  | Document Posted
NEISO | 156 | G | 2006-06-13 | Salem Harbor Unit 1 Exciter Replacement | BIT |  |  |  | Essex | MA | 2006-11-26 |  | Salem Switchyard |  | Document Posted
NEISO | 156 | G | 2006-06-13 | Brayton Point Unit 3 Voltage Regulator Replacement | BIT |  |  |  | Bristol | MA | 2006-05-26 |  | Brayton Switchyard
NEISO | 155 | G | 2006-06-02 | Gas Turbine | DFO NG | 160 | 120 | 130 | Middlesex | MA | 2011-05-01 |  | NSTAR Mystic Substation
NEISO | 155 | G | 2006-06-02 | Fairfield University | NG |  | 5 | 5 | Fairfield | CT | 2007-12-11 |  | UI Ash Creek Substation
NEISO | 155 | G | 2006-06-16 | Fuel Cell | NG | 14.4 | 14.4 | 14.4 | Fairfield | CT | 2009-06-01 |  | UI Pequonnock Substation
NEISO | 154 | G | 2006-05-31 | Gas Turbine (Additional Capacity) | DFO |  | 29 | 0 | Suffolk | MA | 2008-08-01 |  | NSTAR Chelsea Substation
NEISO | 153 | G | 2006-05-30 | Fuel Cell | NG |  | 8 | 8 | Fairfield | CT | 2007-05-31 |  | CL&P Cedar Heights Substation
NEISO | 152 | G | 2006-05-30 | MATEP (Medical Area Total Energy Project) | DFO NG |  | 42 | 42 | Suffolk | MA |  |  | NSTAR Brighton Substation
NEISO | 151 | G | 2006-05-30 | Fitchburg Renewable Energy | LFG |  | 7.2 | 7.2 | Worcester | MA | 2007-08-29 |  | NGRID E. Westminster Substation 13.8 kV
NEISO | 150 | G | 2006-05-25 | Plainfield Renewable Energy Project | WDS | 37.5 | 37.5 | 38.5 | Windham | CT | 2013-12-12 |  | CLP Fry Brook Substation |  | Document Posted |  |  | Executed | In Service
NEISO | 149 | ETU | 2006-03-10 | Transmission Expansion | [5 empty] | CT | 2006-11-01 | 2007-12-04
NEISO | 148 | G | 2006-03-06 | Comerford Unit #1 | WAT | -17 | 24.3 | 24.5 | Grafton | NH | 2009-11-30 |  | NGRID Comerford Substation
NEISO | 148 | G | 2006-03-06 | Comerford Unit #3 | WAT | 8.3 | 48.2 | 38.5 | Grafton | NH | 2011-03-25 |  | NGRID Comerford Substation
NEISO | 148 | G | 2006-03-06 | Comerford Unit #2 | WAT | 8.4 | 48.3 | 48.5 | Grafton | NH | 2012-03-12 |  | NGRID Comerford Substation
NEISO | 148 | G | 2006-03-06 | Comerford Unit #4 | WAT | 8.3 | 48.2 | 48.5 | Grafton | NH | 2013-03-22 |  | NGRID Comerford Substation |  | Document Posted |  |  | Executed | In Service
NEISO | 147 | G | 2006-02-28 | Gas Turbine | DFO |  | 168.2 | 168.2 | Suffolk | MA | 2010-06-01 | 2007-11-02 | NSTAR Chelsea Substation
NEISO | 146 | G | 2006-02-21 | Devon 10 | JF KER |  | 17 | 20 | New Haven | CT | 2006-06-29 |  | CL&P Devon Substation
NEISO | 145 | G | 2006-02-13 | Wind Project | WND |  | 51 | 51 | Windham | CT | 2009-12-31 | 2008-06-20 | CL&P 115 kV 1607 line
NEISO | 144 | G | 2006-02-06 | Biomass | WDS |  | 25 | 27.5 | Windsor | VT | 2009-04-30 |  | VELCO Coolidge Substation
NEISO | 143 | G | 2006-01-16 | Land Fill Gas | LFG |  | 25 | 25 | Providence | RI | 2007-06-30 | 2006-04-25 | Johnston Substation Distribution System
NEISO | 142 | G | 2005-12-21 | Wind Project | WND |  | 48 | 48 | Windham | VT | 2008-05-31 | 2006-04-13 | CVPS Londonderry Substation 46 kV
NEISO | 141 | G | 2005-12-14 | Gas Turbine | DFO NG |  | 200 | 200 | Middlesex | MA | 2009-09-30 | 2007-02-07 | 115 kV O 167 line between Everett and Mystic Subst |  | Document Posted
NEISO | 140 | G | 2005-12-13 | A. L. Pierce | DFO NG |  | 89.35 | 99.56 | New Haven | CT | 2007-10-01 |  | Wallingford Electrical Division, East Street Subst
NEISO | 139 | G | 2005-10-14 | Lowell Power Generators | NG | 99 | 99 | 99 | Middlesex | MA | 2010-06-01 | 2009-04-29 | J162 115kV line between Tewksbury and Perry Street |  | Document Posted
NEISO | 138 | G | 2005-09-26 | Kibby Wind Project | WND | 65 | 65 | 65 | Franklin | ME | 2009-10-30 |  | Bigelow Substation
NEISO | 138 | G | 2005-09-26 | Kibby Wind Project | WND | 65.5 | 65.5 | 65.5 | Franklin | ME | 2010-10-26 |  | Bigelow Substation
NEISO | 137 | G | 2005-09-23 | Rumford Hydro Configuration Modification | WAT | 0 |  |  | Oxford | ME | 2011-06-21 |  | CMP 115 kV Line 218 |  |  |  | Document Posted
NEISO | 136 | G | 2005-08-19 | Biomass | WDS |  | 39 | 40 | Somerset | ME | 2008-12-31 | 2007-04-03 | Gorbell Tap of CMP's Detroit-Wyman Hydro 66 - 115
NEISO | 135 | G | 2005-08-19 | Russell Biomass | WDS | 55 | 55 | 55 | Hampden | MA | 2015-08-01 | 2012-03-15 | Blanford - Southwick - Elm 115 kV line | Document Posted
NEISO | 134 | G | 2005-08-03 | Wind Project | WND |  | 45 | 45 | Bennington | VT | 2010-12-30 | 2008-08-19 | Y-25 North, 69 kV line between Searsburg and Benni
NEISO | 133 | G | 2005-08-01 | Combined Cycle | DFO |  | 115 | 124 | Orleans | VT | 2010-01-31 |  | Newport 115 kV Substation
NEISO | 132 | G | 2005-07-21 | Wind Project | WND |  | 9 | 9 | Bennington | VT | 2007-12-31 | 2008-06-30 | Bennington - Brattleboro 46 kV
NEISO | 131 | G | 2005-06-21 | Wind Project | WND |  | 90 | 90 | Franklin | ME | 2010-12-31 | 2008-09-25 | Bigelow Substation
NEISO | 130 | G | 2005-05-24 | Wind Project | WND |  | 53 | 53 | Caledonia | VT | 2007-09-01 | 2006-09-22 | Irasburg - St. Johnsbury 115 kV
NEISO | 129 | G | 2005-02-28 | Georgia Pacific | WDS |  | 16 | 16 | Penobscot | ME | 2005-04-04 |  | BHE's Line 5 - 46kV
NEISO | 128 | G | 2005-02-11 | Biomass | WDS |  | 39 | 42 | Litchfield | CT | 2007-07-31 |  | TBD
NEISO | 127 | G | 2004-11-15 | Lempster | WND | 24 | 24 | 24 | Sullivan | NH | 2008-11-10 |  | PSNH 34.5 kV circuit from Newport Substation
NEISO | 126 | G | 2004-11-09 | Biomass | WDS |  | 40 |  | Cheshire | NH | 2007-07-01 |  | N-186, 115kV line between Vernon Road Tap and bor
NEISO | 125 | G | 2004-11-02 | Cos Cob Redevelopment | KER |  | 36 | 45.8 | Fairfield | CT | 2008-05-31 |  | Cos Cob 115 kV Substation
NEISO | 125 | G | 2004-11-02 | Norwalk Harbor Station Redevelopment | KER | 322.5 | 322.5 | 330 | Fairfield | CT | 2013-02-28 | 2010-02-16 | Norwalk 345 kV Station
NEISO | 125 | G | 2004-11-02 | Devon Station Redevelopment |  |  |  |  | New Haven | CT | 2010-07-15 |  | Devon 115 kV Substation
NEISO | 124 | G | 2004-10-27 | Hardscrabble Mountain Project |  |  |  |  | Caledonia | VT | 2006-03-31 |  | St. Johnsbury- Irasburg 115 kV Line
NEISO | 123 | G | 2004-10-04 | GenPower Athens |  |  |  |  | Somerset | ME | 2006-06-01 |  | Gorbell Tap of CMP's Detroit-Wyman Hydro 66 - 115
NEISO | 122 | G | 2004-07-20 | Rand-Whitney Co-Gen | DFO NG |  | 11.866 | 14.858 | New London | CT | 2005-01-03 |  | CL&P Distribution System/Montville 115 kV
NEISO | 121 | G | 2004-06-22 | Third Taxing District Units 1, 2 & 3 | DFO |  | 6 | 6 | Fairfield | CT | 2005-03-28 |  | CL&P 27.6 kV Distribution System/Norwalk 115kV
NEISO | 120 | G | 2004-05-10 | Univ. of NH - CHP |  |  |  |  | Strafford | NH |  |  | PSNH Dist. Sys./Madbury 115 kV
NEISO | 119 | G | 2004-01-16 | Ridgebury Power |  |  |  |  | Fairfield | CT | 2004-06-01 | 2007-10-19 | CL&P Distribution System
NEISO | 118 | G | 2003-12-29 | Bridgeport Harbor Units 5 & 6 |  |  |  |  | Fairfield | CT | 2005-05-01 |  | Paquonnock 115 kV Substation
NEISO | 118 | G | 2003-12-29 | New Haven Harbor Units 2 & 3 |  |  |  |  | New Haven | CT | 2005-05-01 |  | East Shore 115 kV Substation
NEISO | 117 | G | 2003-12-08 | Waterside Power - 23 MW |  |  |  |  | Fairfield | CT | 2004-06-01 |  | Waterside 115 kV - Norwalk/Stamford
NEISO | 116 | G | 2003-11-10 | East Haven Wind Farm | WND | 6 |  |  | Essex | VT | 2012-10-30 |  | Village of Lyndonville Elec. Dept. Distribution Sy
NEISO | 115 | G | 2003-10-27 | SNEW Summer '04 Temporary Generator | DFO | 0 | 23.8 |  | Fairfield | CT | 2004-06-01 | 2008-12-31 | Norwalk 27.6 kV
NEISO | 114 | G | 2003-10-02 | Waterside Power, LLC | DFO |  | 69.3 | 74.1 | Fairfield | CT | 2004-06-01 |  | Waterside 115 kV
NEISO | 113 | G | 2003-09-29 | Sheffield Wind Power Project |  |  |  |  | Caledonia | VT | 2005-12-31 |  | TBD
NEISO | 112 | G | 2003-09-15 | NECCO Cogen | DFO |  |  |  | Suffolk | MA | 2003-10-01 |  | Everett 23 kV
NEISO | 111 | G | 2003-07-21 | GLHA James River/Fraser Paper7 | WAT |  | 25 | 25 | Coos | NH | 2004-06-22 |  | Berlin 115 kV
NEISO | 110 | G | 2003-07-07 | UCONN COGEN Facility | NG |  | 24.9 | 24.9 | Tolland | CT | 2005-10-19 |  | Mansfield 69 kV
NEISO | 109 | G | 2003-06-12 | AWT Fitchburg Wind Project | WND | 12 |  |  | Worcester | MA | 2004-10-01 | 2008-12-31 | Ashburnham No. 610 - 13.8 kV
NEISO | 108 | G | 2003-05-12 | Hoosac Wind Project | WND | 28.5 | 28.5 | 28.5 | Berkshire & Franklin | MA | 2012-12-27 |  | Line Y25S
NEISO | 107 | G | 2003-04-07 | SNEW Summer '03 Temporary Generator | NG |  | 19.445 |  | Fairfield | CT | 2003-06-01 |  | Norwalk 27.6 kV
NEISO | 106 | G | 2003-03-18 | Ridgewood RI Generation Phase I | LFG |  | 4.2 | 4.2 | Providence | RI | 2004-02-18 |  | Johnston Substation Distribution System
NEISO | 106 | G | 2003-03-18 | Ridgewood RI Generation Phase II | LFG |  | 4.2 | 4.2 | Providence | RI | 2005-11-20 |  | Johnston Substation Distribution System
NEISO | 105 | G | 2003-03-10 | Evergreen Wind Power - Bagley Mountain |  |  |  |  | Penobscot | ME | 2004-07-01 |  | Chester 115 kV
NEISO | 105 | G | 2003-03-10 | Evergreen Wind Power - Blueberry Barrens |  |  |  |  | Washington | ME | 2004-10-01 |  | Deblois 115 kV
NEISO | 104 | G | 2003-03-06 | Waterside Power - 180 MW | DFO NG | 203.9 | 203.9 | 207.2 | Fairfield | CT | 2011-12-31 | 2010-07-12 | Waterside 115 kV |  |  |  | Document Posted
NEISO | 103 | G | 2003-03-04 | Waterside Power |  |  |  |  | Fairfield | CT | 2003-06-01 |  | Waterside 115 kV
NEISO | 102 | G | 2003-02-04 | Peabody Power | DFO NG |  | 97.2 | 97.2 | Essex | MA | 2008-05-01 | 2008-10-14 | C155 & B154 - 115 kV Lines
NEISO | 101 | G | 2003-01-15 | Seabrook Power Uprate7 | NUC |  | 1265 | 1265 | Rockingham | NH | 2006-10-31 |  | Increase Existing Unit Capacity
NEISO | 100 | G | 2002-12-12 | VT Yankee Nuclear Power Station Upgrade7 | NUC |  | 634.5 | 641.5 | Windham | VT | 2006-05-08 |  | Increase Existing Unit Capacity
NEISO | 99 | G | 2002-08-08 | Millstone 2 Upgrade7 | NUC |  | 897.5 | 905.7 | New London | CT | 2004-03-10 |  | Increase Existing Unit Capacity
NEISO | 99 | G | 2002-08-08 | Millstone 3 Upgrade7 | NUC |  | 1195 | 1207.4 | New London | CT | 2006-05-08 |  | Increase Existing Unit Capacity
NEISO | 98 | G | 2002-06-03 | Redington Wind Farm Phase II |  |  |  |  | Franklin | ME | 2005-12-01 |  | Bigelow 115 kV Substation
NEISO | 97 | ETU | 2001-12-26 | Western Maine Area Export Enhancement | [8 empty] | Increase Export Capability from Rumford Power Asso
NEISO | 96 | G | 2001-12-12 | Great Northern - Millinocket | WAT |  | 126 | 126 | Penobscot | ME | 2003-05-20 |  | 115 kV connection to Chester 115 kV Substation
NEISO | 95 | G | 2001-11-21 | Kleen Energy Project | DFO NG | 619.8 | 619.8 | 620 | Middlesex | CT | 2011-07-12 |  | Sectionalize 353 Line
NEISO | 94 | G | 2001-07-17 | CPV New Britain LLC |  |  |  |  | Hartford | CT | 2005-07-01 |  | Interconnection South New Britain CT 115 kV Corrid
NEISO | 93 | ETU | 2001-07-06 | New York Interface LTF PtP Out Service | [6 empty] | 2002-01-01 |  | Increase Export Capability to New York
NEISO | 93 | ETU | 2001-07-06 | New York Interface LTF PtP Out Service | [6 empty] | 2002-01-01 |  | Increase Export Capability to New York
NEISO | 93 | ETU | 2001-07-06 | HVDC Interconn. betw. Norwalk Stat, CT & Shore Rd | [5 empty] | CT | 2004-05-01 |  | Interconnection between Norwalk Stat, CT & Shore R
NEISO | 93 | ETU | 2001-07-06 | HVDC Interconn. betw. Norwalk Stat, CT & Shore Rd | [5 empty] | CT | 2004-05-01 |  | Interconnection between Norwalk Stat, CT & Shore R
NEISO | 92 | ETU | 2001-06-26 | Sithe Mystic 4,5,6 Reconfiguration of Interconnect |  |  |  |  | Middlesex | MA | 2003-03-31 |  | Reconfigure Mystic 4,5,6 Interconnection from Myst
NEISO | 91 | ETU | 2001-06-12 | New York Interface LTF PtP Out Service | [6 empty] | 2002-06-01 |  | Increase Export Capability to New York
NEISO | 91 | ETU | 2001-06-12 | New York Interface LTF PtP Out Service | [6 empty] | 2003-06-01 |  | Increase Export Capability to New York
NEISO | 90 | G | 2001-06-08 | Cabot Station CUO Uprate | WAT |  |  |  | Franklin | MA | 2004-05-01 |  | Increase generating capacity from 53.0 MW to 61.8
NEISO | 89 | G | 2001-06-06 | Cape Wind Turbine Generators | WND | 454 | 454 | 454 |  | MA | 2018-12-31 | 2017-01-12 | Near Barnstable 115 kV Substation | Document Posted | Document Posted | Document Posted |  | Executed
NEISO | 88 | ETU | 2001-06-01 | Increase Orrington South Transfer Limit | [6 empty] | 2007-12-01 | 2008-01-02
NEISO | 87 | ETU | 2001-05-24 | Stage II Cross Sound Cable HVDC Interconnection |  |  |  |  | New Haven | CT | 2003-07-01 |  | HVDC terminal adjacent to East Shore 345kV Substat
NEISO | 86 | ETU | 2001-05-21 | New York Interface LTF PtP Out Service | [6 empty] | 2002-01-01 |  | Increase Export Capability to New York
NEISO | 85 | G | 2001-04-04 | Pilgrim Power Uprate | NUC |  |  |  | Plymouth | MA | 2003-08-01 |  | Increase Existing Unit Capacity
NEISO | 84 | G | 2001-03-13 | Phase 1 - Nantucket Shouls Wind |  |  |  |  | Barnstable | MA | 2007-12-31 |  | Near Barnstable 115kV Substation
NEISO | 84 | G | 2001-03-13 | Phase 2 - Nantucket Shouls Wind |  |  |  |  | Barnstable | MA | 2008-12-31 |  | Near Barnstable 115kV Substation
NEISO | 84 | G | 2001-03-13 | Phase 3 - Nantucket Shouls Wind |  |  |  |  | Barnstable | MA | 2009-12-31 |  | Near Barnstable 115kV Substation
NEISO | 84 | G | 2001-03-13 | Phase 4 - Nantucket Shouls Wind |  |  |  |  | Barnstable | MA | 2010-12-31 |  | Near Barnstable 115kV Substation
NEISO | 84 | G | 2001-03-13 | Phase I - Nantucket Sound Wind Project |  |  |  |  | Barnstable | MA | 2004-12-31 |  | Near Barnstable 115kV Substation
NEISO | 84 | G | 2001-03-13 | Phase 2 - Nantucket Sound Wind |  |  |  |  | Barnstable | MA | 2005-12-31 |  | Near Barnstable 115kV Substation
NEISO | 83 | ETU | 2001-03-12 | Neptune Phase3 Boston Import from NB or NS |  |  |  |  | Suffolk | MA | 2004-03-31 |  | Kingston St. 115/345 kV and K St. 115 kV Substatio
NEISO | 83 | ETU | 2001-03-12 | Neptune Phase4 CT Import from NB or NS |  |  |  |  | Fairfield & New Haven | CT | 2004-03-31 |  | Glenbrook 115 kV and E. Shore St. 115/345 kV (sep.
NEISO | 83 | ETU | 2001-03-12 | Neptune Phase5 ME Yankee Export to Boston, CT or N |  |  |  |  | Lincoln | ME | 2004-03-31 |  | Maine Yankee 345 kV (Bi-Polar HVDC Terminal)
NEISO | 83 | ETU | 2001-03-12 | Neptune Phase7 Wyman Export to Boston, CT, NYC or |  |  |  |  | Cumberland | ME | 2004-03-31 |  | Wyman 345 kV (Bi-Polar HVDC Terminal)
NEISO | 82 | G | 2001-02-14 | Cape Cod Offshore Wind Project |  |  |  |  | Barnstable | MA | 2004-12-31 |  | South of Barnstable 115kV Substation
NEISO | 81 | G | 2001-01-02 | Berwick Energy Center |  |  |  |  | York | ME | 2002-01-01 |  | Dover 115 kV Substation
NEISO | 80 | G | 2000-12-27 | Berlin Energy Project |  |  |  |  | Coos | NH | 2002-01-01 |  | Berlin 115 kV Substation (PSNH)
NEISO | 79 | ETU | 2000-12-18 | Milford CT - New York HVDC |  |  |  |  | New Haven | CT | 2003-06-30 |  | HVDC Devon CT 115 kV
NEISO | 78 | ETU | 2000-12-13 | Norwalk-Northport HVDC |  |  |  |  | Fairfield | CT | 2003-06-30 |  | HVDC Norwalk CT and Northport NY
NEISO | 77 | G | 2000-10-02 | Berkshire Wind Power Project | WND | 15 | 15 | 15 | Berkshire | MA | 2011-05-28 |  | WMECO at Brodie Mt. In Lanesboro MA
NEISO | 76 | ETU | 2000-08-31 | New York Interface LTF PtP Out Service | [6 empty] | 2001-01-01 |  | Increase Export Capability to New York
NEISO | 75 | ETU | 2000-08-16 | New York Interface LTF PtP Out Service | [6 empty] | 2001-01-01 |  | Increase Export Capability to New York
NEISO | 74 | G | 2000-07-24 | South Norwalk Repowering | DFO NG | 48.9 | 48.9 | 48.9 | Fairfield | CT | 2011-06-01 | 2011-02-22 | Norwalk 115 kV Substation
NEISO | 73 | G | 2000-07-07 | Norwalk Harbor A |  |  |  |  | Fairfield | CT | 2003-12-31 |  | Norwalk 115 kV Station
NEISO | 73 | G | 2000-07-07 | Norwalk Harbor B |  |  |  |  | Fairfield | CT | 2004-06-30 |  | Norwalk 115 kV Station
NEISO | 73 | G | 2000-07-07 | Devon A |  |  |  |  | New Haven | CT | 2003-12-31 |  | Devon 115 kV Substation
NEISO | 73 | G | 2000-07-07 | Middletown A |  |  |  |  | Middlesex | CT | 2003-12-31 |  | Middletown Station
NEISO | 73 | G | 2000-07-07 | Middletown B |  |  |  |  | Middlesex | CT | 2005-12-31 |  | Middletown Station
NEISO | 73 | G | 2000-07-07 | Montville A |  |  |  |  | New London | CT | 2004-09-30 |  | Montville Station
NEISO | 73 | G | 2000-07-07 | Somerset Diversity |  |  |  |  | Bristol | MA | 2004-03-31 |  | Somerset 115 kV Station
NEISO | 73 | G | 2000-07-07 | Somerset A |  |  |  |  | Bristol | MA | 2003-12-31 |  | Somerset 115 kV Station
NEISO | 72 | G | 2000-06-28 | Tewksbury Power |  |  |  |  | Middlesex | MA | 2004-06-30 |  | Tewksbury 345 kV Station
NEISO | 71 | G | 2000-05-22 | New Haven Harbor |  |  |  |  | New Haven | CT | 2003-06-01 |  | East Shore Substation
NEISO | 71 | G | 2000-05-22 | Bridgeport Harbor Station |  |  |  |  | Fairfield | CT | 2003-06-01 |  | Pequonnock 115 kV Substation
NEISO | 70 | ETU | 2000-04-25 | New York Interface LTF PtP Out Service | [6 empty] | 2003-07-31 |  | Increase Export Capability to New York
NEISO | 69 | ETU | 2000-04-20 | Neptune HVDC Cable Project | [6 empty] | 2004-03-31 |  | HVDC from Maine/ Maritimes to Boston Area and CT S
NEISO | 68 | ETU | 2000-03-09 | Bridgeport Long Island HVDC |  |  |  |  | Fairfield | CT | 2003-05-01 |  | HVDC to Long Island, NY from Bridgeport, CT
NEISO | 67 | G | 2000-02-25 | Lowell Power Expansion |  |  |  |  | Middlesex | MA | 2001-05-01 |  | Lowell Power 115 kV Station
NEISO | 66 | G | 1999-12-20 | AEC Expansion |  |  |  |  | Franklin | ME | 2001-06-30 |  | Riley Road 115 kV Substation
NEISO | 65 | ETU | 1999-12-02 | EPMI LTF Pt to Pt In Svce. | [6 empty] | 2002-01-01
NEISO | 64 | G | 1999-11-08 | West Springfield Station | NG RFO |  |  |  | Hampden | MA | 2002-06-07 |  | West Springfield 115 kV Substation
NEISO | 64 | G | 1999-11-08 | Seabrook Unit One Uprate |  |  |  |  | Rockingham | NH | 2002-05-01 |  | Increase Existing Unit Capacity
NEISO | 63 | ETU | 1999-11-04 | WESC LTF Pt to Pt In Svce | [6 empty] | 2000-02-01 |  | Increase Import Capability from NY
NEISO | 62 | ETU | 1999-10-05 | New York Interface Import Expansion | [6 empty] | 2000-01-01 |  | Increase Import Capability from NY
NEISO | 61 | ETU | 1999-09-15 | New York Interface Import Expansion | [6 empty] | 1999-12-01 |  | Increase Import Capability from NY
NEISO | 60 | ETU | 1999-09-01 | Sithe LTF Pt to Pt In Svce. | [6 empty] | 2000-03-01 |  | Increase Import Capability from NY
NEISO | 59 | G | 1999-08-18 | Milford Power Uprate |  |  |  |  | New Haven | CT | 2001-06-30 |  | Increase Existing Unit Capacity
NEISO | 59 | G | 1999-08-18 | Berkshire Power Uprate |  |  |  |  | Hampden | MA | 2001-06-30 |  | Increase Existing Unit Capacity
NEISO | 58 | ETU | 1999-08-05 | CPS LTF Pt to Pt In Svc. | [6 empty] | 1999-11-01 |  | Increase Import Capability from NY
NEISO | 57 | G | 1999-06-04 | Norwich Power Station |  |  |  |  | New London | CT | 2002-01-01 |  | Bean Hill Substation
NEISO | 56 | ETU | 1999-02-25 | New York Interface Import Expansion | [6 empty] | 1999-05-01 |  | Increase Import Capability from New York
NEISO | 55 | ETU | 1999-01-21 | Cross Sound Cable |  |  |  |  | New Haven | CT | 2003-09-01 |  | HVDC terminal adjacent to East Shore 345kV Substat
NEISO | 54 | G | 1999-01-05 | Redington Mountain Wind Farm |  |  |  |  | Franklin | ME | 2002-12-31 |  | Bigelow 115 kV Substation
NEISO | 53 | ETU | 1998-11-30 | Tractebel LTF Int + Internal PtP | [6 empty] | 2002-05-01 |  | Import from the New Brunswick System
NEISO | 52 | G | 1998-11-13 | Haddam Station |  |  |  |  | Middlesex | CT | 2002-12-31 |  | Site of the Former CT Yankee Plant
NEISO | 52 | G | 1998-11-13 | Haddam Station Phase II |  |  |  |  | Middlesex | CT | 2002-12-31 |  | Site of the Former CT Yankee Plant
NEISO | 51 | ETU | 1998-10-30 | MEPCO-New England Interface Expansion | [6 empty] | 2000-01-01 |  | Import Capability from MEPCO
NEISO | 50 | G | 1998-10-29 | Patriot Cabot Street Station |  |  |  |  | Hampden | MA | 2001-12-31 |  | Holyoke Substation
NEISO | 49 | ETU | 1998-09-14 | Irving Oil LTF PtP | [6 empty] | 2001-04-01 |  | Import from NB Via MEPCO
NEISO | 48 | G | 1998-09-09 | Bennington Energy Park |  |  |  |  | Bennington | VT | 2001-11-30 |  | TBD
NEISO | 48 | G | 1998-09-09 | Rutland Energy Park |  |  |  |  | Rutland | VT | 2001-11-30 |  | TBD
NEISO | 47 | G | 1998-08-26 | Nickel Hill Energy Project |  |  |  |  | Middlesex | MA | 2001-06-30 |  | Tewksbury 230 kV Substation
NEISO | 46 | G | 1998-08-18 | Campello Power Co. |  |  |  |  | Plymouth | MA | 2002-06-30
NEISO | 45 | G | 1998-07-17 | Kendall Repowering Project | NG |  |  |  | Suffolk | MA | 2002-12-18 |  | Kendall Station in Cambridge
NEISO | 44 | G | 1998-07-10 | Brockton Power Project |  |  |  |  | Plymouth | MA | 2001-01-31 |  | Industrial Blvd.
NEISO | 43 | ETU | 1998-06-08 | Tractebel LTF PtP | [6 empty] | 2002-12-31 |  | Import from the New Brunswick System
NEISO | 42 | G | 1998-06-05 | Wiscassett |  |  |  |  | Lincoln | ME | 2001-10-01 |  | Maine Yankee 345 KV
NEISO | 41 | G | 1998-06-04 | Canal 2 Repowering |  |  |  |  | Barnstable | MA | 2001-06-30 |  | Canal 345 kV Station
NEISO | 40 | G | 1998-06-01 | Glen Charlie Unit One |  |  |  |  | Plymouth | MA | 2001-03-31 |  | Wareham 115 kV Substation
NEISO | 39 | ETU | 1998-05-28 | CVPS/GMP LTF PtP |  |  |  |  | Clinton | NY | 2001-12-31 |  | Import from NY via PV20
NEISO | 39 | ETU | 1998-05-28 | HQ Highgate2 HVDC |  |  |  |  | Franklin | VT | 2001-12-31 |  | Located on the Hydro Quebec sys. N. near Highgate,
NEISO | 38 | G | 1998-05-08 | Rocky River Power |  |  |  |  | Litchfield | CT | 2001-07-31 |  | Long Mountain 345 kV Station
NEISO | 37 | G | 1998-04-29 | FPLE RISE, LLC (R.I. Hope Energy) | NG |  |  |  | Providence | RI | 2002-11-05 |  | S 171 and S 172 Lines
NEISO | 36 | G | 1998-04-14 | FPL Energy (Bedford) |  |  |  |  | Bristol | MA | 2000-11-30 |  | Industrial Park 115 kV Substation
NEISO | 35 | G | 1998-04-02 | Mason |  |  |  |  | Lincoln | ME | 2000-12-31 |  | Mason 345 kV Substation
NEISO | 35 | G | 1998-04-02 | Wyman A |  |  |  |  | Cumberland | ME | 2000-01-02 |  | Wyman 115 kV Station
NEISO | 35 | G | 1998-04-02 | Wyman B |  |  |  |  | Cumberland | ME | 2000-01-03 |  | Wyman 115 kV Station
NEISO | 34 | G | 1998-04-01 | WEG-Norwich |  |  |  |  | New London | CT | 2005-06-30 |  | Montville 115 kV Substation
NEISO | 33 | G | 1998-03-31 | Sithe Framingham Station Expansion |  |  |  |  | Middlesex | MA | 2001-12-31 |  | Framingham 230 kV
NEISO | 33 | G | 1998-03-31 | Sithe Medway |  |  |  |  | Norfolk | MA | 2001-12-31 |  | Existing Medway Station 345 kV
NEISO | 33 | G | 1998-03-31 | Westbrook Power | NG |  |  |  | Cumberland | ME | 2001-04-13 |  | Spring St. 115 kV Substation
NEISO | 33 | G | 1998-03-31 | Sithe Edgar Station Expansion (Fore River) | NG |  |  |  | Norfolk | MA | 2003-08-04 |  | Holbrook 345 kV
NEISO | 33 | G | 1998-03-31 | Sithe Mystic Station Expansion Unit 8 | NG |  |  |  | Suffolk | MA | 2003-04-13 |  | Mystic 345 kV
NEISO | 33 | G | 1998-03-31 | Sithe Mystic Station Expansion Unit 9 | NG |  |  |  | Suffolk | MA | 2003-06-11 |  | Mystic 345 kV
NEISO | 32 | G | 1998-03-30 | Towantic Energy |  |  |  |  | New Haven | CT | 2002-12-31 |  | Beacon Falls 115 kV
NEISO | 31 | G | 1998-03-26 | North Smithfield |  |  |  |  | Providence | RI | 2002-06-30 |  | W. Farnum 345 kV
NEISO | 30 | G | 1998-03-25 | Norwich Power Station |  |  |  |  | New London | CT | 2000-12-31 |  | Bean Hill Substation
NEISO | 30 | ETU | 1998-03-25 | Engage Energy LTF PtP | [6 empty] | 2000-12-31 |  | Import from New Brunswick via MEPCO
NEISO | 29 | G | 1998-03-24 | Bucksport Energy, L.P. | DFO NG |  |  |  | Hancock | ME | 2001-01-01 |  | Belfast 115 kV bus
NEISO | 28 | G | 1998-03-18 | Newington Energy Center |  |  |  |  | Rockingham | NH | 2001-03-31 |  | Newington 345 kV Station
NEISO | 27 | G | 1998-03-13 | AES Carpenter |  |  |  |  | Hartford | CT | 2001-12-31 |  | Southington 345 kV Substation
NEISO | 26 | G | 1998-03-06 | S&P Cogeneration |  |  |  |  | Essex | MA | 2001-12-31 |  | Lynn 115 kV
NEISO | 25 | G | 1998-02-27 | Patriot Power |  |  |  |  | Bristol | MA | 2001-03-31 |  | Bridgewater 345 kV Line
NEISO | 24 | G | 1998-02-25 | Orrington Generation |  |  |  |  | Penobscot | ME | 2001-06-30 |  | Orrington 345 kV Station
NEISO | 23 | ETU | 1998-02-19 | HQ-Surowiec |  |  |  |  | Cumberland | ME | 2002-12-31 |  | Surowiec 345 kV or MEPCO
NEISO | 22 | G | 1998-02-16 | Meriden Power |  |  |  |  | New Haven | CT | 2003-06-30 |  | Sectionalize 362 Line
NEISO | 21 | G | 1998-02-11 | Wallingford Power Units 1&3 | NG |  |  |  | New Haven | CT | 2001-12-31 |  | Wallingford 115 kV Substation
NEISO | 21 | G | 1998-02-11 | Wallingford Power Unit 4 | NG |  |  |  | New Haven | CT | 2002-01-23 |  | Wallingford 115 kV Substation
NEISO | 21 | G | 1998-02-11 | Wallingford Power Units 2&5 | NG |  |  |  | New Haven | CT | 2002-02-07 |  | Wallingford 115 kV Substation
NEISO | 21 | G | 1998-02-11 | AES Londonderry (Granite Ridge) | DFO NG |  |  |  | Rockingham | NH | 2003-04-01 |  | N. Litchfield 230 kV Station and Watts Brook 115 k
NEISO | 20 | G | 1998-01-20 | Housatonic Power |  |  |  |  | Fairfield | CT | 2001-01-01 |  | 398 Line
NEISO | 19 | G | 1998-01-14 | Livermore Falls |  |  |  |  | Androscoggin | ME | 2000-12-01 |  | Livermore Falls 115 kV Substation
NEISO | 18 | G | 1998-01-13 | Versaille Energy Center |  |  |  |  | New London | CT | 2000-12-31 |  | Tunnel 115 kV Substation
NEISO | 18 | G | 1998-01-13 | White Mountain Cogen.Center |  |  |  |  | Coos | NH | 2000-12-31 |  | Lost Nation 115 kV Substation
NEISO | 18 | G | 1998-01-13 | Sprague Newington (Piscataqua Power) |  |  |  |  | Rockingham | NH | 2000-01-01 |  | Newington 345 kV Station
NEISO | 17 | G | 1997-12-12 | SEI Newington (ConEd) | JF NG |  |  |  | Rockingham | NH | 2002-09-18 |  | Newington 345 kV Station
NEISO | 17 | G | 1997-12-12 | Lake Road Generating Units 1&2 | DFO NG |  |  |  | Windham | CT | 2002-03-15 |  | Line 347
NEISO | 17 | G | 1997-12-12 | Lake Road Generating Unit 3 | DFO NG |  |  |  | Windham | CT | 2002-05-22 |  | Line 347
NEISO | 16 | G | 1997-10-24 | ANP Gorham |  |  |  |  | Cumberland | ME | 2000-07-01 |  | S. Gorham 345 kV Substation
NEISO | 15 | G | 1997-10-09 | South Norwalk |  |  |  |  | Fairfield | CT | 2000-01-01 |  | Norwalk 115 kV Substation
NEISO | 14 | G | 1997-09-30 | Cabot Power |  |  |  |  | Middlesex | MA | 2000-06-30 |  | Mystic 345 kV Station
NEISO | 13 | G | 1997-08-22 | Summit Power |  |  |  |  | Hampden | MA | 2001-03-31 |  | 1302 Line
NEISO | 13 | G | 1997-08-22 | Milford Power Unit 1 | DFO NG |  |  |  | New Haven | CT | 2004-02-12 |  | Devon 115 kV Substation
NEISO | 13 | G | 1997-08-22 | Milford Power Unit 2 | DFO NG |  |  |  | New Haven | CT | 2004-05-03 |  | Devon 115 kV Substation
NEISO | 12 | G | 1997-08-15 | Berkshire Power | NG |  |  |  | Hampden | MA | 2000-06-19 |  | South Agawam Jct. 115 kV Station
NEISO | 11 | G | 1997-08-05 | Wareham |  |  |  |  | Plymouth | MA | 2001-02-28 |  | Adjacent to the Tremont Substation
NEISO | 10 | G | 1997-07-24 | Maine Independence | NG |  |  |  | Penobscot | ME | 2000-05-01 |  | Located at Graham Station in Veazie, ME
NEISO | 9 | G | 1997-07-22 | IDC Bellingham |  |  |  |  | Norfolk | MA | 2002-12-31 |  | Sectionalize 336 Line
NEISO | 8 | G | 1997-07-15 | ANP Bellingham Energy Project Unit 1 | NG |  |  |  | Norfolk | MA | 2002-10-24 |  | Sectionalize Line 303
NEISO | 8 | G | 1997-07-15 | ANP Bellingham Energy Project Unit 2 | NG |  |  |  | Norfolk | MA | 2002-12-28 |  | Sectionalize Line 303
NEISO | 8 | G | 1997-07-15 | ANP Blackstone Energy Project Unit 1 | NG |  |  |  | Worcester | MA | 2001-06-07 |  | Sectionalize 336 Line
NEISO | 8 | G | 1997-07-15 | ANP Blackstone Energy Project Unit 2 | NG |  |  |  | Worcester | MA | 2001-07-13 |  | Sectionalize 336 Line
NEISO | 7 | G | 1997-06-25 | Bridgeport Harbor Station | NG |  |  |  | Fairfield | CT | 1999-07-24 |  | Pequonnock 115 kV Substation
NEISO | 6 | G | 1997-06-12 | Rumford Power Associates | NG |  |  |  | Oxford | ME | 2000-10-16 |  | Rumford 115 kV Substation
NEISO | 5 | G | 1997-05-09 | Brayton Pt |  |  |  |  | Bristol | MA | 2001-12-31 |  | Brayton Point 345 kV Station
NEISO | 4 | G | 1997-04-10 | EMI Dighton Power Project | NG |  |  |  | Bristol | MA | 1999-08-01 |  | U6 Line
NEISO | 3 | G | 1997-02-13 | Androscoggin Energy Center | DFO NG |  |  |  | Franklin | ME | 2000-12-28 |  | Jay 115 kV Substation
NEISO | 2 | G | 1996-11-08 | EMI-Tiverton | NG |  |  |  | Newport | RI | 2000-08-18 |  | Near Tiverton 115 kV Substation
NEISO | 1 | G | 35223 | Millennium+K117 | DFO NG |  |  |  | Worcester | MA | 36987 |  | W 123 Line