## Sheet1
ISO | Project Name | Queue Position | Interconnection Request Receive Date | Queue Date | Application Status | Study Process | Technology | Technology-1 | Technology-2 | Technology-3 | Fuel | Fuel-1 | Fuel-2 | Fuel-3 | Capacity (MW) | Capacity-1 | Capacity-2 | Capacity-3 | Net MWs to Grid | Energy | Energy-1 | Energy-2 | Energy-3 | Full Capacity, Partial or Energy Only (FC/P/EO) | TPD Allocation Percentage | Off-Peak Deliverability and Economic Only | TPD Allocation Group | Nearest Town or County | State | Utility | PTO Study Region | POI Name | Proposed In-Service/Initial Backfeed Date | Projected COD | Suspension Status | Feasibility Study Status | System Impact Study Status | Facilities Study Status | Optional Study (OS) | Interconnection Agreement Status | Generation Interconnection Number | GIM Study Phase | Transmission Owner/Developer | CDR Reporting Zone | Change indicators: Proj Name, MW Size, COD, SFS/NtP, FIS Request, Status Change INA-to-PLN | Approval Date for Submission of Proof of Site Control | Screening Study Started | Screening Study Complete | FIS Requested | FIS Approved | Economic Study Required | IA Signed Date | Financial Security and Notice to Proceed Provided | Air Permit | GHG Permit | Water Availability | Meets Planning Guide Section 6.9(1) Requirements for Inclusion in Planning Models | Meets All Planning Guide Section 6.9 Requirements for Inclusion in Planning Models | Meets Planning Guide QSA (Section 5.9) Prerequisites | Construction Start | Construction End | Approved for Energization | Approved for Synchronization | Comment | Model Ready Date | Financial Security Required to fund Dist. Upgrades | Project ID | Withdrawal Date | Done Date | Study Cycle | Study Group | Study Phase | Service Type | Summer MW | Winter MW | Post GIA Status | Decision Point 1 ERIS MW | Decision Point 1 NRIS MW | Decision Point 2 ERIS MW | Decision Point 2 NRIS MW | Project Status | MFO | MW In Service | Capacity or Energy | Project (AC/DC) | Rights (MW) | Initial Study | Feasibility Study | System Impact Study | Facilities Study | Interim Interconnection Service Agreement | Wholesale Market Participation Agreement | Construction Service Agreement | Construction Service Agreement Status | Upgrade Construction Service Agreement | Upgrade Construction Service Agreement Status | Long-Term Firm Service Start Date | Long-Term Firm Service End Date | Test Energy Date | Withdrawn Remarks | Revised In Service Date | Actual In Service Date | Attachment Type | Alternate Project | Sliding Project | IFS Queue Number | Current Cluster | Cluster Group | Nearest Town or County | Cessation Date | Replacement Generator Commercial Op Date | MAX Summer MW | MAX Winter MW | Cause of Delay | Date Updated | Proposed Sync Date | SIS Complete | I39 | Optional Study | Availability of Studies | CY/FS Complete Date | Proposed COD
CAISO | MONTEZUMA (HIGH WINDS III) | 22 | 2003-11-18 | 2003-11-18 08:00 | ACTIVE | AMEND 39 |  | Wind Turbine | Storage |  |  | Wind Turbine | Battery |  |  | 38 | 38 |  | 38 |  |  |  |  | Partial Capacity | 50 | Off-Peak Deliverability | Group D | SOLANO | CA | PGAE | Northern | Birds Landing 230 kV | 2005-06-30 07:00 | 2024-04-01 07:00 |  |  | Complete | Complete |  | Executed
CAISO | TULE WIND | 32 | 2004-05-12 | 2004-05-24 07:00 | ACTIVE | Serial LGIP |  | Wind Turbine |  |  |  | Wind Turbine |  |  |  | 193.8 |  |  | 193.8 |  |  |  |  | Partial Capacity | 65.5 | Off-Peak Deliverability |  | SAN DIEGO | CA | SDGE | SDGE | Boulevard East Substation 138 kV | 2007-09-01 07:00 | 2027-12-31 08:00 |  | Waived | Complete | Complete |  | Executed
CAISO | FRESNO COGENERATION EXPANSION PROJECT | 61 | 2005-03-28 | 2005-03-30 08:00 | ACTIVE | AMEND 39 |  | Steam Turbine | Storage |  |  | Natural Gas | Battery |  |  | 73.27 | 18.5 |  | 73.27 | [6 empty] | Off-Peak Deliverability |  | FRESNO | CA | PGAE | Fresno | Helm-Kerman 70 kV Line | 2006-05-31 07:00 | 2023-02-28 08:00 |  |  | Complete | Complete |  | Executed
CAISO | LAKE ELSINORE ADVANCED PUMPED STORAGE PROJECT | 72 | 2005-04-26 | 2005-06-21 07:00 | ACTIVE | Serial LGIP |  | Storage |  |  |  | Pumped-Storage hydro |  |  |  | 500 |  |  | 500 |  |  |  |  | Full Capacity |  |  |  | RIVERSIDE | CA | SDGE | SDGE | Proposed Lee Lake Substation 500 kV | 2008-12-31 08:00 | 2028-12-31 08:00 |  | Waived | Complete | Re-Study |  | Executed
CAISO | BOTTLE ROCK POWER | 81 | 2005-09-13 | 2005-09-13 07:00 | ACTIVE | Serial LGIP |  | Steam Turbine | Storage |  |  | Geothermal | Battery |  |  | 9.435 | 47.4465 |  | 52.01 |  |  |  |  | Energy Only |  | Off-Peak Deliverability | Group A | LAKE | CA | PGAE | Kern | Geysers #17-Fulton 230 kV Line | 2006-09-01 07:00 | 2007-10-31 07:00 |  |  | Complete | Complete |  | Executed
CAISO | CPC WEST | 96 | 2006-02-15 | 2006-03-01 08:00 | ACTIVE | Serial LGIP |  | Wind Turbine | Storage |  |  | Wind Turbine | Battery |  |  | 600 | 150 |  | 600 |  |  | 4 |  |  |  | Off-Peak Deliverability |  | KERN | CA | SCE | Northern | Tehachapi Conceptual Substation #1 | 2009-12-31 08:00 | 2026-12-22 08:00 |  | Waived | Complete |  |  | Executed
CAISO | WINDSTAR I ALTERNATE | 100 | 2006-04-05 | 2006-04-05 07:00 | ACTIVE | Serial LGIP |  | Wind Turbine | Storage |  |  | Wind Turbine | Battery |  |  | 120 | 120 |  | 120 | [6 empty] | Off-Peak Deliverability |  | KERN | CA | SCE | Northern | Vincent Substation 230kV | 2007-12-31 08:00 | 2025-08-01 07:00 |  | Waived | Complete |  |  | Executed
CAISO | SANDSTORM WIND POWER | 138 | 2006-10-23 | 2006-10-23 07:00 | ACTIVE | Serial LGIP |  | Wind Turbine | Storage |  |  | Wind Turbine | Battery |  |  | 60 | 90 |  | 150 |  |  |  |  | Partial Capacity | 30.44 | Off-Peak Deliverability |  | RIVERSIDE | CA | SCE | Eastern | Devers Substation 220 kV | 2008-12-31 08:00 | 2030-02-01 08:00 |  | Waived | Complete | Complete |  | Executed
CAISO | DESERT SUNLIGHT PV I | 146 | 2006-11-16 | 2006-11-16 08:00 | ACTIVE | Serial LGIP |  | Photovoltaic | Storage |  |  | Solar | Battery |  |  | 250 | 230 |  | 250 |  |  |  |  | Partial Capacity | 65 | Off-Peak Deliverability |  | RIVERSIDE | CA | SCE | Eastern | Red Bluff Substation 230kV | 2008-12-01 08:00 | 2024-03-15 07:00 |  | Required | Complete | Complete |  | Executed
CAISO | DESERT SUNLIGHT PV II | 147 | 2006-11-16 | 2006-11-16 08:00 | ACTIVE | Serial LGIP |  | Photovoltaic | Storage |  |  | Solar | Battery |  |  | 300 | 230 |  | 300 |  |  |  |  | Partial Capacity | 65 | Off-Peak Deliverability |  | RIVERSIDE | CA | SCE | Eastern | Red Bluff Substation 230kV | 2010-02-01 08:00 | 2024-03-15 07:00 |  | Required | Complete | Complete |  | Executed
CAISO | MONTEZUMA II | 222 | 2007-05-23 | 2007-05-23 07:00 | ACTIVE | TC |  | Wind Turbine | Storage |  |  | Wind Turbine | Battery |  |  | 78 | 54 |  | 78 |  |  |  |  | Partial Capacity | 59 | Off-Peak Deliverability | Group D | SOLANO | CA | PGAE | Northern | Birds Landing 230 kV | 2010-12-31 08:00 | 2012-01-29 08:00 |  |  | Complete | Complete |  | Executed
CAISO | AMERICAN KINGS SOLAR | 272 | 2007-11-01 | 2007-11-01 07:00 | ACTIVE | TC |  | Photovoltaic | Storage |  |  | Solar | Battery |  |  | 123 | 73.8 |  | 123 |  |  |  |  | Full Capacity |  | Off-Peak Deliverability | Group A | KINGS | CA | PGAE | Fresno | Henrietta 70 kV | 2012-06-01 07:00 | 2024-05-01 07:00 |  |  | Complete | Complete |  | Executed
CAISO | ALTA VISTA SUNTOWER GENERATING STATION | 297 | 2008-01-18 | 2008-01-18 08:00 | ACTIVE | TC |  | Steam Turbine | Storage |  |  | Solar | Battery |  |  | 66 | 66 |  | 66 |  |  |  |  | Partial Capacity | 74.818 | Off-Peak Deliverability | Group D | LOS ANGELES | CA | SCE | Northern | Neenach-Bailey 66kV line | 2009-12-01 08:00 | 2025-04-15 07:00 |  |  | Complete | Complete |  | Executed
CAISO | LOS ESTEROS CRITICAL ENERGY FACILITY EXPANSION | 378 | 2008-05-28 | 2008-05-28 07:00 | ACTIVE | TC |  | Combined Cycle | Storage |  |  | Natural Gas | Battery |  |  | 120 | 3 |  | 120 |  |  |  |  | Full Capacity |  | Off-Peak Deliverability |  | SANTA CLARA | CA | PGAE | Northern | Los Esteros 115 kV | 2011-06-01 07:00 | 2023-09-01 07:00 |  |  | Complete | Complete |  | Executed
CAISO | SILVER STATE SOUTH SOLAR PROJECT | 467 | 2008-05-30 | 2008-06-02 07:00 | ACTIVE | TC |  | Steam Turbine | Storage |  |  | Solar | Battery |  |  | 230 | 200 |  | 230 |  |  |  |  | Full Capacity |  | Off-Peak Deliverability |  | CLARK | NV | SCE | EOP | Eldorado-Ivanpah 230kV line | 2012-08-01 07:00 | 2024-12-31 08:00 |  |  | Complete | Complete |  | Executed
CAISO | ROSAMOND WEST SOLAR | 506 | 2009-07-30 | 2009-07-31 07:00 | ACTIVE | C01 |  | Photovoltaic | Storage |  |  | Solar | Battery |  |  | 299.6 | 147.7 |  | 299.6 |  |  |  |  | Full Capacity |  | Off-Peak Deliverability |  | KERN | CA | SCE | Northern | Whirlwind Substation 230kV | 2015-07-31 07:00 | 2023-07-30 07:00 |  |  | Complete | Complete |  | Executed
CAISO | CROW CREEK SOLAR 1 (FKA: FRONTIER SOLAR 1) (FKA AS SCATEC WESTSIDE SOLAR RANCH I AND STANISLAUS PV - PHASE 1) | 539 | 2009-12-18 | 2009-12-18 08:00 | ACTIVE | SGIP |  | Photovoltaic | Storage |  |  | Solar | Battery |  |  | 20 | 20 |  | 20 |  |  |  |  | Energy Only |  | Off-Peak Deliverability |  | STANISLAUS | CA | PGAE |  | Salado-Newman #1 60kV Line | 2012-10-31 07:00 | 2016-06-30 07:00 |  |  | Facilities Study | SGIA |  | Executed
CAISO | KETTLEMAN SOLAR PROJECT (FKA KETTLEMAN SOLAR FARM) | 625 | 2010-05-14 | 2010-05-14 07:00 | ACTIVE | SGIP |  | Photovoltaic | Storage |  |  | Solar | Battery |  |  | 20 | 20 |  | 20 |  |  |  |  | Energy Only |  | Off-Peak Deliverability |  | KINGS | CA | PGAE | Fresno | Henrietta-Tulare Lake 70 kV | 2011-12-31 08:00 | 2025-04-01 07:00 |  |  | Facilities Study | SGIA |  | Executed
CAISO | APPARENT FIRST HYBRID | 653F | 2010-10-07 | 2010-10-13 07:00 | ACTIVE | SGIP-TC |  | Photovoltaic | Storage |  |  | Solar | Battery |  |  | 12 | 12.1 |  | 12 |  |  |  |  | Energy Only |  | Off-Peak Energy Only |  | YOLO | CA | PGAE | Northern | Woodland-Davis 115 kV Line | 2012-05-01 07:00 | 2022-05-30 07:00 |  |  | Complete | Complete |  | Executed
CAISO | EXCELSIOR SOLAR (FKA: BURFORD FIVE POINTS) | 678 | 2011-03-31 | 2011-03-31 07:00 | ACTIVE | C04 |  | Photovoltaic | Storage |  |  | Solar | Battery |  |  | 60 | 60 |  | 60 |  |  |  |  | Full Capacity |  | Off-Peak Deliverability |  | FRESNO | CA | PGAE | Fresno | Panoche-Schindler #1 and #2 115 kV Line | 2013-09-05 07:00 | 2024-12-20 08:00 |  |  | Complete | Complete |  | Executed
CAISO | COLUMBIA SOLAR ENERGY 2 FKA COLUMBIA SOLAR ENERGY II | 687 | 2011-03-31 | 2011-03-31 07:00 | ACTIVE | C04 |  | Photovoltaic | Storage |  |  | Solar | Battery |  |  | 20 | 20 |  | 20 |  |  |  |  | Full Capacity |  | Off-Peak Deliverability | Group D | CONTRA COSTA | CA | PGAE | Northern | Pittsburg-Kirker-Columbia Steel 115 kV Line | 2012-12-31 08:00 | 2025-06-01 07:00 |  |  | Complete | Complete |  | Executed
CAISO | LASSEN LODGE HYDROELECTRIC | 720 | 2011-03-31 | 2011-03-31 07:00 | ACTIVE | C04 |  | Hydro |  |  |  | Water |  |  |  | 4.5 |  |  | 4.5 |  |  |  |  | Energy Only |  |  |  | TEHAMA | CA | PGAE | Northern | Vota-South 60 kV | 2012-12-15 08:00 | 2024-10-16 07:00 |  |  | Complete | Complete |  | Executed
CAISO | REDWOOD SOLAR FARM | 744 | 2011-03-31 | 2011-03-31 07:00 | ACTIVE | C04 |  | Photovoltaic |  |  |  | Solar |  |  |  | 90 |  |  | 90 |  |  |  |  | Partial Capacity | 87 | Off-Peak Deliverability | Group D | KERN | CA | PGAE | Kern | Lamont 115 KV | 2014-07-01 07:00 | 2024-07-01 07:00 |  |  | Complete | Complete |  | Executed
CAISO | BIG SKY SOLAR | 768 | 2011-03-31 | 2011-03-31 07:00 | ACTIVE | C04 |  | Photovoltaic | Storage |  |  | Solar | Battery |  |  | 320 | 163.4 |  | 320 |  |  |  |  | Partial Capacity | 95 | Off-Peak Deliverability |  | LOS ANGELES | CA | SCE | Northern | Antelope Substation 230kV bus | 2014-12-31 08:00 | 2023-01-31 08:00 |  |  | Complete | Complete |  | Executed
CAISO | WRIGHT SOLAR | 779 | 2011-03-31 | 2011-03-31 07:00 | ACTIVE | C04 |  | Photovoltaic | Storage |  |  | Solar | Battery |  |  | 200 | 80 |  | 200 |  |  |  |  | Full Capacity |  | Off-Peak Deliverability |  | MERCED | CA | PGAE | Fresno | Los Banos-Panoche #1 230kV Line | 2014-01-06 08:00 | 2023-11-03 07:00 |  |  | Complete | Complete |  | Executed
CAISO | RUGGED SOLAR FARM | 789 | 2011-03-30 | 2011-03-31 07:00 | ACTIVE | C04 |  | Photovoltaic |  |  |  | Solar |  |  |  | 71.88 |  |  | 71.88 |  |  |  |  | Energy Only |  | Off-Peak Deliverability | Group B | SAN DIEGO | CA | SDGE | SDGE | Boulevard East Substation 69 kV | 2015-07-31 07:00 | 2025-04-01 07:00 |  |  | Complete | Complete |  | Executed
CAISO | STAGE COACH SOLAR | 897 | 2012-04-02 | 2012-04-02 07:00 | ACTIVE | C05 |  | Photovoltaic | Storage |  |  | Solar | Battery |  |  | 200 | 50 |  | 200 |  |  |  |  | Energy Only |  | Off-Peak Deliverability |  | SAN BERNARDINO | CA | SCE | NOL | Calcite Substation 220kV bus | 2016-12-01 08:00 | 2026-08-01 07:00 |  |  | Complete | Complete |  | Executed
CAISO | NORTHERN ORCHARD SOLAR | 946 | 2013-04-23 | 2013-04-30 07:00 | ACTIVE | C06 |  | Photovoltaic | Storage |  |  | Solar | Battery |  |  | 100 | 92 |  | 100 |  |  |  |  | Partial Capacity | 60 | Off-Peak Deliverability |  | KERN | CA | PGAE | Kern | Midway-Wheeler Ridge #2 230 kV Line | 2015-12-01 08:00 | 2024-07-31 07:00 |  |  | Complete | Complete |  | Executed
CAISO | SUNSHINE VALLEY SOLAR 1 | 993 | 2013-04-30 | 2013-04-30 07:00 | ACTIVE | C06 |  | Photovoltaic | Storage |  |  | Solar | Battery |  |  | 50 | 40 |  | 50 |  |  |  |  | Full Capacity |  | Off-Peak Deliverability |  | NYE | NV | VEA | EOP | Valley Substation 138 kV | 2016-12-31 08:00 | 2026-12-31 08:00 |  |  | Complete | Complete |  | Executed
CAISO | LASSEN LODGE HYDROELECTRIC 2 | 1002 | 2013-05-01 | 2013-04-30 07:00 | ACTIVE | C06 |  | Hydro |  |  |  | Water |  |  |  | 0.5 |  |  | 0.5 |  |  |  |  | Energy Only |  |  |  | TEHAMA | CA | PGAE | Northern | Volta-South 60 kV Line | 2015-11-15 08:00 | 2024-10-16 07:00 |  |  | Complete | Complete |  | Executed
CAISO | CHULA VISTA ENERGY CENTER 2 | 1045 | 2014-04-30 | 2014-04-30 07:00 | ACTIVE | C07 |  | Storage |  |  |  | Battery |  |  |  | 50 |  |  | 50 |  |  |  |  | Energy Only |  |  | Group D | SAN DIEGO | CA | SDGE | SDGE | Otay Substation 69 kV | 2019-11-01 07:00 | 2025-06-01 07:00 |  |  | Complete | Complete |  | Executed
CAISO | NORTH JOHNSON ENERGY CENTER | 1047 | 2014-04-30 | 2014-04-30 07:00 | ACTIVE | C07 |  | Storage |  |  |  | Battery |  |  |  | 50 |  |  | 50 |  |  |  |  | Energy Only |  |  | Group D | SAN DIEGO | CA | SDGE | SDGE | El Cajon Substation 69 kV | 2019-11-01 07:00 | 2026-04-01 07:00 |  |  | Complete | Complete |  | Executed
CAISO | ESCONDIDO ENERGY CENTER 2 | 1048 | 2014-04-30 | 2014-04-30 07:00 | ACTIVE | C07 |  | Storage |  |  |  | Battery |  |  |  | 50 |  |  | 50 |  |  |  |  | Energy Only |  |  | Group D | SAN DIEGO | CA | SDGE | SDGE | Escondido Substation 69 kV | 2019-11-01 07:00 | 2025-09-15 07:00 |  |  | Complete | Complete |  | Executed
CAISO | WHITE WING RANCH SOLAR | 1062 | 2014-04-30 | 2014-04-30 07:00 | ACTIVE | C07 |  | Photovoltaic | Storage |  |  | Solar | Battery |  |  | 200 | 200 |  | 200 |  |  |  |  | Energy Only |  | Off-Peak Deliverability |  | YUMA | AZ | SDGE | SDGE | Hoodoo Wash Switchyard 500 kV | 2018-12-31 08:00 | 2026-06-01 07:00 |  |  | Complete | Complete |  | Executed
CAISO | ARES NEVADA | 1064 | 2014-04-30 | 2014-04-30 07:00 | ACTIVE | C07 |  | Storage |  |  |  | Gravity via Rail |  |  |  | 44 |  |  | 44 |  |  |  |  | Energy Only |  |  |  | NYE | NV | GLW |  | Gamebird Substation 230 kV | 2017-01-01 08:00 | 2027-01-08 08:00 |  |  | Complete | Complete |  | Executed
CAISO | GASKELL WEST | 1074 | 2014-04-30 | 2014-04-30 07:00 | ACTIVE | C07 |  | Photovoltaic | Storage |  |  | Solar | Battery |  |  | 125 | 61.62 |  | 128.07 |  |  |  |  | Full Capacity |  | Off-Peak Deliverability |  | KERN | CA | SCE | Northern | Whirlwind Substation 220 kV | 2016-06-30 07:00 | 2026-12-02 08:00 |  |  | Complete | Complete |  | Executed
CAISO | WILLOW SPRINGS SOLAR 3 | 1076 | 2014-04-30 | 2014-04-30 07:00 | ACTIVE | C07 |  | Storage |  |  |  | Battery |  |  |  | 50 |  |  | 50 |  |  |  |  | Full Capacity |  | Off-Peak Deliverability |  | KERN | CA | SCE | Northern | Whirlwind Substation 230 kV | 2017-06-30 07:00 | 2026-06-01 07:00 |  |  | Complete | Complete |  | Executed
CAISO | ALTAMONT MIDWAY LTD | 1096 | 2015-02-24 | 2015-04-13 07:00 | ACTIVE | FT |  | Wind Turbine |  |  |  | Wind Turbine |  |  |  | 5 |  |  | 5 |  |  |  |  | Energy Only |  | Off-Peak Deliverability |  | ALAMEDA | CA | PGAE | Northern | Altamont Midway 230 kV | 2015-08-31 07:00 | 2025-04-28 07:00 | [5 empty] | Executed
CAISO | BEAR CANYON ENERGY STORAGE | 1097 | 2015-04-29 | 2015-04-30 07:00 | ACTIVE | C08 |  | Storage |  |  |  | Battery |  |  |  | 13.25 |  |  | 13 |  |  |  |  | Full Capacity |  |  |  | LAKE | CA | PGAE | Northern | Geysers #12-Fulton 230 kV Line | 2018-01-01 08:00 | 2024-03-15 07:00 |  |  | Complete | Complete |  | Executed
CAISO | FOUNTAIN WIND | 1106 | 2015-04-30 | 2015-04-30 07:00 | ACTIVE | C08 |  | Wind Turbine |  |  |  | Wind Turbine |  |  |  | 206 |  |  | 200 |  |  |  |  | Full Capacity |  | Off-Peak Deliverability |  | SHASTA | CA | PGAE | Northern | Pit 1-Cottonwood 230 kV Line | 2020-10-15 07:00 | 2027-09-15 07:00 |  |  | Complete | Complete |  | Executed
CAISO | ULTRAPOWER CHINESE STATION BESS | 1116 | 2015-04-30 | 2015-04-30 07:00 | ACTIVE | C08 |  | Storage |  |  |  | Battery |  |  |  | 10 |  |  | 10 |  |  |  |  | Full Capacity |  |  |  | TUOLUMNE | CA | PGAE | Northern | Melones-Curtis 115 kV Line | 2017-03-31 07:00 | 2024-06-30 07:00 |  |  | Complete | Complete |  | Executed
CAISO | LUNA VALLEY SOLAR | 1129 | 2015-04-30 | 2015-04-30 07:00 | ACTIVE | C08 |  | Photovoltaic | Storage |  |  | Solar | Battery |  |  | 204 | 168.5 |  | 200 |  |  |  |  | Full Capacity |  | Off-Peak Deliverability |  | FRESNO | CA | PGAE | Fresno | Tranquility 230 kV | 2018-12-31 08:00 | 2028-12-29 08:00 |  |  | Complete | Complete |  | Executed
CAISO | SCARLET | 1135 | 2015-04-29 | 2015-04-30 07:00 | ACTIVE | C08 |  | Photovoltaic | Storage |  |  | Solar | Battery |  |  | 400 | 400 |  | 400 |  |  |  |  | Full Capacity |  | Off-Peak Deliverability |  | FRESNO | CA | PGAE | Fresno | Tranquility 230 kV | 2018-12-31 08:00 | 2025-12-23 08:00 |  |  | Complete | Complete |  | Executed
CAISO | LAKE ALPAUGH BATTERY STORAGE | 1143 | 2015-04-29 | 2015-04-30 07:00 | ACTIVE | C08 |  | Storage |  |  |  | Battery |  |  |  | 10 |  |  | 10 |  |  |  |  | Full Capacity |  |  |  | TULARE | CA | PGAE | Kern | Corcoran-Olive 115 kV Line | 2017-12-31 08:00 | 2025-09-15 07:00 |  |  | Complete | Complete |  | Executed
CAISO | BIG ROCK SOLAR FARM | 1166 | 2015-04-30 | 2015-04-30 07:00 | ACTIVE | C08 |  | Storage |  |  |  | Battery |  |  |  | 200 |  |  | 200 |  |  |  |  | Partial Capacity | 87 | Off-Peak Deliverability | Group D | IMPERIAL | CA | SDGE | SDGE | Imperial Valley Substation 230 kV | 2020-06-01 07:00 | 2025-04-30 07:00 |  |  | Complete | Complete |  | Executed
CAISO | FALLBROOK ENERGY STORAGE | 1169 | 2015-04-30 | 2015-04-30 07:00 | ACTIVE | C08 |  | Storage |  |  |  | Battery |  |  |  | 69.6 |  |  | 69.6 |  |  |  |  | Full Capacity |  |  |  | SAN DIEGO | CA | SDGE | SDGE | Avocado Substation 69 kV | 2020-02-01 08:00 | 2023-04-25 07:00 |  |  | Complete | Complete |  | Executed
CAISO | GATEWAY ENERGY STORAGE | 1170 | 2015-04-30 | 2015-04-30 07:00 | ACTIVE | C08 |  | Storage |  |  |  | Battery |  |  |  | 250 |  |  | 250 |  |  |  |  | Full Capacity |  |  |  | SAN DIEGO | CA | SDGE | SDGE | Otay Mesa Switchyard 230 kV | 2018-09-01 07:00 | 2024-08-01 07:00 |  |  | Complete | Complete |  | Executed
CAISO | MCFARLAND SOLAR | 1171 | 2015-04-30 | 2015-04-30 07:00 | ACTIVE | C08 |  | Photovoltaic | Storage |  |  | Solar | Battery |  |  | 500 | 435 |  | 500 |  |  |  |  | Partial Capacity | 87 | Off-Peak Deliverability |  | YUMA | AZ | SDGE | SDGE | Hoodoo Wash Switchyard 500 kV | 2018-12-31 08:00 | 2025-02-03 08:00 |  |  | Complete | Complete |  | Executed
CAISO | LECONTE ENERGY STORAGE | 1175 | 2015-04-29 | 2015-04-30 07:00 | ACTIVE | C08 |  | Storage |  |  |  | Battery |  |  |  | 125 |  |  | 125 |  |  |  |  | Partial Capacity | 18 |  | Group 4a | IMPERIAL | CA | SDGE | SDGE | Imperial Valley Substation 230 kV | 2018-09-01 07:00 | 2026-06-01 07:00 |  |  | Complete | Complete |  | Executed
CAISO | QUARTZITE SOLAR 8 | 1198 | 2015-04-28 | 2015-04-30 07:00 | ACTIVE | C08 |  | Photovoltaic | Storage |  |  | Solar | Battery |  |  | 150 | 75 |  | 150 |  |  |  |  | Full Capacity |  | Off-Peak Deliverability |  | RIVERSIDE | CA | SCE | Eastern | Colorado River Substation 220kV | 2020-12-01 08:00 | 2024-12-21 08:00 |  |  | Complete | Complete |  | Executed
CAISO | ARATINA SOLAR CENTER 1 | 1204 | 2015-04-30 | 2015-04-30 07:00 | ACTIVE | C08 |  | Photovoltaic | Storage |  |  | Solar | Battery |  |  | 200 | 200 |  | 200 |  |  |  |  | Partial Capacity |  | Off-Peak Deliverability | Group A | SAN BERNARDINO | CA | SCE | NOL | Kramer Substation 230kV | 2020-06-01 07:00 | 2025-11-27 08:00 |  |  | Complete | Complete |  | Executed
CAISO | SIENNA SOLAR FARM | 1207 | 2015-04-30 | 2015-04-30 07:00 | ACTIVE | C08 |  | Photovoltaic | Storage |  |  | Solar | Battery |  |  | 200 | 200 |  | 200 |  |  |  |  | Partial Capacity | 93 | Off-Peak Deliverability | Group D | SAN BERNARDINO | CA | SCE | NOL | Calcite Substation 230kV | 2020-06-01 07:00 | 2027-01-28 08:00 |  |  | Complete | Complete |  | Executed
CAISO | ANTELOPE SOLAR 2 | 1208 | 2015-04-30 | 2015-04-30 07:00 | ACTIVE | C08 |  | Storage | Photovoltaic |  |  | Battery | Solar |  |  | 358.88 | 423 |  | 650 |  |  |  |  | Full Capacity |  | Off-Peak Deliverability |  | LOS ANGELES | CA | SCE | Northern | Antelope Substation 220kV | 2018-12-31 08:00 | 2025-11-27 08:00 |  |  | Complete | Complete |  | Executed
CAISO | ROSAMOND SOUTH EAST | 1211 | 2015-04-30 | 2015-04-30 07:00 | ACTIVE | C08 |  | Photovoltaic | Storage |  |  | Solar | Battery |  |  | 101.7 | 94 |  | 101.7 |  |  |  |  | Partial Capacity | 51.98 | Off-Peak Deliverability |  | KERN | CA | SCE | Northern | Whirlwind Substation 230kV | 2018-06-30 07:00 | 2024-10-30 07:00 |  |  | Complete | Complete |  | Executed
CAISO | GOLDEN FIELDS SOLAR | 1212 | 2015-04-30 | 2015-04-30 07:00 | ACTIVE | C08 |  | Photovoltaic | Storage |  |  | Solar | Battery |  |  | 101.7 | 95 |  | 101.7 |  |  |  |  | Partial Capacity | 52.24 | Off-Peak Deliverability |  | KERN | CA | SCE | Northern | Whirlwind Substation 230kV | 2018-06-30 07:00 | 2026-12-01 08:00 |  |  | Complete | Complete |  | Executed
CAISO | RABBITBRUSH SOLAR | 1215 | 2015-04-28 | 2015-04-30 07:00 | ACTIVE | C08 |  | Photovoltaic | Storage |  |  | Solar | Battery |  |  | 100 | 70 |  | 150 |  |  |  |  | Full Capacity |  | Off-Peak Deliverability |  | KERN | CA | SCE | Northern | Whirlwind Substation 230kV | 2019-12-31 08:00 | 2024-10-01 07:00 |  |  | Complete | Complete |  | Executed
CAISO | TUMBLEWEED ENERGY STORAGE 2 | 1217 | 2015-04-28 | 2015-04-30 07:00 | ACTIVE | C08 |  | Storage |  |  |  | Battery |  |  |  | 75 |  |  | 75 |  |  |  |  | Full Capacity |  | Off-Peak Deliverability |  | KERN | CA | SCE | Northern | Whirlwind Substation 230kV | 2019-12-31 08:00 | 2026-06-01 07:00 |  |  | Complete | Complete |  | Executed
CAISO | AGUA CALIENTE SOLAR 2 | 1222 | 2016-03-01 | 2016-03-08 08:00 | ACTIVE | ISP |  | Photovoltaic |  |  |  | Solar |  |  |  | 20 |  |  | 20 |  |  |  |  | Energy Only |  | Off-Peak Energy Only |  | MARICOPA | AZ | SDGE | SDGE | Hoodoo Wash Switchyard 500 kV | 2016-12-01 08:00 | 2016-12-01 08:00 |  |  | Complete | Complete |  | In Progress
CAISO | DAYLIGHT | 1223 | 2016-04-22 | 2016-05-02 07:00 | ACTIVE | C09 |  | Photovoltaic | Storage |  |  | Solar | Battery |  |  | 310.707 | 300 |  | 300 |  |  |  |  | Energy Only |  | Off-Peak Deliverability |  | KINGS | CA | PGAE | Fresno | Mustang 230 kV | 2020-12-31 08:00 | 2028-01-19 08:00 |  |  | Complete | Complete |  | Executed
CAISO | PLUOT | 1242 | 2016-05-03 | 2016-05-02 07:00 | ACTIVE | C09 |  | Photovoltaic | Storage |  |  | Solar | Battery |  |  | 254 | 225 |  | 246.4 |  |  |  |  | Full Capacity |  | Off-Peak Deliverability | Group B | KINGS | CA | PGAE | Fresno | Gates 230 kV | 2023-04-05 07:00 | 2024-03-08 08:00 |  |  | Complete | Complete |  | Executed
CAISO | POMEGRANATE | 1243 | 2016-05-03 | 2016-05-02 07:00 | ACTIVE | C09 |  | Photovoltaic | Storage |  |  | Solar | Battery |  |  | 254 | 225 |  | 249.7 |  |  |  |  | Full Capacity |  | Off-Peak Deliverability | Group A | KINGS | CA | PGAE | Fresno | Gates 230 kV | 2022-04-06 07:00 | 2025-12-20 08:00 |  |  | Complete | Complete |  | Executed
CAISO | PROXIMA SOLAR | 1244 | 2016-04-30 | 2016-05-02 07:00 | ACTIVE | C09 |  | Photovoltaic | Storage |  |  | Solar | Battery |  |  | 189.74 | 162 |  | 300 |  |  |  |  | Partial Capacity |  | Off-Peak Deliverability |  | STANISLAUS | CA | PGAE | Fresno | Fink 230 kV | 2020-03-10 07:00 | 2024-04-09 07:00 |  |  | Complete | Complete |  | Executed
CAISO | NORTHERN ORCHARD SOLAR 2 | 1259 | 2016-04-27 | 2016-05-02 07:00 | ACTIVE | C09 |  | Photovoltaic |  |  |  | Solar |  |  |  | 50 |  |  | 50 |  |  |  |  | Energy Only |  | Off-Peak Deliverability | Group B | KERN | CA | PGAE | Kern | Midway-Wheeler Ridge #2 230 kV Line | 2020-12-16 08:00 | 2024-07-31 07:00 |  |  | Complete | Complete |  | Executed
CAISO | KYAN SOLAR | 1260 | 2016-04-27 | 2016-05-02 07:00 | ACTIVE | C09 |  | Photovoltaic |  |  |  | Solar |  |  |  | 102 |  |  | 100 |  |  |  |  | Energy Only |  | Off-Peak Deliverability |  | KERN | CA | PGAE | Kern | Midway-Wheeler Ridge #2 230 kV Line | 2020-10-14 07:00 | 2027-10-01 07:00 |  |  | Complete | Complete |  | In Progress
CAISO | CORBY | 1270 | 2016-04-27 | 2016-05-02 07:00 | ACTIVE | C09 |  | Storage |  |  |  | Battery |  |  |  | 313.5 |  |  | 300 |  |  |  |  | Full Capacity |  |  |  | SOLANO | CA | PGAE | Northern | Vaca-Dixon 230 kV | 2020-12-01 08:00 | 2027-06-01 07:00 |  |  | Complete | Complete |  | Executed
CAISO | KOLA | 1275 | 2016-04-26 | 2016-05-02 07:00 | ACTIVE | C09 |  | Storage |  |  |  | Battery |  |  |  | 418 |  |  | 400 |  |  |  |  | Full Capacity |  |  |  | ALAMEDA | CA | PGAE | Northern | Tesla 230 kV | 2020-12-01 08:00 | 2025-04-01 07:00 |  |  | Complete | Complete |  | Executed
CAISO | MULQUEENEY RANCH WIND | 1277 | 2016-05-02 | 2016-05-02 07:00 | ACTIVE | C09 |  | Wind Turbine |  |  |  | Wind Turbine |  |  |  | 114 |  |  | 20 |  |  |  |  | Full Capacity |  | Off-Peak Deliverability |  | ALAMEDA | CA | PGAE | Northern | Tesla 230 kV | 2020-03-01 08:00 | 2024-11-30 08:00 |  |  | Complete | Complete |  | Executed
CAISO | MESQUITE SOLAR 4 | 1291 | 2016-04-28 | 2016-05-02 07:00 | ACTIVE | C09 |  | Storage | Photovoltaic |  |  | Battery | Solar |  |  | 20 | 300 |  | 300 |  |  |  |  | Full Capacity |  | Off-Peak Deliverability |  | MARICOPA | AZ | SDGE | SDGE | Hassayampa Common Bus 500 kV | 2023-04-28 07:00 | 2023-11-30 08:00 |  |  | Complete | Complete |  | Executed
CAISO | MARVEL | 1295 | 2016-04-26 | 2016-05-02 07:00 | ACTIVE | C09 |  | Storage |  |  |  | Battery |  |  |  | 405.85 |  |  | 400 |  |  |  |  | Full Capacity |  |  |  | RIVERSIDE | CA | SCE | Eastern | Devers Substation 230kV | 2022-04-01 07:00 | 2023-09-26 07:00 |  |  | Complete | Complete |  | Executed
CAISO | DAGGETT SOLAR 1 | 1312 | 2016-04-28 | 2016-05-02 07:00 | ACTIVE | C09 |  | Photovoltaic | Storage |  |  | Solar | Battery |  |  | 148.96 | 118.5 |  | 144 |  |  |  |  | Full Capacity |  | Off-Peak Deliverability |  | SAN BERNARDINO | CA | SCE | NOL | Coolwater Substation 115kV | 2020-06-30 07:00 | 2024-12-15 08:00 |  |  | Complete | Complete |  | Executed
CAISO | DAGGETT SOLAR 3 | 1314 | 2016-04-28 | 2016-05-02 07:00 | ACTIVE | C09 |  | Photovoltaic | Storage |  |  | Solar | Battery |  |  | 313.88 | 208 |  | 300 |  |  |  |  | Full Capacity |  | Off-Peak Deliverability |  | SAN BERNARDINO | CA | SCE | NOL | Kramer Substation 230kV | 2020-06-30 07:00 | 2023-08-06 07:00 |  |  | Complete | Complete |  | Executed
CAISO | WILLY 9 | 1319 | 2016-04-25 | 2016-05-02 07:00 | ACTIVE | C09 |  | Photovoltaic | Storage |  |  | Solar | Battery |  |  | 259.842 | 250 |  | 250 |  |  |  |  | Full Capacity |  | Off-Peak Deliverability |  | KERN | CA | SCE | Northern | Whirlwind Substation 230kV | 2020-12-31 08:00 | 2024-10-01 07:00 |  |  | Complete | Complete |  | Executed
CAISO | SOLAR STAR 3 | 1322 | 2016-04-25 | 2016-05-02 07:00 | ACTIVE | C09 |  | Storage | Photovoltaic |  |  | Battery | Solar |  |  | 24.95 | 25 |  | 24 |  |  |  |  | Full Capacity |  | Off-Peak Deliverability |  | KERN | CA | SCE | Northern | Whirlwind Substation 230kV | 2021-12-31 08:00 | 2024-11-30 08:00 |  |  | Complete | Complete |  | Executed
CAISO | SOLAR STAR 4 | 1323 | 2016-04-25 | 2016-05-02 07:00 | ACTIVE | C09 |  | Storage | Photovoltaic |  |  | Battery | Solar |  |  | 24.95 | 25.05 |  | 24 |  |  |  |  | Full Capacity |  | Off-Peak Deliverability |  | KERN | CA | SCE | Northern | Whirlwind Substation 230kV | 2021-12-31 08:00 | 2024-11-30 08:00 |  |  | Complete | Complete |  | Executed
CAISO | EDSAN 1 | 1324 | 2016-04-27 | 2016-05-02 07:00 | ACTIVE | C09 |  | Photovoltaic | Storage |  |  | Solar | Battery |  |  | 118 | 266 |  | 300 |  |  |  |  | Full Capacity |  | Off-Peak Deliverability |  | KERN | CA | SCE | Northern | Windhub Substation 230kV | 2019-12-31 08:00 | 2023-08-17 07:00 |  |  | Complete | Complete |  | Executed
CAISO | SAGEBRUSH SOLAR 2 | 1325 | 2016-04-27 | 2016-05-02 07:00 | ACTIVE | C09 |  | Storage |  |  |  | Battery |  |  |  | 179 |  |  | 179 |  |  |  |  | Full Capacity |  | Off-Peak Deliverability | Group A | KERN | CA | SCE | Northern | Vincent Substation 230kV | 2019-12-31 08:00 | 2024-07-01 07:00 |  |  | Complete | Complete |  | Executed
CAISO | CYCLONE SOLAR | 1327 | 2016-04-29 | 2016-05-02 07:00 | ACTIVE | C09 |  | Photovoltaic | Storage |  |  | Solar | Battery |  |  | 57.95 | 52 |  | 56.87 |  |  |  |  | Partial Capacity | 51.24 | Off-Peak Deliverability |  | KERN | CA | SCE | Northern | Whirlwind Substation 230kV | 2019-07-01 07:00 | 2024-11-01 07:00 |  |  | Complete | Complete |  | Executed
CAISO | PASTORIA SOLAR | 1335 | 2016-05-02 | 2016-05-02 07:00 | ACTIVE | C09 |  | Photovoltaic | Storage |  |  | Solar | Battery |  |  | 106.875 | 80 |  | 105.2 |  |  |  |  | Partial Capacity | 77 | Off-Peak Deliverability |  | KERN | CA | SCE | Northern | Pastoria Substation 230kV | 2019-09-01 07:00 | 2024-10-01 07:00 |  |  | Complete | Complete |  | Executed
CAISO | TAHOE | 1339 | 2016-04-29 | 2016-05-02 07:00 | ACTIVE | C09 |  | Storage |  |  |  | Battery |  |  |  | 300 |  |  | 300 |  |  |  |  | Partial Capacity | 93 | Off-Peak Deliverability |  | CLARK | NV | SCE | EOP | SCE owned Eldorado Bus 230kV | 2019-07-31 07:00 | 2026-05-01 07:00 |  |  | Complete | Complete |  | Executed
CAISO | YELLOW PINE 2 | 1341 | 2016-04-26 | 2016-05-02 07:00 | ACTIVE | C09 |  | Photovoltaic | Storage |  |  | Solar | Battery |  |  | 250 | 150 |  | 250 |  |  |  |  | Full Capacity |  | Off-Peak Deliverability |  | CLARK | NV | GLW |  | Crazy Eyes Substation 230 kV | 2019-12-01 08:00 | 2024-04-20 07:00 |  |  | Complete | Complete |  | Executed
CAISO | ROCCASECCA BESS | 1347 | 2016-05-02 | 2016-05-02 07:00 | ACTIVE | C09 |  | Wind Turbine | Storage |  |  | Wind Turbine | Battery |  |  | 310 | 95 |  | 303 |  |  |  |  | Partial Capacity | 0 | Off-Peak Deliverability |  | CLARK | NV | GLW |  | Sloan Canyon Switching Station 230kV | 2019-07-31 07:00 | 2025-07-31 07:00 |  |  | Complete | Complete |  | Executed
CAISO | ARAMIS POWER PLANT | 1349 | 2017-04-28 | 2017-05-01 07:00 | ACTIVE | C10 |  | Photovoltaic | Storage |  |  | Solar | Battery |  |  | 101.4 | 101.3 |  | 100 |  |  |  |  | Full Capacity |  | Off-Peak Deliverability | Group 2 | ALAMEDA | CA | PGAE | Northern | Cayetano 230 kV | 2020-12-31 08:00 | 2025-12-31 08:00 |  |  | Complete | Complete |  | Executed
CAISO | PAULSELL SOLAR ENERGY CENTER | 1350 | 2017-05-01 | 2017-05-01 07:00 | ACTIVE | C10 |  | Photovoltaic | Storage |  |  | Solar | Battery |  |  | 20 | 20 |  | 20 |  |  |  |  | Partial Capacity | 70 | Off-Peak Deliverability |  | STANISLAUS | CA | PGAE | Northern | Crow Creek 60 kV | 2019-12-31 08:00 | 2024-05-10 07:00 |  |  | Complete | Complete |  | Executed
CAISO | SAND HILL C | 1363 | 2017-04-29 | 2017-05-01 07:00 | ACTIVE | C10 |  | Wind Turbine |  |  |  | Wind Turbine |  |  |  | 84.25 |  |  | 80.8 |  |  |  |  | Full Capacity |  | Off-Peak Deliverability |  | ALAMEDA | CA | PGAE | Northern | Delta Switching Yard-Tesla 230 kV Line | 2019-12-31 08:00 | 2025-04-28 07:00 |  |  | Complete | Complete |  | Executed
CAISO | WEST FORD FLAT ENERGY STORAGE | 1367 | 2017-04-28 | 2017-05-01 07:00 | ACTIVE | C10 |  | Storage |  |  |  | Battery |  |  |  | 26.25 |  |  | 25 |  |  |  |  | Full Capacity |  |  |  | LAKE | CA | PGAE | Northern | Fulton 230 kV | 2020-01-01 08:00 | 2024-03-15 07:00 |  |  | Complete | Complete |  | Executed
CAISO | GONZAGA WIND FARM | 1378 | 2017-04-27 | 2017-05-01 07:00 | ACTIVE | C10 |  | Wind Turbine |  |  |  | Wind Turbine |  |  |  | 80 |  |  | 76.35 |  |  |  |  | Full Capacity |  | Off-Peak Deliverability | Group 2 | MERCED | CA | PGAE | Fresno | Los Banos 70 kV | 2020-10-09 07:00 | 2026-03-31 07:00 |  |  | Complete | Complete |  | Executed
CAISO | HEARTLAND 1 | 1379 | 2017-04-26 | 2017-05-01 07:00 | ACTIVE | C10 |  | Photovoltaic |  |  |  | Solar |  |  |  | 156.04 |  |  | 150 |  |  |  |  | Energy Only |  | Off-Peak Deliverability |  | FRESNO | CA | PGAE | Fresno | Tranquility 230 kV | 2021-09-01 07:00 | 2028-06-30 07:00 |  |  | Complete | Complete |  | Executed
CAISO | HEARTLAND 2 | 1380 | 2017-04-26 | 2017-05-01 07:00 | ACTIVE | C10 |  | Photovoltaic |  |  |  | Solar |  |  |  | 156.05 |  |  | 150 |  |  |  |  | Energy Only |  | Off-Peak Deliverability |  | FRESNO | CA | PGAE | Fresno | Tranquility 230 kV | 2021-09-01 07:00 | 2028-06-30 07:00 |  |  | Complete | Complete |  | Executed
CAISO | LAS CAMAS 1 | 1382 | 2017-04-29 | 2017-05-01 07:00 | ACTIVE | C10 |  | Photovoltaic | Storage |  |  | Solar | Battery |  |  | 102.5 | 100 |  | 100 |  |  | 100 |  | Partial Capacity | 10 | Off-Peak Energy Only | Group D | MERCED | CA | PGAE | Fresno | Los Banos 230 kV | 2021-11-30 08:00 | 2025-05-07 07:00 |  |  | Complete | Complete |  | Executed
CAISO | REDUX SOLAR | 1389 | 2017-05-01 | 2017-05-01 07:00 | ACTIVE | C10 |  | Photovoltaic | Storage |  |  | Solar | Battery |  |  | 128.24 | 30 |  | 125 |  |  |  |  | Full Capacity |  | Off-Peak Deliverability | Group 2b | FRESNO | CA | PGAE | Fresno | Gates 230 kV | 2020-12-30 08:00 | 2024-12-15 08:00 |  |  | Complete | Complete |  | Executed
CAISO | SONRISA | 1391 | 2017-04-29 | 2017-05-01 07:00 | ACTIVE | C10 |  | Photovoltaic | Storage |  |  | Solar | Battery |  |  | 205.1 | 184 |  | 200 |  |  |  |  | Partial Capacity | 46 | Off-Peak Deliverability | Group 1 | FRESNO | CA | PGAE | Fresno | Tranquility 230 kV | 2021-11-30 08:00 | 2025-12-31 08:00 |  |  | Complete | Complete |  | Executed
CAISO | DRIFTWOOD STELLA | 1394 | 2017-04-29 | 2017-05-01 07:00 | ACTIVE | C10 |  | Photovoltaic | Storage |  |  | Solar | Battery |  |  | 207.4 | 184 |  | 200 |  |  |  |  | Energy Only |  | Off-Peak Deliverability | Group D | KERN | CA | PGAE | Kern | Midway 115 kV | 2021-11-30 08:00 | 2026-11-01 07:00 |  |  | Complete | Complete |  | Executed
CAISO | SANDRINI SOL 1 | 1397 | 2017-04-29 | 2017-05-01 07:00 | ACTIVE | C10 |  | Photovoltaic | Storage |  |  | Solar | Battery |  |  | 104.16 | 92 |  | 100 |  |  |  |  | Partial Capacity | 62 | Off-Peak Deliverability |  | KERN | CA | PGAE | Kern | Wheeler Ridge 70 kV | 2021-11-30 08:00 | 2025-12-31 08:00 |  |  | Complete | Complete |  | Executed
CAISO | SANDRINI SOL 2 | 1398 | 2017-04-29 | 2017-05-01 07:00 | ACTIVE | C10 |  | Photovoltaic |  |  |  | Solar |  |  |  | 205.1 |  |  | 200 |  |  |  |  | Full Capacity |  | Off-Peak Deliverability | Group 1 | KERN | CA | PGAE | Kern | Wheeler Ridge 230 kV | 2021-11-30 08:00 | 2024-07-15 07:00 |  |  | Complete | Complete |  | Executed
CAISO | ATLAS COMPLEX | 1402 | 2017-04-28 | 2017-05-01 07:00 | ACTIVE | C10 |  | Storage | Photovoltaic |  |  | Battery | Solar |  |  | 1920 | 3200 |  | 3200 |  |  |  |  | Partial Capacity | 30.7 | Off-Peak Deliverability | Group D | LA PAZ | AZ | DCRT | Eastern | Delaney-Colorado River 500 kV Line | 2020-12-31 08:00 | 2027-10-31 07:00 |  |  | Complete | Complete |  | Executed
CAISO | ATHOS POWER PLANT | 1405 | 2017-04-28 | 2017-05-01 07:00 | ACTIVE | C10 |  | Photovoltaic | Storage |  |  | Solar | Battery |  |  | 458 | 450 |  | 450 |  |  |  |  | Partial Capacity | 10.6 | Off-Peak Deliverability |  | RIVERSIDE | CA | SCE | Eastern | Red Bluff Substation 230kV | 2020-12-31 08:00 | 2025-05-01 07:00 |  |  | Complete | Complete |  | Executed
CAISO | BALDY MESA | 1413 | 2017-04-29 | 2017-05-01 07:00 | ACTIVE | C10 |  | Storage | Photovoltaic |  |  | Battery | Solar |  |  | 110.04 | 110.04 |  | 100 |  |  |  |  | Full Capacity |  | Off-Peak Deliverability |  | SAN BERNARDINO | CA | SCE | NOL | Roadway Substation 115kV bus | 2020-12-31 08:00 | 2025-02-03 08:00 |  |  | Complete | Complete |  | Executed
CAISO | CAMINO SOLAR | 1419 | 2017-04-27 | 2017-05-01 07:00 | ACTIVE | C10 |  | Photovoltaic | Storage |  |  | Solar | Battery |  |  | 44.88 | 13.4 |  | 54.28 |  |  |  |  | Full Capacity |  | Off-Peak Deliverability |  | KERN | CA | SCE | Northern | Whirlwind Substation 230kV | 2020-08-15 07:00 | 2024-03-01 08:00 |  |  | Complete | Complete |  | Executed
CAISO | EDSAN 2 | 1424 | 2017-04-28 | 2017-05-01 07:00 | ACTIVE | C10 |  | Photovoltaic | Storage |  |  | Solar | Battery |  |  | 357 | 196 |  | 500 |  |  |  |  | Full Capacity |  | Off-Peak Deliverability |  | KERN | CA | SCE | Northern | Windhub Substation 230kV | 2020-12-31 08:00 | 2023-08-17 07:00 |  |  | Complete | Complete |  | Executed
CAISO | MOUNT LAGUNA WIND 2 | 1429 | 2017-04-28 | 2017-05-01 07:00 | ACTIVE | C10 |  | Wind Turbine |  |  |  | Wind Turbine |  |  |  | 400 |  |  | 400 |  |  |  |  | Energy Only |  | Off-Peak Deliverability |  | SAN DIEGO | CA | SDGE | SDGE | Suncrest - Ocotillo 500 kV Line | 2020-06-01 07:00 | 2031-02-05 08:00 |  |  | Complete | Complete |  | Executed
CAISO | STARLIGHT SOLAR | 1432 | 2017-05-01 | 2017-05-01 07:00 | ACTIVE | C10 |  | Photovoltaic | Storage |  |  | Solar | Battery |  |  | 20 | 17.4 |  | 20 |  |  |  |  | Partial Capacity | 87 | Off-Peak Deliverability |  | SAN DIEGO | CA | SDGE |  | Boulevard East Substation 69 kV | 2020-06-01 07:00 | 2025-04-30 07:00 |  |  | Complete | Complete |  | Executed
CAISO | VIKTORIA SOLAR | 1435 | 2017-04-24 | 2017-05-01 07:00 | ACTIVE | C10 |  | Photovoltaic | Storage |  |  | Solar | Battery |  |  | 250 | 250 |  | 250 |  |  |  |  | Energy Only |  | Off-Peak Deliverability |  | YUMA | AZ | SDGE | SDGE | Hoodoo Wash Switchyard 500 kV | 2020-12-31 08:00 | 2026-03-06 08:00 |  |  | Complete | Complete |  | Executed
CAISO | AJO POWER BANK | 1442 | 2018-04-05 | 2018-04-16 07:00 | ACTIVE | C11 |  | Storage |  |  |  | Battery |  |  |  | 124.3 |  |  | 120 |  |  |  |  | Full Capacity |  |  |  | SANTA CLARA | CA | PGAE | Northern | Llagas-Gilroy Foods 115 kV line | 2020-12-01 08:00 | 2028-01-01 08:00 |  |  | Complete | Complete |  | Executed
CAISO | ANGELA | 1443 | 2018-04-13 | 2018-04-16 07:00 | ACTIVE | C11 |  | Photovoltaic | Storage |  |  | Solar | Battery |  |  | 40 | 20 |  | 40 |  |  |  |  | Full Capacity |  | Off-Peak Deliverability | Group 2a | TULARE | CA | PGAE | Kern | Olive 115 kV | 2021-11-30 08:00 | 2024-12-30 08:00 |  |  | Complete | Complete |  | Executed
CAISO | SALOON ENERGY STORAGE | 1444 | 2018-04-04 | 2018-04-16 07:00 | ACTIVE | C11 |  | Storage |  |  |  | Battery |  |  |  | 150 |  |  | 150 |  |  |  |  | Partial Capacity | 54 | Off-Peak Deliverability |  | COLUSA | CA | PGAE | Northern | Cortina 115 kV | 2022-12-01 08:00 | 2027-07-13 07:00 |  |  | Complete | Complete |  | Executed
CAISO | HUMMINGBIRD ENERGY STORAGE | 1454 | 2018-04-09 | 2018-04-16 07:00 | ACTIVE | C11 |  | Storage |  |  |  | Battery |  |  |  | 75 |  |  | 75 |  |  |  |  | Full Capacity |  |  | Group 1a | SANTA CLARA | CA | PGAE | Northern | Metcalf 115 kV | 2020-12-31 08:00 | 2023-05-01 07:00 |  |  | Complete | Complete |  | Executed
CAISO | JANUS | 1455 | 2018-04-12 | 2018-04-16 07:00 | ACTIVE | C11 |  | Storage | Photovoltaic |  |  | Battery | Solar |  |  | 80 | 83.54 |  | 80 |  |  |  |  | Full Capacity |  | Off-Peak Deliverability |  | COLUSA | CA | PGAE | Northern | Cortina 60 kV | 2021-12-31 08:00 | 2026-06-01 07:00 |  |  | Complete | Complete |  | Executed
CAISO | LAS CAMAS 3 | 1456 | 2018-04-10 | 2018-04-16 07:00 | ACTIVE | C11 |  | Photovoltaic | Storage |  |  | Solar | Battery |  |  | 102.5 | 100 |  | 100 |  |  | 100 |  | Partial Capacity | 10 | Off-Peak Energy Only | Group D | MERCED | CA | PGAE | Fresno | Los Banos 230 kV | 2022-11-30 08:00 | 2025-08-30 07:00 |  |  | Complete | Complete |  | Executed
CAISO | MILPA POWER BANK | 1457 | 2018-04-09 | 2018-04-16 07:00 | ACTIVE | C11 |  | Storage |  |  |  | Battery |  |  |  | 3 |  |  | 3 |  |  |  |  | Full Capacity |  |  |  | SANTA CLARA | CA | PGAE | Northern | Los Esteros 115 kV | 2020-12-01 08:00 | 2025-04-29 07:00 |  |  | Complete | Complete
CAISO | MULQUEENEY RANCH WIND 2 | 1459 | 2018-04-12 | 2018-04-16 07:00 | ACTIVE | C11 |  | Wind Turbine |  |  |  | Wind Turbine |  |  |  | 62.5 |  |  | 60 |  |  |  |  | Full Capacity |  | Off-Peak Deliverability | Group 2b | ALAMEDA | CA | PGAE | Northern | Tesla 230 kV | 2021-12-15 08:00 | 2024-11-30 08:00 |  |  | Complete | Complete |  | Executed
CAISO | RECLAIMED WIND | 1461 | 2018-04-04 | 2018-04-16 07:00 | ACTIVE | C11 |  | Storage |  |  |  | Battery |  |  |  | 114.4 |  |  | 90.7 |  |  |  |  | Partial Capacity | 53 | Off-Peak Deliverability | Group 3 | ALAMEDA | CA | PGAE | Northern | Kelso-Tesla Tap 230 kV | 2020-12-31 08:00 | 2025-04-04 07:00 |  |  | Complete | Complete |  | Executed
CAISO | SOLANO 4 WIND | 1463 | 2018-04-04 | 2018-04-16 07:00 | ACTIVE | C11 |  | Wind Turbine |  |  |  | Wind Turbine |  |  |  | 92.354 |  |  | 90.8 |  |  |  |  | Full Capacity |  | Off-Peak Deliverability | Group 1 | SOLANO | CA | PGAE | Northern | Birds Landing 230 kV | 2023-03-31 07:00 | 2025-05-31 07:00 |  |  | Complete | Complete |  | Executed
CAISO | CABALLERO STORAGE | 1470 | 2018-04-13 | 2018-04-16 07:00 | ACTIVE | C11 |  | Storage |  |  |  | Battery |  |  |  | 106.2 |  |  | 99.7 |  |  |  |  | Full Capacity |  |  | Group 2a | SAN LUIS OBISPO | CA | PGAE | Kern | Mesa 230 kV | 2021-12-01 08:00 | 2024-11-15 08:00 |  |  | Complete | Complete |  | Executed
CAISO | KEY STORAGE 1 | 1479 | 2018-04-11 | 2018-04-16 07:00 | ACTIVE | C11 |  | Storage |  |  |  | Battery |  |  |  | 309.3 |  |  | 300.1 |  |  |  |  | Full Capacity |  |  | Group 3 | FRESNO | CA | PGAE | Fresno | Gates 500 kV | 2022-12-01 08:00 | 2025-10-01 07:00 |  |  | Complete | Complete |  | Executed
CAISO | PANOCHE ENERGY CENTER C11 | 1484 | 2018-04-10 | 2018-04-16 07:00 | ACTIVE | C11 |  | Gas Turbine |  |  |  | Natural Gas |  |  |  | 63 |  |  | 63 |  |  |  |  | Partial Capacity | 41 |  |  | FRESNO | CA | PGAE | Fresno | Panoche 230 kV | 2020-07-01 07:00 | 2022-06-30 07:00 |  |  | Complete | Complete
CAISO | TEPONA OFF-SHORE WIND | 1491 | 2018-04-14 | 2018-04-16 07:00 | ACTIVE | C11 |  | Wind Turbine |  |  |  | Wind Turbine |  |  |  | 161.925 |  |  | 156 |  |  |  |  | Energy Only |  | Off-Peak Energy Only | Group 3 | HUMBOLDT | CA | PGAE | Northern | Humboldt 115 kV | 2024-10-01 07:00 | 2026-03-01 08:00 |  |  | Complete | Complete
CAISO | AZALEA | 1493 | 2018-04-16 | 2018-04-16 07:00 | ACTIVE | C11 |  | Photovoltaic | Storage |  |  | Solar | Battery |  |  | 61.3 | 38 |  | 60 |  |  |  |  | Partial Capacity | 92 | Off-Peak Deliverability |  | KERN | CA | PGAE | Kern | Arco 70 kV | 2022-11-01 07:00 | 2025-03-09 08:00 |  |  | Complete | Complete |  | Executed
CAISO | CHALAN SOLAR | 1495 | 2018-04-13 | 2018-04-16 07:00 | ACTIVE | C11 |  | Storage | Photovoltaic |  |  | Battery | Solar |  |  | 25.2 | 66.6 |  | 64.9 |  |  |  |  | Full Capacity |  | Off-Peak Deliverability | Group 1a | KERN | CA | PGAE | Kern | Arco 230 kV | 2021-12-01 08:00 | 2024-09-30 07:00 |  |  | Complete | Complete |  | Executed
CAISO | DESCENDANT RANCH 1 | 1496 | 2018-04-11 | 2018-04-16 07:00 | ACTIVE | C11 |  | Storage | Photovoltaic |  |  | Battery | Solar |  |  | 510 | 513.5 |  | 500 |  |  |  |  | Partial Capacity | 9.6 | Off-Peak Deliverability | Group 1b | COLUSA | CA | PGAE | Northern | Delevan 230 kV | 2023-12-01 08:00 | 2025-06-21 07:00 |  |  | Complete | Complete |  | Executed
CAISO | JASMINE | 1499 | 2018-04-16 | 2018-04-16 07:00 | ACTIVE | C11 |  | Photovoltaic | Storage |  |  | Solar | Battery |  |  | 71.161 | 70 |  | 70 |  |  |  |  | Partial Capacity | 92 | Off-Peak Deliverability |  | KERN | CA | PGAE | Kern | Lakeview 70 kV | 2022-11-01 07:00 | 2026-08-31 07:00 |  |  | Complete | Complete |  | Executed
CAISO | PROSPECT ENERGY STORAGE | 1507 | 2018-04-16 | 2018-04-16 07:00 | ACTIVE | C11 |  | Storage |  |  |  | Battery |  |  |  | 58.75 |  |  | 49.9 |  |  |  |  | Full Capacity |  |  | Group 1 | SACRAMENTO | CA | PGAE | Northern | Gold Hill 60 kV | 2022-06-01 07:00 | 2026-03-31 07:00 | Suspended |  | Complete | Complete |  | Executed
CAISO | BELLEFIELD SOLAR FARM | 1510 | 2018-04-16 | 2018-04-16 07:00 | ACTIVE | C11 |  | Photovoltaic | Storage |  |  | Solar | Battery |  |  | 500 | 500 |  | 500 |  |  |  |  | Full Capacity |  | Off-Peak Deliverability | Group 3 | KERN | CA | SCE | Northern | Windhub Substation 230kV | 2022-10-01 07:00 | 2024-10-02 07:00 |  |  | Complete | Complete |  | Executed
CAISO | REXFORD SOLAR FARM | 1516 | 2018-04-16 | 2018-04-16 07:00 | ACTIVE | C11 |  | Photovoltaic | Storage |  |  | Solar | Battery |  |  | 300 | 240 |  | 300 |  |  |  |  | Full Capacity |  | Off-Peak Deliverability | Group 3 | TULARE | CA | SCE | Northern | Vestal Substation 230kV | 2022-10-01 07:00 | 2024-12-20 08:00 |  |  | Complete | Complete |  | Executed
CAISO | SANBORN SOLAR 2 | 1518 | 2018-04-13 | 2018-04-16 07:00 | ACTIVE | C11 |  | Photovoltaic | Storage |  |  | Solar | Battery |  |  | 236 | 382 |  | 500 |  |  |  |  | Partial Capacity |  | Off-Peak Deliverability |  | KERN | CA | SCE | Northern | Windhub Substation 230kV | 2022-12-31 08:00 | 2023-12-01 08:00 |  |  | Complete | Complete |  | Executed
CAISO | BALDY MESA 2 | 1519 | 2018-04-15 | 2018-04-16 07:00 | ACTIVE | C11 |  | Photovoltaic | Storage |  |  | Solar | Battery |  |  | 110.88 | 49.9 |  | 100 |  |  |  |  | Full Capacity |  | Off-Peak Deliverability | Group 2 | SAN BERNARDINO | CA | SCE | NOL | Roadway Substation 115kV | 2021-12-15 08:00 | 2025-02-03 08:00 |  |  | Complete | Complete |  | Executed
CAISO | ARIDA SOLAR FARM | 1522 | 2018-04-16 | 2018-04-16 07:00 | ACTIVE | C11 |  | Storage | Photovoltaic |  |  | Battery | Solar |  |  | 370 | 370 |  | 370 |  |  |  |  | Full Capacity |  | Off-Peak Deliverability |  | CLARK | NV | SCE | EOP | Mohave Substation 500kV | 2022-10-01 07:00 | 2027-09-15 07:00 |  |  | Complete | Complete
CAISO | QUARTZITE SOLAR 11 | 1526 | 2018-04-11 | 2018-04-16 07:00 | ACTIVE | C11 |  | Storage | Photovoltaic |  |  | Battery | Solar |  |  | 75 | 155.43 |  | 150 |  |  |  |  | Full Capacity |  | Off-Peak Deliverability | Group 2 | RIVERSIDE | CA | SCE | Eastern | Colorado River Substation 230kV | 2022-12-30 08:00 | 2024-12-21 08:00 |  |  | Complete | Complete |  | Executed
CAISO | WINDY WASH SOLAR | 1528 | 2018-04-13 | 2018-04-16 07:00 | ACTIVE | C11 |  | Photovoltaic |  |  |  | Solar |  |  |  | 79 |  |  | 79 |  |  |  |  | Energy Only |  | Off-Peak Deliverability |  | RIVERSIDE | CA | SCE | Eastern | Devers Substation 220kV | 2021-06-30 07:00 | 2022-12-31 08:00 |  |  | Complete | Complete
CAISO | CENTENNIAL FLATS | 1529 | 2018-04-17 | 2018-04-16 07:00 | ACTIVE | C11 |  | Photovoltaic | Storage |  |  | Solar | Battery |  |  | 500 | 267.35 |  | 500 |  |  |  |  | Partial Capacity | 83.46 | Off-Peak Deliverability |  | LA PAZ | AZ | DCRT | Eastern | Delaney-Colorado River 500 kV Line | 2022-12-15 08:00 | 2025-06-22 07:00 |  |  | Complete | Complete |  | Executed
CAISO | BATERIA DEL SUR | 1531 | 2018-04-16 | 2018-04-16 07:00 | ACTIVE | C11 |  | Storage |  |  |  | Battery |  |  |  | 350 |  |  | 350 |  |  |  |  | Partial Capacity | 37 |  | Group 3 | IMPERIAL | CA | SDGE | SDGE | Imperial Valley Substation 230 kV | 2022-05-01 07:00 | 2025-04-15 07:00 |  |  | Complete | Complete |  | Executed
CAISO | KETTLE SOLAR ONE | 1532 | 2018-04-16 | 2018-04-16 07:00 | ACTIVE | C11 |  | Photovoltaic | Storage |  |  | Solar | Battery |  |  | 90 | 90 |  | 90 |  |  |  |  | Full Capacity |  | Off-Peak Deliverability |  | SAN DIEGO | CA | SDGE | SDGE | Carrizo Gorge Switchyard 138 kV | 2020-12-01 08:00 | 2026-10-31 07:00 |  |  | Complete | Complete |  | Executed
CAISO | VULCAN | 1534 | 2018-04-11 | 2018-04-16 07:00 | ACTIVE | C11 |  | Storage | Photovoltaic |  |  | Battery | Solar |  |  | 28.8 | 225 |  | 250 |  |  |  |  | Energy Only |  | Off-Peak Deliverability | Group A | MARICOPA | AZ | SDGE | SDGE | Hassayampa Common Bus 500 kV | 2021-05-01 07:00 | 2023-12-15 08:00 |  |  | Complete | Complete
CAISO | IRVING STORAGE | 1539 | 2019-03-05 | 2019-05-07 07:00 | ACTIVE | ISP |  | Storage |  |  |  | Battery |  |  |  | 782.79 |  |  | 750 |  |  |  |  | Full Capacity |  |  |  | MONTEREY | CA | PGAE | Northern | Moss Landing 500 kV | 2022-12-01 08:00 | 2025-11-30 08:00 |  |  | Complete | Complete |  | Executed
CAISO | TANAGER STORAGE | 1550 | 2019-04-02 | 2019-04-15 07:00 | ACTIVE | C12 |  | Storage |  |  |  | Battery |  |  |  | 200 |  |  | 200 |  |  |  |  | Full Capacity |  |  | Group 2 | SANTA CLARA | CA | PGAE | Northern | Los Esteros 230 kV | 2023-06-30 07:00 | 2025-04-01 07:00 |  |  | Complete | Complete |  | Executed
CAISO | CORMORANT STORAGE | 1552 | 2019-04-02 | 2019-04-15 07:00 | ACTIVE | C12 |  | Storage |  |  |  | Battery |  |  |  | 250 |  |  | 250 |  |  |  |  | Full Capacity |  |  | Group 2 | SAN FRANCISCO | CA | PGAE | Northern | Martin 115 kV | 2023-06-30 07:00 | 2025-03-14 07:00 |  |  | Complete | Complete |  | Executed
CAISO | JEWELFLOWER STORAGE | 1553 | 2019-04-05 | 2019-04-15 07:00 | ACTIVE | C12 |  | Storage |  |  |  | Battery |  |  |  | 354.88 |  |  | 350 |  |  |  |  | Full Capacity |  |  | Group 3 | SANTA CLARA | CA | PGAE | Northern | Metcalf 230 kV | 2022-12-31 08:00 | 2025-03-27 07:00 |  |  | Complete | Complete
CAISO | NOOSA ENERGY STORAGE | 1557 | 2019-04-15 | 2019-04-15 07:00 | ACTIVE | C12 |  | Storage |  |  |  | Battery |  |  |  | 99 |  |  | 99 |  |  |  |  | Full Capacity |  |  | Group 3 | SAN JOAQUIN | CA | PGAE | Northern | Ripon 115 kV | 2022-12-16 08:00 | 2025-05-01 07:00 |  |  | Complete | Complete |  | Executed
CAISO | DYNAMO SOLAR | 1565 | 2019-04-08 | 2019-04-15 07:00 | ACTIVE | C12 |  | Photovoltaic |  |  |  | Solar |  |  |  | 24.5 |  |  | 24.5 |  |  |  |  | Full Capacity |  | Off-Peak Deliverability | Group 3 | NAPA | CA | PGAE | Northern | Tulucay 60 kV | 2023-06-30 07:00 | 2025-11-21 08:00 |  |  | Complete | Complete |  | Executed
CAISO | AIR STATION 1 | 1568 | 2019-04-16 | 2019-04-15 07:00 | ACTIVE | C12 |  | Photovoltaic | Storage |  |  | Solar | Battery |  |  | 21.05 | 21.05 |  | 40 |  |  |  |  | Energy Only |  | Off-Peak Energy Only | Other | KINGS | CA | PGAE | Fresno | Henrietta-Lemoore NAS 70 kV | 2021-12-31 08:00 | 2021-12-31 08:00 |  |  | Complete | Complete |  | In Progress
CAISO | ARCTURUS | 1586 | 2019-04-04 | 2019-04-15 07:00 | ACTIVE | C12 |  | Storage | Photovoltaic |  |  | Battery | Solar |  |  | 152.29 | 151.794 |  | 150 |  |  |  |  | Energy Only |  | Off-Peak Energy Only | Group 3 | KERN | CA | PGAE | Kern | Arco 230 kV | 2022-12-30 08:00 | 2026-11-03 08:00 |  |  | Complete | Complete |  | Executed
CAISO | KINGSROAD HYBRID SOLAR | 1587 | 2019-04-16 | 2019-04-15 07:00 | ACTIVE | C12 |  | Storage | Photovoltaic |  |  | Battery | Solar |  |  | 101.78 | 101.78 |  | 100 |  |  |  |  | Energy Only |  | Off-Peak Energy Only | Group 2a | KERN | CA | PGAE | Kern | Arco 230 kV | 2023-11-30 08:00 | 2026-01-15 08:00 |  |  | Complete | Complete |  | Executed
CAISO | PELICANS JAW HYBRID SOLAR | 1593 | 2019-04-09 | 2019-04-15 07:00 | ACTIVE | C12 |  | Storage | Photovoltaic |  |  | Battery | Solar |  |  | 500 | 500 |  | 500 |  |  |  |  | Partial Capacity | 95.55 | Off-Peak Energy Only | Group A | KINGS | CA | PGAE | Fresno | Gates-Midway 230 kV Line | 2022-11-30 08:00 | 2028-01-22 08:00 |  |  | Complete | Complete |  | Executed
CAISO | BUTTONBUSH SOLAR HYBRID ENERGY CENTER | 1596 | 2019-04-01 | 2019-04-15 07:00 | ACTIVE | C12 |  | Storage | Photovoltaic |  |  | Battery | Solar |  |  | 818 | 818 |  | 800 |  |  |  |  | Full Capacity |  | Off-Peak Deliverability | Group 3 | KERN | CA | PGAE | Kern | Midway 500 kV | 2025-11-01 07:00 | 2026-12-01 08:00 |  |  | Complete | Complete |  | Executed
CAISO | ARATINA SOLAR CENTER 2 | 1604 | 2019-04-01 | 2019-04-15 07:00 | ACTIVE | C12 |  | Storage | Photovoltaic |  |  | Battery | Solar |  |  | 200 | 200 |  | 200 |  |  |  |  | Partial Capacity |  | Off-Peak Deliverability | Group 1a | KERN | CA | SCE | NOL | Kramer Substation 230kV | 2022-06-01 07:00 | 2025-10-29 07:00 |  |  | Complete | Complete |  | Executed
CAISO | AVOCET STORAGE | 1608 | 2019-04-01 | 2019-04-15 07:00 | ACTIVE | C12 |  | Storage |  |  |  | Battery |  |  |  | 200 |  |  | 200 |  |  |  |  | Full Capacity |  |  | Group 2 | LOS ANGELES | CA | SCE | Metro | Hinson Substation 230kV | 2023-06-30 07:00 | 2026-04-15 07:00 |  |  | Complete | Complete |  | Executed
CAISO | COMMERCE ENERGY STORAGE | 1611 | 2019-04-09 | 2019-04-15 07:00 | ACTIVE | C12 |  | Storage |  |  |  | Battery |  |  |  | 250 |  |  | 250 |  |  |  |  | Full Capacity |  |  | Group 3 | LOS ANGELES | CA | SCE | Metro | Laguna Bell Substation 230kV | 2023-01-01 08:00 | 2025-06-01 07:00 |  |  | Complete | Complete |  | Executed
CAISO | KESTREL STORAGE | 1615 | 2019-04-01 | 2019-04-15 07:00 | ACTIVE | C12 |  | Storage |  |  |  | Battery |  |  |  | 200 |  |  | 200 |  |  |  |  | Full Capacity |  |  | Group 3 | LOS ANGELES | CA | SCE | Metro | Walnut Substation 220kV | 2023-06-30 07:00 | 2025-05-31 07:00 |  |  | Complete | Complete |  | Executed
CAISO | LOCKHART SOLAR 2 | 1617 | 2019-04-05 | 2019-04-15 07:00 | ACTIVE | C12 |  | Storage | Photovoltaic |  |  | Battery | Solar |  |  | 73.26 | 82.4342 |  | 150 |  |  |  |  | Full Capacity |  | Off-Peak Deliverability | Group 2a | SAN BERNARDINO | CA | SCE | NOL | Kramer Substation 230kV | 2022-12-01 08:00 | 2025-11-01 07:00 |  |  | Complete | Complete |  | Executed
CAISO | GOLDBACK SOLAR CENTER | 1619 | 2019-04-12 | 2019-04-15 07:00 | ACTIVE | C12 |  | Storage |  |  |  | Battery |  |  |  | 500 |  |  | 500 |  |  |  |  | Full Capacity |  | Off-Peak Deliverability | Group 3 | VENTURA | CA | SCE | Northern | Moorpark Substation 230 kV | 2023-06-01 07:00 | 2026-03-31 07:00 |  |  | Complete | Complete |  | Executed
CAISO | ANGELENO SOLAR FARM | 1625 | 2019-03-31 | 2019-04-15 07:00 | ACTIVE | C12 |  | Storage | Photovoltaic |  |  | Battery | Solar |  |  | 1150 | 1150 |  | 1150 |  |  |  |  | Full Capacity |  | Off-Peak Deliverability | Group 3 | LOS ANGELES | CA | SCE | Northern | Vincent Substation 500kV | 2023-06-01 07:00 | 2026-04-01 07:00 |  |  | Complete | Complete |  | Executed
CAISO | HUMIDOR STORAGE 1 | 1629 | 2019-04-11 | 2019-04-15 07:00 | ACTIVE | C12 |  | Storage |  |  |  | Battery |  |  |  | 305 |  |  | 300 |  |  |  |  | Full Capacity |  |  | Group 3 | LOS ANGELES | CA | SCE | Northern | Vincent Substation 230 kV | 2021-12-01 08:00 | 2025-08-01 07:00 |  |  | Complete | Complete |  | Executed
CAISO | BELLEFIELD 2 SOLAR FARM | 1631 | 2019-04-01 | 2019-04-15 07:00 | ACTIVE | C12 |  | Storage | Photovoltaic |  |  | Battery | Solar |  |  | 500 | 500 |  | 500 |  |  |  |  | Full Capacity |  | Off-Peak Deliverability | Group 2a | KERN | CA | SCE | Northern | Windhub Substation 220kV | 2022-10-01 07:00 | 2024-09-01 07:00 |  |  | Complete | Complete |  | Executed
CAISO | SANBORN HYBRID 3 | 1632 | 2019-04-05 | 2019-04-15 07:00 | ACTIVE | C12 |  | Storage | Photovoltaic |  |  | Battery | Solar |  |  | 671.55 | 778.5456 |  | 1400 |  |  |  |  | Full Capacity |  | Off-Peak Deliverability | Group 2 | KERN | CA | SCE | Northern | Windhub Substation 500kV | 2023-12-01 08:00 | 2025-03-15 07:00 |  |  | Complete | Complete |  | Executed
CAISO | CALYPSO SOLAR | 1636 | 2019-04-04 | 2019-04-15 07:00 | ACTIVE | C12 |  | Storage | Photovoltaic |  |  | Battery | Solar |  |  | 400 | 400 |  | 400 |  |  |  |  | Energy Only |  | Off-Peak Energy Only | Group D | RIVERSIDE | CA | SCE | Eastern | Colorado River Substation 230kV | 2023-12-01 08:00 | 2030-12-28 08:00 |  |  | Complete | Complete |  | Executed
CAISO | RAMPA | 1641 | 2019-04-05 | 2019-04-15 07:00 | ACTIVE | C12 |  | Storage |  |  |  | Battery |  |  |  | 100.98 |  |  | 100 |  |  |  |  | Full Capacity |  |  | Group 3 | SAN BERNARDINO | CA | SCE | Eastern | Etiwanda Substation 230kV | 2022-12-31 08:00 | 2023-11-15 08:00 |  |  | Complete | Complete |  | Executed
CAISO | OBERON | 1642 | 2019-04-02 | 2019-04-15 07:00 | ACTIVE | C12 |  | Storage | Photovoltaic |  |  | Battery | Solar |  |  | 518.4 | 518.4 |  | 500 |  |  |  |  | Partial Capacity | 51.06 | Off-Peak Deliverability | Group 2a | RIVERSIDE | CA | SCE | Eastern | Red Bluff Substation 500kV | 2022-12-31 08:00 | 2024-12-31 08:00 |  |  | Complete | Complete |  | Executed
CAISO | LYCAN SOLAR | 1643 | 2019-04-04 | 2019-04-15 07:00 | ACTIVE | C12 |  | Photovoltaic | Storage |  |  | Solar | Battery |  |  | 400 | 400 |  | 400 |  |  |  |  | Energy Only |  | Off-Peak Energy Only | Group B | RIVERSIDE | CA | SCE | Eastern | Red Bluff Substation 500kV | 2023-12-01 08:00 | 2030-04-01 07:00 |  |  | Complete | Complete |  | Executed
CAISO | MENIFEE POWER BANK | 1645 | 2019-04-10 | 2019-04-15 07:00 | ACTIVE | C12 |  | Storage |  |  |  | Battery |  |  |  | 680 |  |  | 680 |  |  |  |  | Full Capacity |  |  | Other | RIVERSIDE | CA | SCE | Eastern | Valley Substation 500kV | 2022-12-01 08:00 | 2025-10-01 07:00 |  |  | Complete | Complete |  | Executed
CAISO | DOUBLE BUTTE STORAGE | 1646 | 2019-04-05 | 2019-04-15 07:00 | ACTIVE | C12 |  | Storage |  |  |  | Battery |  |  |  | 507.6 |  |  | 500 |  |  |  |  | Energy Only |  |  | Group D | RIVERSIDE | CA | SCE | Eastern | Valley Substation 500 kV | 2022-12-31 08:00 | 2030-07-01 07:00 |  |  | Complete | Complete |  | Executed
CAISO | ARIDA 2 SOLAR FARM | 1647 | 2019-04-02 | 2019-04-15 07:00 | ACTIVE | C12 |  | Storage | Photovoltaic |  |  | Battery | Solar |  |  | 700 | 700 |  | 700 |  |  |  |  | Full Capacity |  | Off-Peak Deliverability | Group 3 | CLARK | NV | SCE | EOP | Mohave Substation 500kV | 2022-10-01 07:00 | 2027-12-30 08:00 |  |  | Complete | Complete
CAISO | BONANZA SOLAR | 1649 | 2019-04-05 | 2019-04-15 07:00 | ACTIVE | C12 |  | Storage | Photovoltaic |  |  | Battery | Solar |  |  | 150 | 300 |  | 300 |  |  |  |  | Partial Capacity | 73.71 | Off-Peak Deliverability | Group B | CLARK/NYE | NV | GLW | EOP | Innovation Substation 230 kV | 2023-12-01 08:00 | 2027-12-31 08:00 |  |  | Complete | Complete |  | Executed
CAISO | ROUGH HAT HYBRID SOLAR | 1650 | 2019-04-15 | 2019-04-15 07:00 | ACTIVE | C12 |  | Photovoltaic | Storage |  |  | Solar | Battery |  |  | 204 | 200 |  | 200 |  |  |  |  | Full Capacity |  | Off-Peak Deliverability | Group A | NYE | NV | GLW | EOP | Trout Canyon Substation 230 kV | 2022-11-30 08:00 | 2027-12-01 08:00 |  |  | Complete | Complete |  | Executed
CAISO | YELLOW PINE 3 | 1654 | 2019-04-09 | 2019-04-15 07:00 | ACTIVE | C12 |  | Photovoltaic | Storage |  |  | Solar | Battery |  |  | 261.954 | 254.98 |  | 250 |  |  |  |  | Full Capacity |  | Off-Peak Deliverability | Group 3 | CLARK | NV | GLW | EOP | Trout Canyon Substation 230 kV | 2025-03-15 07:00 | 2027-12-31 08:00 |  |  | Complete | Complete |  | Executed
CAISO | BONANZA PEAK SOLAR FARM | 1655 | 2019-04-12 | 2019-04-12 07:00 | ACTIVE | C12 |  | Storage | Photovoltaic |  |  | Battery | Solar |  |  | 200 | 441 |  | 400 |  |  |  |  | Full Capacity |  | Off-Peak Deliverability | Group D | CLARK/NYE | NV | GLW | EOP | Trout Canyon Substation 230 kV | 2022-12-16 08:00 | 2027-12-31 08:00 |  |  | Complete | Complete |  | Executed
CAISO | SANDPIPER STORAGE | 1657 | 2019-04-02 | 2019-04-15 07:00 | ACTIVE | C12 |  | Storage |  |  |  | Battery |  |  |  | 200 |  |  | 200 |  |  |  |  | Partial Capacity | 50 |  | Group 2a | ORANGE | CA | SDGE | SDGE | Talega Substation 138 kV | 2023-06-30 07:00 | 2025-03-15 07:00 |  |  | Complete | Complete |  | Executed
CAISO | CIMARRON WIND | 1660 | 2019-03-29 | 2019-04-15 07:00 | ACTIVE | C12 |  | Wind Turbine |  |  |  | Wind Turbine |  |  |  | 352.5 |  |  | 300 |  |  |  |  | Energy Only |  | Off-Peak Deliverability | Group A | TECATE | MX | SDGE | SDGE | East County Substation 230 kV | 2023-12-31 08:00 | 2025-12-31 08:00 |  |  | Complete | Complete |  | Executed
CAISO | VENTASSO ENERGY STORAGE | 1662 | 2019-04-06 | 2019-04-15 07:00 | ACTIVE | C12 |  | Storage |  |  |  | Battery |  |  |  | 50.774 |  |  | 50 |  |  |  |  | Full Capacity |  |  | Group 3 | SAN DIEGO | CA | SDGE | SDGE | El Cajon Substation 69 kV | 2022-11-30 08:00 | 2024-07-08 07:00 |  |  | Complete | Complete |  | Executed
CAISO | HOODINI | 1663 | 2019-04-13 | 2019-04-15 07:00 | ACTIVE | C12 |  | Storage | Photovoltaic |  |  | Battery | Solar |  |  | 112.63 | 459.54 |  | 450 |  |  |  |  | Energy Only |  | Off-Peak Deliverability | Group 3 | YUMA | AZ | SDGE | SDGE | Hoodoo Wash Switchyard 500 kV | 2023-05-31 07:00 | 2028-01-31 08:00 |  |  | Complete | Complete
CAISO | VOLTA DE MEXICALI | 1664 | 2019-03-29 | 2019-04-15 07:00 | ACTIVE | C12 |  | Storage |  |  |  | Battery |  |  |  | 500 |  |  | 500 |  |  |  |  | Energy Only |  |  | Group 3 | SONORA | MX | SDGE | SDGE | Imperial Valley Substation 230 kV | 2021-12-31 08:00 | 2035-03-10 08:00 |  |  | Complete | Complete
CAISO | KINGSLEY SOLAR FARM | 1665 | 2019-04-01 | 2019-04-15 07:00 | ACTIVE | C12 |  | Storage | Photovoltaic |  |  | Battery | Solar |  |  | 360 | 360 |  | 360 |  |  |  |  | Energy Only |  | Off-Peak Deliverability | Group D | IMPERIAL | CA | SDGE | SDGE | Imperial Valley Substation 230 kV | 2023-06-01 07:00 | 2030-01-31 08:00 |  |  | Complete | Complete
CAISO | SUNRISE BUTTE | 1667 | 2019-04-12 | 2019-04-15 07:00 | ACTIVE | C12 |  | Photovoltaic | Storage |  |  | Solar | Battery |  |  | 0 | 150 |  | 150 |  |  |  |  | Energy Only |  | Off-Peak Deliverability | Group 3 | IMPERIAL | CA | SDGE | SDGE | Imperial Valley Substation 230 kV | 2022-12-31 08:00 | 2029-04-29 07:00 |  |  | Complete | Complete
CAISO | POME BESS | 1669 | 2019-04-13 | 2019-04-15 07:00 | ACTIVE | C12 |  | Storage |  |  |  | Battery |  |  |  | 100 |  |  | 100 |  |  |  |  | Full Capacity |  |  | Group 3 | SAN DIEGO | CA | SDGE | SDGE | Pomerado Substation 69 kV | 2023-05-31 07:00 | 2024-12-04 08:00 |  |  | Complete | Complete |  | Executed
CAISO | PEREGRINE STORAGE | 1670 | 2019-04-01 | 2019-04-15 07:00 | ACTIVE | C12 |  | Storage |  |  |  | Battery |  |  |  | 200 |  |  | 200 |  |  |  |  | Full Capacity |  |  | Group 2 | SAN DIEGO | CA | SDGE | SDGE | Silvergate Substation 230 kV | 2023-06-30 07:00 | 2024-05-01 07:00 |  |  | Complete | Complete |  | Executed
CAISO | MARINE DEPOT | 1671 | 2019-04-16 | 2019-04-15 07:00 | ACTIVE | C12 |  | Storage |  |  |  | Battery |  |  |  | 26.6 |  |  | 25 |  |  |  |  | Energy Only |  |  | Other | SAN DIEGO | CA | SDGE | SDGE | Point Loma Substation 69 kV | 2021-12-31 08:00 | 2022-09-01 07:00 |  |  | Complete | Complete
CAISO | NIGHTHAWK STORAGE | 1673 | 2019-04-02 | 2019-04-15 07:00 | ACTIVE | C12 |  | Storage |  |  |  | Battery |  |  |  | 300 |  |  | 300 |  |  |  |  | Full Capacity |  |  | Group 2 | SAN DIEGO | CA | SDGE | SDGE | Sycamore Canyon Substation 138 kV | 2023-06-30 07:00 | 2025-02-28 08:00 |  |  | Complete | Complete |  | Executed
CAISO | HARQUAHALA SUNRISE | 1678 | 2020-03-13 | 2020-04-15 07:00 | ACTIVE | C13 |  | Storage | Photovoltaic |  |  | Battery | Solar |  |  | 308.926 | 308.926 |  | 300 |  |  |  |  | Energy Only |  | Off-Peak Deliverability | Other | MARICOPA | AZ | DCRT | Eastern | Delaney Substation 500 kV | 2022-04-01 07:00 | 2030-04-01 07:00 |  |  | Complete | Complete
CAISO | AQUEDUCT ENERGY STORAGE | 1683 | 2020-04-15 | 2020-04-15 07:00 | ACTIVE | C13 |  | Storage |  |  |  | Battery |  |  |  | 102.25 |  |  | 100 |  |  |  |  | Energy Only |  | Off-Peak Deliverability | Group D | CONTRA COSTA | CA | PGAE | Northern | Contra Costa-Delta 230 kV Line | 2023-12-31 08:00 | 2026-04-30 07:00 |  |  | Complete | Complete
CAISO | CONAWAY HYBRID POWER PLANT | 1687 | 2020-04-08 | 2020-04-15 07:00 | ACTIVE | C13 |  | Storage | Photovoltaic |  |  | Battery | Solar |  |  | 84.8117 | 84.9957 |  | 80 |  |  |  |  | Energy Only |  | Off-Peak Deliverability | Other | YOLO | CA | PGAE | Northern | Woodland-Davis 115 kV Line | 2023-01-01 08:00 | 2023-01-01 08:00 |  |  | Complete | Complete
CAISO | DENALI ENERGY STORAGE | 1690 | 2020-04-14 | 2020-04-15 07:00 | ACTIVE | C13 |  | Storage |  |  |  | Battery |  |  |  | 102 |  |  | 101.2 |  |  |  |  | Partial Capacity | 92 |  | Group D | SAN JOAQUIN | CA | PGAE | Northern | Vierra 115 kV | 2023-06-15 07:00 | 2026-06-01 07:00 |  |  | Complete | Complete
CAISO | FORTIS | 1691 | 2020-04-09 | 2020-04-15 07:00 | ACTIVE | C13 |  | Wind Turbine | Storage | Photovoltaic |  | Wind Turbine | Battery | Solar |  | 207.2 | 203.94 | 205.02 | 200 |  |  |  |  | Energy Only |  | Off-Peak Deliverability | Group D | SOLANO | CA | PGAE | Northern | Birds Landing 230 kV | 2024-12-15 08:00 | 2028-02-11 08:00 |  |  | Complete | Complete |  | Executed
CAISO | NORTH BAY ENERGY STORAGE | 1700 | 2020-04-14 | 2020-04-15 07:00 | ACTIVE | C13 |  | Storage |  |  |  | Battery |  |  |  | 102.75 |  |  | 100 |  |  |  |  | Energy Only |  |  | Group B | SONOMA | CA | PGAE | Northern | Lakeville 60 kV | 2023-06-01 07:00 | 2027-03-18 07:00 |  |  | Complete | Complete |  | Executed
CAISO | POTENTIA-VIRIDI | 1702 | 2020-04-13 | 2020-04-15 07:00 | ACTIVE | C13 |  | Wind Turbine | Photovoltaic | Storage |  | Wind Turbine | Solar | Battery |  | 408.8 | 410.04 | 405.9 | 400 |  |  |  |  | Full Capacity |  | Off-Peak Deliverability | Group 3 | SAN JOAQUIN | CA | PGAE | Northern | Tesla 500 kV | 2024-12-15 08:00 | 2028-05-11 07:00 |  |  | Complete | Complete |  | Executed
CAISO | STEEL CITY BATTERY STORAGE | 1705 | 2020-04-15 | 2020-04-15 07:00 | ACTIVE | C13 |  | Storage |  |  |  | Battery |  |  |  | 675 |  |  | 220 |  |  |  |  | Energy Only |  |  | Group 3 | CONTRA COSTA | CA | PGAE | Northern | Pittsburg 230 kV | 2025-06-30 07:00 | 2029-03-01 08:00 |  |  | Complete | Complete |  | Executed
CAISO | ROSEMARY | 1709 | 2020-04-10 | 2020-04-15 07:00 | ACTIVE | C13 |  | Photovoltaic | Storage |  |  | Solar | Battery |  |  | 36.1746 | 36.1746 |  | 35 |  |  |  |  | Full Capacity |  | Off-Peak Deliverability | Group D | FRESNO | CA | PGAE | Northern | Crescent 70 kV | 2023-12-01 08:00 | 2026-01-10 08:00 |  |  | Complete | Complete |  | In Progress
CAISO | LEAD | 1713 | 2020-04-15 | 2020-04-15 07:00 | ACTIVE | C13 |  | Storage |  |  |  | Battery |  |  |  | 32.7 |  |  | 32 |  |  |  |  | Full Capacity |  |  | Group B | KINGS | CA | PGAE | Fresno | GWF Hanford 115 kV | 2023-08-01 07:00 | 2024-12-01 08:00 |  |  | Complete | Complete |  | Executed
CAISO | GONZAGA HYBRID | 1718 | 2020-04-14 | 2020-04-15 07:00 | ACTIVE | C13 |  | Storage | Wind Turbine |  |  | Battery | Wind Turbine |  |  | 54.94 | 60.45 |  | 103.65 |  |  |  |  | Full Capacity |  | Off-Peak Deliverability | Group B | MERCED | CA | PGAE | Fresno | Los Banos 70 kV | 2024-07-01 07:00 | 2026-05-14 07:00 |  |  | Complete | Complete |  | Executed
CAISO | ZETA | 1728 | 2020-04-10 | 2020-04-15 07:00 | ACTIVE | C13 |  | Storage | Photovoltaic |  |  | Battery | Solar |  |  | 77.4774 | 77.4774 |  | 75 |  |  |  |  | Full Capacity |  | Off-Peak Deliverability | Group B | MERCED | CA | PGAE | Fresno | Mercy Springs 70 kV | 2023-12-01 08:00 | 2027-05-26 07:00 |  |  | Complete | Complete |  | Executed
CAISO | HAWKINS SOLAR HYBRID | 1736 | 2020-04-01 | 2020-04-15 07:00 | ACTIVE | C13 |  | Photovoltaic | Storage |  |  | Solar | Battery |  |  | 250 | 250 |  | 250 |  |  |  |  | Partial Capacity | 76.75 | Off-Peak Deliverability | Group D | KERN | CA | PGAE | Kern | Arco 230 kV | 2024-04-01 07:00 | 2027-05-01 07:00 |  |  | Complete | Complete |  | In Progress
CAISO | PECHO ENERGY STORAGE | 1739 | 2020-04-15 | 2020-04-15 07:00 | ACTIVE | C13 |  | Storage | Other |  |  | Battery | Other |  |  | 108 | 520 |  | 500 |  |  |  |  | Partial Capacity | 92.98 | Off-Peak Deliverability | Group B | SAN LUIS OBISPO | CA | PGAE | Kern | Morro Bay 230 kV | 2023-06-01 07:00 | 2031-01-24 08:00 |  |  | Complete | Complete |  | Executed
CAISO | PUFF HYBRID SOLAR | 1740 | 2020-04-14 | 2020-04-15 07:00 | ACTIVE | C13 |  | Storage | Photovoltaic |  |  | Battery | Solar |  |  | 101.8 | 101.8 |  | 100 |  |  |  |  | Full Capacity |  | Off-Peak Deliverability | Group D | KERN | CA | PGAE | Kern | Arco 230 kV | 2024-11-30 08:00 | 2024-11-30 08:00 |  |  | Complete | Complete
CAISO | CRYSTAL FLATS | 1744 | 2020-04-02 | 2020-04-15 07:00 | ACTIVE | C13 |  | Solar Thermal | Storage |  |  | Solar | Battery |  |  | 103.455 | 51.401 |  | 100 |  |  |  |  | Energy Only |  | Off-Peak Deliverability | Group D | KERN | CA | PGAE | Kern | Lamont 115 kV | 2023-10-31 07:00 | 2030-12-26 08:00 |  |  | Complete | Complete |  | Executed
CAISO | SUNRISE POWER IMPROVEMENT | 1745 | 2020-04-06 | 2020-04-15 07:00 | ACTIVE | C13 |  | Combined Cycle |  |  |  | Natural Gas |  |  |  | 655.7 |  |  | 35 |  |  |  |  | Energy Only |  |  | Other | KERN | CA | PGAE | Kern | Midway 230 kV | 2023-06-01 07:00 | 2024-05-11 07:00 |  |  | Complete | Complete
CAISO | WHALE ROCK ENERGY | 1749 | 2020-04-13 | 2020-04-15 07:00 | ACTIVE | C13 |  | Photovoltaic | Storage | Wind Turbine |  | Solar | Battery | Wind Turbine |  | 100.64 | 53.68 | 210 | 299.65 |  |  |  |  | Energy Only |  | Off-Peak Deliverability | Group 3 | SAN LUIS OBISPO | CA | PGAE | Kern | Caliente 230 kV | 2024-12-31 08:00 | 2027-08-10 07:00 |  |  | Complete | Complete |  | In Progress
CAISO | WINDWALKER OFFSHORE | 1750 | 2020-04-11 | 2020-04-15 07:00 | ACTIVE | C13 |  | Wind Turbine |  |  |  | Wind Turbine |  |  |  | 1028.94 |  |  | 1000 |  |  |  |  | Full Capacity |  | Off-Peak Deliverability | Group 3 | SAN LUIS OBISPO | CA | PGAE | Kern | Diablo Canyon 500 kV | 2027-03-31 07:00 | 2028-02-12 08:00 |  |  | Complete | Complete |  | Executed
CAISO | WINSTON HYBRID PV AND BESS | 1751 | 2020-04-08 | 2020-04-15 07:00 | ACTIVE | C13 |  | Storage | Photovoltaic |  |  | Battery | Solar |  |  | 102 | 204 |  | 200 |  |  |  |  | Full Capacity |  | Off-Peak Deliverability | Group A | KERN | CA | PGAE | Kern | Midway 115 kV | 2025-03-01 08:00 | 2028-12-10 08:00 |  |  | Complete | Complete |  | Executed
CAISO | COBALT | 1757 | 2020-04-11 | 2020-04-15 07:00 | ACTIVE | C13 |  | Storage | Photovoltaic |  |  | Battery | Solar |  |  | 256.202 | 256.41 |  | 250 |  |  |  |  | Energy Only |  | Off-Peak Deliverability | Group 3 | RIVERSIDE | CA | SCE | Eastern | Colorado River Substation 220kV | 2023-10-31 07:00 | 2026-11-16 08:00 |  |  | Complete | Complete |  | Executed
CAISO | DESERT SANDS | 1758 | 2020-04-15 | 2020-04-15 07:00 | ACTIVE | C13 |  | Storage |  |  |  | Battery |  |  |  | 300 |  |  | 300 |  |  |  |  | Energy Only |  | Off-Peak Deliverability | Group D | RIVERSIDE | CA | SCE | Eastern | Devers Substation 230kV | 2024-11-30 08:00 | 2027-05-31 07:00 |  |  | Complete | Complete
CAISO | GRACE ENERGY CENTER | 1761 | 2020-04-14 | 2020-04-15 07:00 | ACTIVE | C13 |  | Photovoltaic | Storage |  |  | Solar | Battery |  |  | 508.56 | 508.56 |  | 500 |  |  |  |  | Energy Only |  | Off-Peak Deliverability | Group B | RIVERSIDE | CA | SCE | Eastern | Colorado River Substation 230kV | 2024-11-30 08:00 | 2027-05-31 07:00 |  |  | Complete | Complete |  | Executed
CAISO | PORTA | 1763 | 2020-04-09 | 2020-04-15 07:00 | ACTIVE | C13 |  | Storage | Photovoltaic | Wind Turbine |  | Battery | Solar | Wind Turbine |  | 204.16 | 203.76 | 207.2 | 200 |  |  |  |  | Energy Only |  | Off-Peak Deliverability | Group B | RIVERSIDE | CA | SCE | Eastern | DEVERS SUBSTATION 220kV | 2024-12-15 08:00 | 2029-01-31 08:00 |  |  | Complete | Complete
CAISO | SAPPHIRE SOLAR | 1764 | 2020-04-07 | 2020-04-15 07:00 | ACTIVE | C13 |  | Storage | Photovoltaic |  |  | Battery | Solar |  |  | 117 | 126.2907 |  | 117 |  |  |  |  | Energy Only |  | Off-Peak Deliverability | Group A | RIVERSIDE | CA | SCE | Eastern | Red Bluff Substation 230kV | 2024-12-01 08:00 | 2027-05-31 07:00 |  |  | Complete | Complete |  | Executed
CAISO | COMMERCE ENERGY STORAGE 2 | 1766 | 2020-04-14 | 2020-04-15 07:00 | ACTIVE | C13 |  | Storage |  |  |  | Battery |  |  |  | 250 |  |  | 250 |  |  |  |  | Full Capacity |  |  | Group 3 | LOS ANGELES | CA | SCE | Metro | Laguna Bell Substation 230kV | 2023-12-01 08:00 | 2026-03-15 07:00 |  |  | Complete | Complete
CAISO | ROADHOUSE STORAGE | 1768 | 2020-04-15 | 2020-04-15 07:00 | ACTIVE | C13 |  | Storage |  |  |  | Battery |  |  |  | 312.96 |  |  | 300 |  |  |  |  | Full Capacity |  |  | Group 3 | SAN BERNARDINO | CA | SCE | Metro | Mira Loma Substation 230kV | 2024-11-30 08:00 | 2027-06-12 07:00 |  |  | Complete | Complete |  | Executed
CAISO | OVERNIGHT SOLAR | 1774 | 2020-04-09 | 2020-04-15 07:00 | ACTIVE | C13 |  | Photovoltaic | Storage |  |  | Solar | Battery |  |  | 150 | 150 |  | 150 |  |  |  |  | Energy Only |  | Off-Peak Deliverability | Group B | SAN BERNARDINO | CA | SCE | NOL | Kramer Substation 230kV | 2024-10-31 07:00 | 2027-05-01 07:00 |  |  | Complete | Complete |  | Executed
CAISO | SEGS EXPANSION 2 HYBRID | 1775 | 2020-04-11 | 2020-04-15 07:00 | ACTIVE | C13 |  | Storage | Photovoltaic |  |  | Battery | Solar |  |  | 54.5914 | 54.5914 |  | 100 |  |  |  |  | Partial Capacity | 58 | Off-Peak Deliverability | Group B | SAN BERNARDINO | CA | SCE | NOL | Kramer Junction Substation 230kV | 2023-12-15 08:00 | 2025-11-01 07:00 |  |  | Complete | Complete |  | Executed
CAISO | VENTOSO | 1776 | 2020-04-11 | 2020-04-15 07:00 | ACTIVE | C13 |  | Wind Turbine | Photovoltaic | Storage |  | Wind Turbine | Solar | Battery |  | 212.18 | 206.59 | 204.16 | 200 |  |  |  |  | Energy Only |  | Off-Peak Deliverability | Group D | SAN BERNARDINO | CA | SCE | NOL | COOLWATER SUBSTATION 115kV | 2024-12-15 08:00 | 2027-10-01 07:00 |  |  | Complete | Complete |  | Executed
CAISO | BELLEFIELD 3 SOLAR FARM | 1779 | 2020-04-01 | 2020-04-15 07:00 | ACTIVE | C13 |  | Storage | Photovoltaic |  |  | Battery | Solar |  |  | 150 | 150 |  | 150 |  |  |  |  | Energy Only |  | Off-Peak Deliverability | Group D | KERN | CA | SCE | Northern | Windhub Substation 230kV | 2023-04-01 07:00 | 2027-04-01 07:00 |  |  | Complete | Complete |  | Executed
CAISO | WILLOW ROCK ENERGY STORAGE | 1782 | 2020-04-15 | 2020-04-15 07:00 | ACTIVE | C13 |  | Storage | Other |  |  | Battery | Other |  |  | 108 | 512 |  | 500 |  |  |  |  | Full Capacity |  | Off-Peak Deliverability | Group 3 | KERN | CA | SCE | Northern | Whirlwind Substation 230kV | 2023-06-01 07:00 | 2028-03-31 07:00 |  |  | Complete | Complete |  | Executed
CAISO | SHOALS ENERGY STORAGE | 1783 | 2020-04-15 | 2020-04-15 07:00 | ACTIVE | C13 |  | Storage |  |  |  | Battery |  |  |  | 409 |  |  | 400 |  |  |  |  | Full Capacity |  |  | Other | VENTURA | CA | SCE | Northern | Mandalay Switchyard 220kV | 2023-07-01 07:00 | 2026-07-15 07:00 |  |  | Complete | Complete
CAISO | KEYHOLE WIND | 1784 | 2020-04-06 | 2020-04-15 07:00 | ACTIVE | C13 |  | Wind Turbine |  |  |  | Wind Turbine |  |  |  | 100 |  |  | 100 |  |  |  |  | Energy Only |  | Off-Peak Deliverability | Group 3 | KERN | CA | SCE | Northern | Whirlwind Substation 230kV | 2024-12-01 08:00 | 2028-06-28 07:00 |  |  | Complete | Complete |  | Executed
CAISO | REXFORD 2 SOLAR FARM | 1789 | 2020-04-01 | 2020-04-15 07:00 | ACTIVE | C13 |  | Storage | Photovoltaic |  |  | Battery | Solar |  |  | 200 | 200 |  | 200 |  |  |  |  | Full Capacity |  | Off-Peak Deliverability | Group D | TULARE | CA | SCE | Northern | Vestal Substation 230kV | 2023-04-01 07:00 | 2026-09-01 07:00 |  |  | Complete | Complete
CAISO | SANBORN HYBRID 4 | 1790 | 2020-04-10 | 2020-04-15 07:00 | ACTIVE | C13 |  | Storage | Photovoltaic |  |  | Battery | Solar |  |  | 54.5914 | 54.5914 |  | 100 |  |  |  |  | Energy Only |  | Off-Peak Deliverability | Group B | KERN | CA | SCE | Northern | Windhub Substation 230kV | 2022-12-15 08:00 | 2026-02-15 08:00 |  |  | Complete | Complete
CAISO | SANBORN 5 HYBRID | 1791 | 2020-04-10 | 2020-04-15 07:00 | ACTIVE | C13 |  | Storage |  |  |  | Battery |  |  |  | 574.8854 |  |  | 550 |  |  |  |  | Energy Only |  |  | Group D | KERN | CA | SCE | Northern | Windhub Substation 230kV | 2024-12-15 08:00 | 2027-05-01 07:00 |  |  | Complete | Complete |  | Executed
CAISO | SEQUOIA | 1792 | 2020-04-03 | 2020-04-15 07:00 | ACTIVE | C13 |  | Storage | Photovoltaic |  |  | Battery | Solar |  |  | 102.963 | 206.13 |  | 200 |  |  |  |  | Full Capacity |  | Off-Peak Deliverability | Group D | TULARE | CA | SCE | Northern | Vestal Substation 230 kV | 2023-10-31 07:00 | 2026-06-13 07:00 |  |  | Complete | Complete
CAISO | ARIDA 3 SOLAR FARM | 1795 | 2020-04-01 | 2020-04-15 07:00 | ACTIVE | C13 |  | Storage | Photovoltaic |  |  | Battery | Solar |  |  | 450 | 450 |  | 450 |  |  |  |  | Full Capacity |  | Off-Peak Deliverability | Group 3 | CLARK | NV | SCE | EOP | Mohave Substation 500kV | 2025-04-01 07:00 | 2030-07-01 07:00 |  |  | Complete | Complete
CAISO | DELAMAR ENERGY STORAGE | 1796 | 2020-04-14 | 2020-04-15 07:00 | ACTIVE | C13 |  | Storage |  |  |  | Battery |  |  |  | 256.29 |  |  | 250 |  |  |  |  | Full Capacity |  |  | Group D | CLARK | NV | SCE | EOP | Eldorado Substation 230kV | 2024-08-01 07:00 | 2027-05-31 07:00 |  |  | Complete | Complete |  | Executed
CAISO | CALVADA SPRINGS SOLAR | 1798 | 2020-04-08 | 2020-04-15 07:00 | ACTIVE | C13 |  | Photovoltaic | Storage |  |  | Solar | Battery |  |  | 250 | 250 |  | 250 |  |  |  |  | Full Capacity |  | Off-Peak Deliverability | Group D | INYO | CA | GLW | EOP | Trout Canyon Substation 230 kV | 2022-12-16 08:00 | 2027-12-31 08:00 |  |  | Complete | Complete
CAISO | ROUGH HAT 2 | 1799 | 2020-04-02 | 2020-04-15 07:00 | ACTIVE | C13 |  | Storage | Photovoltaic |  |  | Battery | Solar |  |  | 203.8 | 203.8 |  | 200 |  |  |  |  | Full Capacity |  | Off-Peak Deliverability | Group A | CLARK | NV | GLW | EOP | Trout Canyon Substation 230 kV | 2024-09-30 07:00 | 2027-12-01 08:00 |  |  | Complete | Complete |  | Executed
CAISO | PURPLE SAGE ENERGY CENTER | 1800 | 2020-03-31 | 2020-04-15 07:00 | ACTIVE | C13 |  | Storage | Photovoltaic |  |  | Battery | Solar |  |  | 408.24 | 409.2 |  | 400 |  |  |  |  | Full Capacity |  | Off-Peak Deliverability | Group A | CLARK | NV | GLW | EOP | Trout Canyon Substation 230 kV | 2024-12-31 08:00 | 2027-12-31 08:00 |  |  | Complete | Complete |  | Executed
CAISO | WATER ROCK SOLAR 1 | 1801 | 2020-04-02 | 2020-04-15 07:00 | ACTIVE | C13 |  | Photovoltaic | Storage |  |  | Solar | Battery |  |  | 210.23 | 210.23 |  | 200 |  |  |  |  | Full Capacity |  | Off-Peak Deliverability | Group D | NYE | NV | GLW | EOP | Gamebird Substation 230 kV | 2025-12-01 08:00 | 2027-12-31 08:00 |  |  | Complete | Complete |  | In Progress
CAISO | CAPTIVA ENERGY STORAGE | 1806 | 2020-04-14 | 2020-04-15 07:00 | ACTIVE | C13 |  | Storage |  |  |  | Battery |  |  |  | 256.875 |  |  | 250 |  |  |  |  | Full Capacity |  |  | Group 3 | ORANGE | CA | SDGE | SDGE | Trabuco - Capistrano 138 kV Line | 2024-06-01 07:00 | 2025-07-02 07:00 |  |  | Complete | Complete |  | Executed
CAISO | EAST FIELD ENERGY STORAGE | 1810 | 2020-04-15 | 2020-04-15 07:00 | ACTIVE | C13 |  | Storage |  |  |  | Battery |  |  |  | 312.96 |  |  | 300.01 |  |  |  |  | Energy Only |  |  | Group B | SAN DIEGO | CA | SDGE | SDGE | Otay Mesa Switchyard 230 kV | 2024-11-30 08:00 | 2027-06-25 07:00 |  |  | Complete | Complete |  | Executed
CAISO | ELISABETH | 1812 | 2020-04-01 | 2020-04-15 07:00 | ACTIVE | C13 |  | Photovoltaic | Storage |  |  | Solar | Battery |  |  | 365.08 | 310.52 |  | 350 |  |  |  |  | Partial Capacity |  | Off-Peak Deliverability | Group 3 | YUMA | AZ | SDGE | SDGE | Hoodoo Wash Switchyard 500 kV | 2024-12-01 08:00 | 2026-12-01 08:00 |  |  | Complete | Complete |  | In Progress
CAISO | HEDIONDA ENERGY STORAGE | 1814 | 2020-04-01 | 2020-04-15 07:00 | ACTIVE | C13 |  | Storage |  |  |  | Battery |  |  |  | 160 |  |  | 160 |  |  |  |  | Energy Only |  |  | Other | SAN DIEGO | CA | SDGE | SDGE | Encina Substation 138 kV | 2023-03-31 07:00 | 2024-02-08 08:00 |  |  | Complete | Complete
CAISO | SADDLE MOUNTAIN SOLAR | 1818 | 2020-04-06 | 2020-04-15 07:00 | ACTIVE | C13 |  | Storage | Photovoltaic |  |  | Battery | Solar |  |  | 62.1 | 126.9 |  | 125 |  |  |  |  | Energy Only |  | Off-Peak Deliverability | Group 3 | MARICOPA | AZ | SDGE | SDGE | Hassayampa Common Bus 500 kV | 2023-02-10 08:00 | 2025-12-31 08:00 |  |  | Complete | Complete
CAISO | SCAFELL STORAGE | 1820 | 2020-04-12 | 2020-04-15 07:00 | ACTIVE | C13 |  | Storage |  |  |  | Battery |  |  |  | 52 |  |  | 50 |  |  |  |  | Energy Only |  |  | Group B | SAN DIEGO | CA | SDGE | SDGE | Creelman Substation 69 kV | 2022-11-15 08:00 | 2033-06-20 07:00 |  |  | Complete | Complete
CAISO | SEGURO STORAGE | 1821 | 2020-04-15 | 2020-04-15 07:00 | ACTIVE | C13 |  | Storage |  |  |  | Battery |  |  |  | 407 |  |  | 400 |  |  |  |  | Energy Only |  |  | Group D | SAN DIEGO | CA | SDGE | SDGE | Escondido Substation 230 kV | 2025-10-30 07:00 | 2032-05-14 07:00 |  |  | Complete | Complete
CAISO | VIENTO FRONTERIZO | 1824 | 2020-04-11 | 2020-04-15 07:00 | ACTIVE | C13 |  | Wind Turbine |  |  |  | Wind Turbine |  |  |  | 1001 |  |  | 972.82 |  |  |  |  | Energy Only |  | Off-Peak Deliverability | Group 3 | MUNICIPALITY OF TECATE | MX | SDGE | SDGE | East County Substation 500 kV | 2024-09-30 07:00 | 2030-11-16 08:00 |  |  | Complete | Complete
CAISO | WELLHEAD POWER PANOCHE, LLC | 1828 | 2019-12-24 | 2020-07-14 07:00 | ACTIVE | FT |  | Storage |  |  |  | Battery |  |  |  | 5 |  |  | 5 |  |  |  |  | Energy Only |  |  |  | FRESNO | CA | PGAE | Northern | Panoche 115 kV | 2021-04-01 07:00 | 2021-04-01 07:00
CAISO | MIDLAND ES | 1831 | 2020-12-08 | 2021-02-26 08:00 | ACTIVE | C14 |  | Storage |  |  |  | Battery |  |  |  | 405.4 |  |  | 400 |  |  |  |  | Full Capacity |  |  |  | SAN LUIS OBISPO | CA | PGAE | Northern | Morro Bay 230 kV | 2024-11-01 07:00 | 2032-03-01 08:00 |  |  | Complete | Complete
CAISO | CASCADE ENERGY STORAGE EXPANSION | 1835 | 2021-02-26 | 2021-05-03 07:00 | ACTIVE | ISP |  | Storage |  |  |  | Battery |  |  |  | 20.25 |  |  | 20 |  |  |  |  | Full Capacity |  |  | Group D | SAN JOAQUIN | CA | PGAE | Northern | Weber 60 kV | 2022-12-01 08:00 | 2024-10-02 07:00 |  |  | Complete | Complete
CAISO | TAMALPAIS ENERGY STORAGE | 1837 | 2021-04-03 | 2021-04-15 07:00 | ACTIVE | C14 |  | Storage |  |  |  | Battery |  |  |  | 313.7932 |  |  | 300 |  |  |  |  | Full Capacity |  |  |  | MARIN | CA | PGAE | NGBA | Ignacio 115 kV | 2025-06-01 07:00 | 2030-06-18 07:00 |  |  | Complete
CAISO | BOREALIS ENERGY STORAGE | 1838 | 2021-04-02 | 2021-04-15 07:00 | ACTIVE | C14 |  | Storage |  |  |  | Battery |  |  |  | 313.7932 |  |  | 300 |  |  |  |  | Full Capacity |  |  |  | SONOMA | CA | PGAE | NGBA | Lakeville 115 kV | 2025-06-01 07:00 | 2030-06-18 07:00 |  |  | Complete
CAISO | GENOA ENERGY STORAGE | 1840 | 2021-04-07 | 2021-04-15 07:00 | ACTIVE | C14 |  | Storage |  |  |  | Battery |  |  |  | 252 |  |  | 250 |  |  |  |  | Full Capacity |  |  |  | NAPA | CA | PGAE |  | Vaca-Lakeville #1 230 kV Line | 2024-08-01 07:00 | 2031-12-19 08:00 |  |  | Complete
CAISO | TOLENAS | 1842 | 2021-04-06 | 2021-04-15 07:00 | ACTIVE | C14 |  | Storage |  |  |  | Battery |  |  |  | 417.3487 |  |  | 400 |  |  |  |  | Full Capacity |  |  |  | SOLANO | CA | PGAE | NGBA | Lambie 230 kV | 2026-06-01 07:00 | 2031-02-18 08:00 |  |  | Complete
CAISO | BRUSHY | 1843 | 2021-04-06 | 2021-04-15 07:00 | ACTIVE | C14 |  | Storage |  |  |  | Battery |  |  |  | 400 |  |  | 400 |  |  |  |  | Full Capacity |  |  |  | SOLANO | CA | PGAE | NGBA | Lambie 230 kV | 2026-06-01 07:00 | 2031-02-18 08:00 |  |  | Complete
CAISO | KANOA SOLAR | 1844 | 2021-04-07 | 2021-04-15 07:00 | ACTIVE | C14 |  | Storage | Photovoltaic |  |  | Battery | Solar |  |  | 159.418 | 160.3789 |  | 150 |  |  |  |  | Full Capacity |  | Off-Peak Deliverability |  | GLENN | CA | PGAE | NGBA | Logan Creek-Delevan 230 kV Line | 2025-10-01 07:00 | 2031-03-20 07:00 |  |  | Complete | Complete
CAISO | NORTH BAY ENERGY STORAGE 2 | 1845 | 2021-04-09 | 2021-04-15 07:00 | ACTIVE | C14 |  | Storage |  |  |  | Battery |  |  |  | 102.2112 |  |  | 100 |  |  |  |  | Full Capacity |  |  |  | SONOMA | CA | PGAE | NGBA | Lakeville 60 kV | 2023-06-01 07:00 | 2028-04-17 07:00 |  |  | Complete | Complete
CAISO | WILDHORSE ENERGY CENTER | 1846 | 2021-04-10 | 2021-04-15 07:00 | ACTIVE | C14 |  | Storage |  |  |  | Battery |  |  |  | 121.55 |  |  | 120 |  |  |  |  | Full Capacity |  | Off-Peak Deliverability |  | SONOMA | CA | PGAE | NGBA | Fulton 230 kV | 2025-04-01 07:00 | 2030-05-04 07:00 |  |  | Complete | Complete
CAISO | JUGLANS ENERGY STORAGE | 1847 | 2021-04-12 | 2021-04-15 07:00 | ACTIVE | C14 |  | Storage |  |  |  | Battery |  |  |  | 710.6 |  |  | 700 |  |  |  |  | Full Capacity |  |  |  | SOLANO | CA | PGAE | NGBA | Vaca-Dixon 500 kV | 2024-06-30 07:00 | 2031-02-02 08:00 |  |  | Complete | Complete
CAISO | HIGH WINDS STORAGE | 1850 | 2021-04-09 | 2021-04-15 07:00 | ACTIVE | C14 |  | Storage |  |  |  | Battery |  |  |  | 120.62 |  |  | 100 |  |  |  |  | Full Capacity |  |  |  | SOLANO | CA | PGAE | NGBA | Birds Landing 230 kV | 2024-03-30 07:00 | 2031-03-16 07:00 |  |  | Complete
CAISO | BULL RUN | 1852 | 2021-04-06 | 2021-04-15 07:00 | ACTIVE | C14 |  | Storage | Photovoltaic |  |  | Battery | Solar |  |  | 225 | 232.1 |  | 225 |  |  |  |  | Full Capacity |  |  |  | BUTTE | CA | PGAE | NGBA | Table Mountain 115 kV | 2024-12-31 08:00 | 2030-12-03 08:00 |  |  | Complete | Complete
CAISO | BULL RUN 2 ES | 1853 | 2021-04-12 | 2021-04-15 07:00 | ACTIVE | C14 |  | Storage |  |  |  | Battery |  |  |  | 205.1 |  |  | 200 |  |  |  |  | Full Capacity |  |  |  | BUTTE | CA | PGAE | NGBA | Table Mountain 115 kV | 2024-12-31 08:00 | 2030-12-03 08:00 |  |  | Complete | Complete
CAISO | CORBY 2 | 1854 | 2021-04-09 | 2021-04-15 07:00 | ACTIVE | C14 |  | Storage |  |  |  | Battery |  |  |  | 475.96 |  |  | 400 |  |  |  |  | Full Capacity |  |  |  | SOLANO | CA | PGAE | NGBA | Vaca-Dixon 230 kV | 2025-11-30 08:00 | 2031-03-16 07:00 |  |  | Complete
CAISO | ARGES BESS | 1856 | 2021-04-15 | 2021-04-15 07:00 | ACTIVE | C14 |  | Storage |  |  |  | Battery |  |  |  | 102.15 |  |  | 100 |  |  |  |  | Full Capacity |  |  |  | SOLANO | CA | PGAE | NGBA | Vaca-Dixon 115 kV | 2024-06-01 07:00 | 2029-06-18 07:00 |  |  | Complete | Complete
CAISO | BLITZ ENERGY STORAGE | 1857 | 2021-04-15 | 2021-04-15 07:00 | ACTIVE | C14 |  | Storage |  |  |  | Battery |  |  |  | 213.55 |  |  | 200 |  |  |  |  | Full Capacity |  |  |  | SONOMA | CA | PGAE | NGBA | Fulton 115 kV | 2023-06-01 07:00 | 2029-10-04 07:00 |  |  | Complete | Complete
CAISO | GRINDSTONE CREEK SOLAR | 1858 | 2021-04-15 | 2021-04-15 07:00 | ACTIVE | C14 |  | Photovoltaic |  |  |  | Solar |  |  |  | 142.85 |  |  | 140 |  |  |  |  | Full Capacity |  | Off-Peak Deliverability |  | TEHAMA | CA | PGAE | NGBA | Cottonwood-Delevan #1 and #2 230 kV | 2024-08-31 07:00 | 2031-07-19 07:00 |  |  | Complete | Complete
CAISO | MAYACAMAS GEOTHERMAL | 1859 | 2021-04-15 | 2021-04-15 07:00 | ACTIVE | C14 |  | Steam Turbine |  |  |  | Geothermal |  |  |  | 53 |  |  | 53 |  |  |  |  | Full Capacity |  |  |  | SONOMA | CA | PGAE | NGBA | Geysers #3-Cloverdale 115 kV Line | 2024-02-01 08:00 | 2030-10-19 07:00 |  |  | Complete | Complete
CAISO | VERBENA ENERGY STORAGE | 1862 | 2021-04-15 | 2021-04-15 07:00 | ACTIVE | C14 |  | Storage |  |  |  | Battery |  |  |  | 50.5 |  |  | 49.2 |  |  |  |  | Full Capacity |  |  |  | SUTTER | CA | PGAE | NGBA | at Switch 125 outside Harter Sub | 2023-12-31 08:00 | 2028-03-01 08:00 |  |  | Complete
CAISO | STONY CREEK STORAGE | 1863 | 2021-04-15 | 2021-04-15 07:00 | ACTIVE | C14 |  | Storage |  |  |  | Battery |  |  |  | 251.9 |  |  | 250 |  |  |  |  | Full Capacity |  | Off-Peak Deliverability |  | TEHAMA | CA | PGAE | NGBA | Cottonwood-Delevan #1 and #2 230 kV | 2024-08-31 07:00 | 2031-07-19 07:00 |  |  | Complete | Complete
CAISO | TOWNSHIP POWER BANK | 1864 | 2021-04-09 | 2021-04-15 07:00 | ACTIVE | C14 |  | Storage |  |  |  | Battery |  |  |  | 50.5 |  |  | 49 |  |  |  |  | Full Capacity |  |  |  | SUTTER | CA | PGAE | NGBA | Greenleaf #1 115 kV Tap | 2025-04-01 07:00 | 2028-03-01 08:00 |  |  | Complete | Complete
CAISO | SEAHAWK STORAGE | 1865 | 2021-03-24 | 2021-04-15 07:00 | ACTIVE | C14 |  | Storage |  |  |  | Battery |  |  |  | 203.699 |  |  | 200 |  |  |  |  | Full Capacity |  |  |  | SANTA CRUZ | CA | PGAE | GBAY | Green Valley 115 kV | 2025-06-01 07:00 | 2029-09-18 07:00 |  |  | Complete
CAISO | TOKAY STORAGE | 1866 | 2021-03-24 | 2021-04-15 07:00 | ACTIVE | C14 |  | Storage |  |  |  | Battery |  |  |  | 101.888 |  |  | 100 |  |  |  |  | Full Capacity |  |  |  | SANTA CLARA | CA | PGAE | GBAY | Santa Teresa 115 kV | 2025-06-01 07:00 | 2030-07-21 07:00 |  |  | Complete
CAISO | VELAS | 1867 | 2021-04-01 | 2021-04-15 07:00 | ACTIVE | C14 |  | Storage |  |  |  | Battery |  |  |  | 462.57 |  |  | 450 |  |  |  |  | Full Capacity |  |  |  | SAN JOAQUIN | CA | PGAE | GBAY | Schulte 115 kV | 2024-11-01 07:00 | 2031-08-18 07:00 |  |  | Complete
CAISO | STAGELINE ENERGY STORAGE | 1871 | 2021-04-01 | 2021-04-15 07:00 | ACTIVE | C14 |  | Storage |  |  |  | Battery |  |  |  | 213.55 |  |  | 200 |  |  |  |  | Full Capacity |  |  |  | BUTTE | CA | PGAE | NGBA | Palermo 115 kV | 2024-06-01 07:00 | 2030-11-18 08:00 |  |  | Complete | Complete
CAISO | ALLEGHENY ENERGY STORAGE | 1872 | 2021-04-06 | 2021-04-15 07:00 | ACTIVE | C14 |  | Storage |  |  |  | Battery |  |  |  | 353.2 |  |  | 325 |  |  |  |  | Full Capacity |  |  |  | CONTRA COSTA | CA | PGAE | GBAY | Pittsburg 115 kV | 2024-08-01 07:00 | 2032-09-20 07:00 |  |  | Complete
CAISO | COMMANDER ENERGY STORAGE | 1874 | 2021-04-07 | 2021-04-15 07:00 | ACTIVE | C14 |  | Storage |  |  |  | Battery |  |  |  | 504 |  |  | 500 |  |  |  |  | Full Capacity |  |  |  | CONTRA COSTA | CA | PGAE | GBAY | Pittsburg 230 kV | 2024-08-01 07:00 | 2032-07-19 07:00 |  |  | Complete
CAISO | DELILAH ENERGY STORAGE | 1875 | 2021-04-06 | 2021-04-15 07:00 | ACTIVE | C14 |  | Storage |  |  |  | Battery |  |  |  | 504 |  |  | 500 |  |  |  |  | Full Capacity |  |  |  | CONTRA COSTA | CA | PGAE | GBAY | Pittsburg-Tesla #1 230 kV Line | 2024-08-01 07:00 | 2032-07-19 07:00 |  |  | Complete
CAISO | DOUBLE SPRINGS ENERGY STORAGE | 1876 | 2021-04-06 | 2021-04-15 07:00 | ACTIVE | C14 |  | Storage |  |  |  | Battery |  |  |  | 101 |  |  | 100 |  |  |  |  | Full Capacity |  |  |  | CALAVERAS | CA | PGAE | GBAY | Valley Springs 60 kV | 2024-11-29 08:00 | 2029-08-17 07:00 |  |  | Complete
CAISO | JAGUAR ENERGY STORAGE | 1877 | 2021-04-06 | 2021-04-15 07:00 | ACTIVE | C14 |  | Storage |  |  |  | Battery |  |  |  | 252 |  |  | 250 |  |  |  |  | Full Capacity |  |  |  | ALAMEDA | CA | PGAE | GBAY | Grant-Eastshore #1 115 kV Line | 2024-08-01 07:00 | 2034-01-18 08:00 |  |  | Complete
CAISO | PALMETTO ENERGY STORAGE | 1880 | 2021-04-06 | 2021-04-15 07:00 | ACTIVE | C14 |  | Storage |  |  |  | Battery |  |  |  | 75.6 |  |  | 75 |  |  |  |  | Full Capacity |  |  |  | ALAMEDA | CA | PGAE | GBAY | Oakland C 115 kV | 2024-08-01 07:00 | 2030-07-22 07:00 |  |  | Complete
CAISO | SPECTRUM ENERGY STORAGE | 1881 | 2021-04-06 | 2021-04-15 07:00 | ACTIVE | C14 |  | Storage |  |  |  | Battery |  |  |  | 504 |  |  | 500 |  |  |  |  | Full Capacity |  |  |  | ALAMEDA | CA | PGAE | GBAY | Tesla-Newark #1 230 kV Line | 2024-08-01 07:00 | 2034-03-19 07:00 |  |  | Complete
CAISO | PRESIDIO | 1887 | 2021-04-07 | 2021-04-15 07:00 | ACTIVE | C14 |  | Storage | Photovoltaic |  |  | Battery | Solar |  |  | 356.592 | 356.592 |  | 350 |  |  |  |  | Full Capacity |  | Off-Peak Deliverability |  | SAN JOAQUIN | CA | PGAE | NGBA | Rancho Seco-Bellota #1 230 kV Line | 2025-06-01 07:00 | 2030-12-16 08:00 |  |  | Complete
CAISO | HOLMAN | 1889 | 2021-04-07 | 2021-04-15 07:00 | ACTIVE | C14 |  | Storage | Wind Turbine |  |  | Battery | Wind Turbine |  |  | 756.813 | 1525.172 |  | 1500 |  |  |  |  | Full Capacity |  | Off-Peak Deliverability |  | MONTEREY | CA | PGAE | GBAY | Moss Landing 500 kV | 2028-04-01 07:00 | 2034-02-17 08:00 |  |  | Complete
CAISO | HARMONY STORAGE 2 | 1892 | 2021-04-08 | 2021-04-15 07:00 | ACTIVE | C14 |  | Storage |  |  |  | Battery |  |  |  | 307.878 |  |  | 300 |  |  |  |  | Full Capacity |  |  |  | CONTRA COSTA | CA | PGAE | GBAY | Contra Costa PP 230 kV | 2025-10-30 07:00 | 2031-06-05 07:00 |  |  | Complete
CAISO | OAKDALE STORAGE | 1895 | 2021-04-08 | 2021-04-15 07:00 | ACTIVE | C14 |  | Storage |  |  |  | Battery |  |  |  | 102.672 |  |  | 100 |  |  |  |  | Full Capacity |  |  |  | STANISLAUS | CA | PGAE | GBAY | Cottle 230 kV | 2025-10-30 07:00 | 2029-09-18 07:00 |  |  | Complete
CAISO | PATHFINDER STORAGE | 1896 | 2021-04-08 | 2021-04-15 07:00 | ACTIVE | C14 |  | Storage |  |  |  | Battery |  |  |  | 268.065 |  |  | 260 |  |  |  |  | Full Capacity |  |  |  | SAN JOAQUIN | CA | PGAE | GBAY | Weber 60 kV | 2025-10-30 07:00 | 2031-06-05 07:00 |  |  | Complete
CAISO | BAYLANDS BATTERY | 1900 | 2021-04-12 | 2021-04-15 07:00 | ACTIVE | C14 |  | Storage |  |  |  | Battery |  |  |  | 250 |  |  | 250 |  |  |  |  | Full Capacity |  |  |  | SAN MATEO | CA | PGAE | GBAY | Martin 115 kV | 2025-07-27 07:00 | 2034-05-18 07:00 |  |  | Complete
CAISO | GOLDEN FLATS | 1903 | 2021-04-09 | 2021-04-15 07:00 | ACTIVE | C14 |  | Storage |  |  |  | Battery |  |  |  | 365.12 |  |  | 300 |  |  |  |  | Full Capacity |  |  |  | STANISLAUS | CA | PGAE | Fresno | Westly-Quinto 230 kV | 2025-11-30 08:00 | 2032-09-17 07:00 |  |  | Complete
CAISO | NORTHEAST CENTRAL VALLEY | 1904 | 2021-04-09 | 2021-04-15 07:00 | ACTIVE | C14 |  | Storage |  |  |  | Battery |  |  |  | 365.12 |  |  | 300 |  |  |  |  | Full Capacity |  |  |  | SAN JOAQUIN | CA | PGAE | GBAY | Bellota 115 kV | 2025-11-30 08:00 | 2031-02-16 08:00 |  |  | Complete
CAISO | ZORIN STORAGE | 1911 | 2021-04-10 | 2021-04-15 07:00 | ACTIVE | C14 |  | Storage |  |  |  | Battery |  |  |  | 252 |  |  | 180 |  |  |  |  | Full Capacity |  |  |  | ALAMEDA | CA | PGAE | GBAY | Newark 230 kV | 2024-10-31 07:00 | 2034-02-19 08:00 |  |  | Complete
CAISO | ESPRESSO (FKA KOLA 2) | 1912 | 2021-04-09 | 2021-04-15 07:00 | ACTIVE | C14 |  | Storage |  |  |  | Battery |  |  |  | 365.12 |  |  | 300 |  |  |  |  | Full Capacity |  |  |  | ALAMEDA | CA | PGAE | GBAY | Tesla 230 kV | 2025-11-30 08:00 | 2032-10-18 07:00 |  |  | Complete
CAISO | BLACK DIAMOND ES2 | 1914 | 2021-04-15 | 2021-04-15 07:00 | ACTIVE | C14 |  | Storage |  |  |  | Battery |  |  |  | 179.4 |  |  | 175 |  |  |  |  | Full Capacity |  |  |  | CONTRA COSTA | CA | PGAE | GBAY | Pittsburg 230 kV | 2024-06-01 07:00 | 2031-06-18 07:00 |  |  | Complete | Complete
CAISO | SHERMAN ENERGY STORAGE | 1915 | 2021-04-14 | 2021-04-15 07:00 | ACTIVE | C14 |  | Storage |  |  |  | Battery |  |  |  | 256.29 |  |  | 250 |  |  |  |  | Full Capacity |  |  |  | CONTRA COSTA | CA | PGAE | GBAY | Contra Costa PP 230 kV | 2025-06-01 07:00 | 2031-06-18 07:00 |  |  | Complete | Complete
CAISO | KIFER BESS 1 | 1918 | 2021-04-13 | 2021-04-15 07:00 | ACTIVE | C14 |  | Storage |  |  |  | Battery |  |  |  | 50 |  |  | 50 |  |  |  |  | Full Capacity |  |  |  | SANTA CLARA | CA | PGAE | GBAY | KEN-OKJ 60 kV | 2023-10-01 07:00 | 2025-12-18 08:00 |  |  |  | Complete
CAISO | SUNBEAM STORAGE | 1919 | 2021-04-10 | 2021-04-15 07:00 | ACTIVE | C14 |  | Storage |  |  |  | Battery |  |  |  | 100.9 |  |  | 65 |  |  |  |  | Full Capacity |  |  |  | SAN MATEO | CA | PGAE | GBAY | Cooley Landing 60 kV | 2024-10-31 07:00 | 2034-02-19 08:00 |  |  | Complete
CAISO | ZEUS BESS | 1920 | 2021-04-15 | 2021-04-15 07:00 | ACTIVE | C14 |  | Storage |  |  |  | Battery |  |  |  | 213.55 |  |  | 200 |  |  |  |  | Full Capacity |  |  |  | SAN JOAQUIN | CA | PGAE | GBAY | Schulte 115 kV | 2024-06-01 07:00 | 2031-06-18 07:00 |  |  | Complete | Complete
CAISO | ALLIUM HYBRID | 1921 | 2021-04-14 | 2021-04-15 07:00 | ACTIVE | C14 |  | Storage | Photovoltaic |  |  | Battery | Solar |  |  | 112.386 | 112.491 |  | 110 |  |  |  |  | Full Capacity |  | Off-Peak Deliverability |  | SAN BENITO | CA | PGAE | GBAY | Crazy Horse Canyon-Hollister 115 kV Line | 2025-06-01 07:00 | 2032-11-18 08:00 |  |  | Complete | Complete
CAISO | ALTA CASA STORAGE | 1922 | 2021-04-14 | 2021-04-15 07:00 | ACTIVE | C14 |  | Storage |  |  |  | Battery |  |  |  | 515.418 |  |  | 500 |  |  |  |  | Full Capacity |  |  |  | SAN JOAQUIN | CA | PGAE | GBAY | Tesla 500 kV | 2025-06-01 07:00 | 2033-06-18 07:00 |  |  | Complete | Complete
CAISO | EL REY POWER BANK | 1928 | 2021-04-10 | 2021-04-15 07:00 | ACTIVE | C14 |  | Storage |  |  |  | Battery |  |  |  | 124.3 |  |  | 120 |  |  |  |  | Full Capacity |  |  |  | MONTEREY | CA | PGAE | GBAY | Coburn-Basic Energy 60 kV Line | 2025-04-01 07:00 | 2029-01-02 08:00 |  |  | Complete | Complete
CAISO | CAZADORES STORAGE | 1929 | 2021-04-10 | 2021-04-15 07:00 | ACTIVE | C14 |  | Storage |  |  |  | Battery |  |  |  | 151.3 |  |  | 150 |  |  |  |  | Full Capacity |  |  |  | SAN JOAQUIN | CA | PGAE | GBAY | Lammers 115 kV | 2024-10-31 07:00 | 2032-08-19 07:00 |  |  | Complete
CAISO | APACHE STORAGE | 1930 | 2021-03-24 | 2021-04-15 07:00 | ACTIVE | C14 |  | Storage |  |  |  | Battery |  |  |  | 203.699 |  |  | 200 |  |  |  |  | Full Capacity |  |  |  | FRESNO | CA | PGAE | Kern | Sanger 115 kV | 2025-06-01 07:00 | 2030-07-21 07:00 |  |  | Complete
CAISO | COUGAR STORAGE | 1932 | 2021-03-24 | 2021-04-15 07:00 | ACTIVE | C14 |  | Storage |  |  |  | Battery |  |  |  | 203.699 |  |  | 200 |  |  |  |  | Full Capacity |  |  |  | MERCED | CA | PGAE | Fresno | Wilson 115 kV | 2025-06-01 07:00 | 2030-09-19 07:00 |  |  | Complete
CAISO | PUMA STORAGE | 1933 | 2021-03-24 | 2021-04-15 07:00 | ACTIVE | C14 |  | Storage |  |  |  | Battery |  |  |  | 203.699 |  |  | 200 |  |  |  |  | Full Capacity |  |  |  | MADERA | CA | PGAE | Fresno | Borden 230 kV | 2025-06-01 07:00 | 2030-11-18 08:00 |  |  | Complete
CAISO | LOTUS SOLAR 2 | 1934 | 2021-04-01 | 2021-04-15 07:00 | ACTIVE | C14 |  | Storage | Photovoltaic |  |  | Battery | Solar |  |  | 203.2 | 203.2 |  | 200 |  |  |  |  | Full Capacity |  | Off-Peak Deliverability |  | MADERA | CA | PGAE | Fresno | Borden 230 kV | 2024-12-01 08:00 | 2030-11-17 08:00 |  |  | Complete
CAISO | ELYSIAN | 1935 | 2021-04-01 | 2021-04-15 07:00 | ACTIVE | C14 |  | Photovoltaic | Storage |  |  | Solar | Battery |  |  | 206.091 | 206.091 |  | 200 |  |  |  |  | Full Capacity |  | Off-Peak Deliverability |  | FRESNO | CA | PGAE | Fresno | Tranquility 230 kV | 2024-11-01 07:00 | 2029-10-18 07:00 |  |  | Complete
CAISO | WHITE RABBIT | 1940 | 2021-04-01 | 2021-04-15 07:00 | ACTIVE | C14 |  | Storage | Photovoltaic |  |  | Battery | Solar |  |  | 153 | 153.3 |  | 150 |  |  |  |  | Full Capacity |  | Off-Peak Deliverability |  | FRESNO | CA | PGAE | Fresno | Mendota 115 kV | 2024-11-01 07:00 | 2030-07-18 07:00 |  |  | Complete
CAISO | WINGTIP SOLAR 1 | 1943 | 2021-04-02 | 2021-04-15 07:00 | ACTIVE | C14 |  | Photovoltaic | Storage |  |  | Solar | Battery |  |  | 1176.1 | 1176.1 |  | 1150 |  |  |  |  | Full Capacity |  | Off-Peak Deliverability |  | MERCED | CA | PGAE | S500 | Los Banos 500 kV | 2027-06-01 07:00 | 2032-09-18 07:00 |  |  | Complete
CAISO | DARDEN | 1949 | 2021-04-08 | 2021-04-15 07:00 | ACTIVE | C14 |  | Storage | Photovoltaic |  |  | Battery | Solar |  |  | 1182.384 | 1182.384 |  | 1150 |  |  |  |  | Full Capacity |  | Off-Peak Deliverability |  | FRESNO | CA | PGAE | S500 | Manning-Midway 500kV Line | 2026-12-31 08:00 | 2032-10-19 07:00 |  |  | Complete |  |  | In Progress
CAISO | AUSTRALIS | 1952 | 2021-04-07 | 2021-04-15 07:00 | ACTIVE | C14 |  | Photovoltaic | Storage |  |  | Solar | Battery |  |  | 307 | 307 |  | 300 |  |  |  |  | Full Capacity |  | Off-Peak Deliverability |  | MERCED | CA | PGAE | Fresno | Los Banos 230 kV | 2025-06-01 07:00 | 2031-04-18 07:00 |  |  | Complete
CAISO | FLORES STORAGE | 1953 | 2021-04-07 | 2021-04-15 07:00 | ACTIVE | C14 |  | Storage |  |  |  | Battery |  |  |  | 151.7416 |  |  | 150 |  |  |  |  | Full Capacity |  | Off-Peak Deliverability |  | MADERA | CA | PGAE | Fresno | Gregg 230 kV | 2025-10-01 07:00 | 2031-02-18 08:00 |  |  | Complete | Complete
CAISO | HUASO HYBRID | 1954 | 2021-04-06 | 2021-04-15 07:00 | ACTIVE | C14 |  | Storage | Photovoltaic |  |  | Battery | Solar |  |  | 101.83 | 102.1 |  | 100 |  |  |  |  | Full Capacity |  | Off-Peak Deliverability |  | FRESNO | CA | PGAE | Fresno | Gates 230 kV | 2025-12-01 08:00 | 2026-12-03 08:00 |  |  | Complete | Complete
CAISO | CIERVO MOUNTAIN HYBRID | 1955 | 2021-04-06 | 2021-04-15 07:00 | ACTIVE | C14 |  | Storage | Photovoltaic |  |  | Battery | Solar |  |  | 127.37 | 127.57 |  | 125 |  |  |  |  | Full Capacity |  | Off-Peak Deliverability |  | FRESNO | CA | PGAE | Fresno | Excelsior 115 kV | 2025-12-01 08:00 | 2029-08-03 07:00 |  |  | Complete | Complete
CAISO | CLARKSON | 1956 | 2021-04-08 | 2021-04-15 07:00 | ACTIVE | C14 |  | Storage | Photovoltaic |  |  | Battery | Solar |  |  | 203.659 | 203.849 |  | 200 |  |  |  |  | Full Capacity |  | Off-Peak Deliverability |  | FRESNO | CA | PGAE | Fresno | Tranquility 230 kV | 2025-06-01 07:00 | 2033-10-10 07:00 |  |  | Complete
CAISO | SPIKES PEAK SOLAR | 1958 | 2021-04-09 | 2021-04-15 07:00 | ACTIVE | C14 |  | Photovoltaic | Storage |  |  | Solar | Battery |  |  | 158.9783 | 158.5678 |  | 150 |  |  |  |  | Full Capacity |  | Off-Peak Deliverability |  | MERCED | CA | PGAE | Fresno | Quinto 230 kV | 2025-10-01 07:00 | 2029-10-18 07:00 |  |  | Complete | Complete
CAISO | CORNUCOPIA HYBRID | 1959 | 2021-04-12 | 2021-04-15 07:00 | ACTIVE | C14 |  | Storage | Photovoltaic |  |  | Battery | Solar |  |  | 300.951 | 303.678 |  | 300 |  |  |  |  | Full Capacity |  | Off-Peak Deliverability |  | FRESNO | CA | PGAE | Fresno | Gates-Templeton 230 kV Line | 2025-06-16 07:00 | 2030-11-16 08:00 |  |  | Complete
CAISO | LAS CAMAS 4 | 1960 | 2021-04-09 | 2021-04-15 07:00 | ACTIVE | C14 |  | Storage |  |  |  | Battery |  |  |  | 100 |  |  | 100 |  |  |  |  | Full Capacity |  |  |  | MERCED | CA | PGAE | Fresno | Los Banos 230 kV | 2025-05-07 07:00 | 2028-04-01 07:00 |  |  | Complete
CAISO | LOCK STORAGE | 1962 | 2021-04-09 | 2021-04-15 07:00 | ACTIVE | C14 |  | Storage |  |  |  | Battery |  |  |  | 508 |  |  | 500.01 |  |  |  |  | Full Capacity |  |  |  | FRESNO | CA | PGAE | S500 | Gates 500 kV | 2025-11-30 08:00 | 2031-08-17 07:00 |  |  | Complete
CAISO | ALMANDE ENERGY STORAGE | 1963 | 2021-04-14 | 2021-04-15 07:00 | ACTIVE | C14 |  | Storage |  |  |  | Battery |  |  |  | 256.29 |  |  | 250 |  |  |  |  | Full Capacity |  |  |  | MERCED | CA | PGAE | Fresno | Wilson 230 kV | 2025-06-01 07:00 | 2030-06-18 07:00 |  |  | Complete | Complete
CAISO | ORLEANS | 1966 | 2021-04-06 | 2021-04-15 07:00 | ACTIVE | C14 |  | Photovoltaic | Storage |  |  | Solar | Battery |  |  | 25.54 | 25.54 |  | 25 |  |  |  |  | Full Capacity |  |  |  | FRESNO | CA | PGAE | Fresno | Giffen 70 kV | 2024-12-31 08:00 | 2029-08-03 07:00 |  |  | Complete | Complete
CAISO | PLUM | 1968 | 2021-04-15 | 2021-04-15 07:00 | ACTIVE | C14 |  | Photovoltaic | Storage |  |  | Solar | Battery |  |  | 1040 | 520 |  | 1000 |  |  |  |  | Full Capacity |  | Off-Peak Deliverability |  | KINGS | CA | PGAE | Fresno | Gates 230 kV | 2024-12-10 08:00 | 2031-03-19 07:00 |  |  | Complete | Complete
CAISO | YORKTOWN | 1969 | 2021-04-06 | 2021-04-15 07:00 | ACTIVE | C14 |  | Photovoltaic | Storage |  |  | Solar | Battery |  |  | 87.5 | 87.5 |  | 85 |  |  |  |  | Full Capacity |  |  |  | KINGS | CA | PGAE | Fresno | Corcoran 70 kV | 2024-12-31 08:00 | 2029-12-03 08:00 |  |  | Complete | Complete
CAISO | BUTTERCUP HYBRID SOLAR | 1970 | 2021-04-14 | 2021-04-15 07:00 | ACTIVE | C14 |  | Photovoltaic | Storage |  |  | Solar | Battery |  |  | 131.43 | 65.47 |  | 130 |  |  |  |  | Full Capacity |  | Off-Peak Deliverability |  | MERCED | CA | PGAE | Fresno | Le Grand 115 kV | 2024-11-30 08:00 | 2032-03-04 08:00 |  |  | Complete
CAISO | PEACEFUL HOLLOW BESS | 1973 | 2021-04-14 | 2021-04-15 07:00 | ACTIVE | C14 |  | Storage |  |  |  | Battery |  |  |  | 100 |  |  | 75 |  |  |  |  | Full Capacity |  |  |  | FRESNO | CA | PGAE | Fresno | Tranquility 230kV | 2024-06-01 07:00 | 2028-06-18 07:00 |  |  | Complete
CAISO | TARRAGON HYBRID | 1975 | 2021-04-14 | 2021-04-15 07:00 | ACTIVE | C14 |  | Photovoltaic | Storage |  |  | Solar | Battery |  |  | 35.979 | 35.951 |  | 35 |  |  |  |  | Full Capacity |  | Off-Peak Deliverability |  | FRESNO | CA | PGAE | Fresno | Crescent 70 kV | 2025-06-01 07:00 | 2028-06-01 07:00 |  |  | Complete | Complete
CAISO | VALETUDO ENERGY STORAGE | 1977 | 2021-09-30 | 2021-04-15 07:00 | ACTIVE | C14 |  | Storage |  |  |  | Battery |  |  |  | 79.5871 |  |  | 75 |  |  |  |  | Full Capacity |  |  |  | MADERA | CA | PGAE | Fresno | Chowchilla 115 kV | 2022-12-31 08:00 | 2028-11-01 07:00 |  |  | Complete
CAISO | ARTEMIS | 1980 | 2021-03-31 | 2021-04-15 07:00 | ACTIVE | C14 |  | Photovoltaic | Storage |  |  | Solar | Battery |  |  | 412.336 | 412.336 |  | 400 |  |  |  |  | Full Capacity |  | Off-Peak Deliverability |  | KERN | CA | PGAE | Kern | Arco 230 kV | 2024-11-01 07:00 | 2029-10-18 07:00 |  |  | Complete
CAISO | PHAENON | 1983 | 2021-04-01 | 2021-04-15 07:00 | ACTIVE | C14 |  | Photovoltaic | Storage |  |  | Solar | Battery |  |  | 102.254 | 101.7635 |  | 100 |  |  |  |  | Full Capacity |  | Off-Peak Deliverability |  | KERN | CA | PGAE | Kern | Shafter 115 kV | 2024-12-31 08:00 | 2029-07-18 07:00 |  |  | Complete
CAISO | BUTTONBUSH SOLAR 2 | 1987 | 2021-04-03 | 2021-04-15 07:00 | ACTIVE | C14 |  | Photovoltaic | Storage |  |  | Solar | Battery |  |  | 358.2 | 358.2 |  | 350 |  |  |  |  | Full Capacity |  | Off-Peak Deliverability |  | KERN | CA | PGAE | S500 | Midway 500 kV | 2028-04-01 07:00 | 2302-03-17 07:00 |  |  | Complete
CAISO | CALLINAN SOLAR AND STORAGE | 1992 | 2021-04-06 | 2021-04-15 07:00 | ACTIVE | C14 |  | Storage | Photovoltaic |  |  | Battery | Solar |  |  | 159.4008 | 160.3879 |  | 150 |  |  |  |  | Full Capacity |  | Off-Peak Deliverability |  | KERN | CA | PGAE | Kern | Arco 230 kV | 2025-10-01 07:00 | 2031-02-18 08:00 |  |  | Complete | Complete
CAISO | EIGER ENERGY STORAGE | 1994 | 2021-04-06 | 2021-04-15 07:00 | ACTIVE | C14 |  | Storage |  |  |  | Battery |  |  |  | 100.9 |  |  | 100 |  |  |  |  | Full Capacity |  |  |  | KERN | CA | PGAE | Kern | Lamont 115 kV | 2025-01-01 08:00 | 2032-02-16 08:00 |  |  | Complete
CAISO | EVEREST ENERGY STORAGE | 1995 | 2021-04-06 | 2021-04-15 07:00 | ACTIVE | C14 |  | Storage |  |  |  | Battery |  |  |  | 201.8 |  |  | 200 |  |  |  |  | Full Capacity |  |  |  | KERN | CA | PGAE | Kern | Kern PP 230 kV | 2025-01-01 08:00 | 2030-10-18 07:00 |  |  | Complete
CAISO | ISLAY | 1998 | 2021-04-07 | 2021-04-15 07:00 | ACTIVE | C14 |  | Storage | Wind Turbine |  |  | Battery | Wind Turbine |  |  | 756.054 | 1518.472 |  | 1500 |  |  |  |  | Full Capacity |  | Off-Peak Deliverability |  | SAN LUIS OBISPO | CA | PGAE | S500 | Diablo Canyon 500 kV | 2028-04-01 07:00 | 2034-08-16 07:00 |  |  | Complete
CAISO | SERENA STORAGE | 2001 | 2021-04-10 | 2021-04-15 07:00 | ACTIVE | C14 |  | Storage |  |  |  | Battery |  |  |  | 114.264 |  |  | 110 |  |  |  |  | Full Capacity |  |  |  | KERN | CA | PGAE | Kern | Kern PP 230 kV | 2025-10-30 07:00 | 2029-09-18 07:00 |  |  | Complete
CAISO | VALLEY SUNLIGHT REFINERY | 2004 | 2021-04-10 | 2021-04-15 07:00 | ACTIVE | C14 |  | Photovoltaic | Storage |  |  | Solar | Battery |  |  | 410 | 411.3018 |  | 400 |  |  |  |  | Full Capacity |  | Off-Peak Deliverability |  | KINGS | CA | PGAE | Kern | Gates-Midway 230 kV Line | 2025-06-10 07:00 | 2032-02-18 08:00 |  |  | Complete
CAISO | CALLOWAY BESS | 2006 | 2021-04-12 | 2021-04-15 07:00 | ACTIVE | C14 |  | Storage |  |  |  | Battery |  |  |  | 92.07 |  |  | 82.9 |  |  |  |  | Full Capacity |  |  |  | KERN | CA | PGAE | Kern | 7th Standard 115 kV | 2024-06-01 07:00 | 2029-09-16 07:00 |  |  | Complete
CAISO | SALINAN ENERGY | 2008 | 2021-04-11 | 2021-04-15 07:00 | ACTIVE | C14 |  | Wind Turbine | Storage |  |  | Wind Turbine | Battery |  |  | 1190 | 319.35 |  | 1148.37 |  |  |  |  | Full Capacity |  | Off-Peak Deliverability |  | SAN LUIS OBISPO | CA | PGAE | S500 | Diablo-Gates 500 kV Line | 2028-04-11 07:00 | 2032-09-17 07:00 |  |  | Complete
CAISO | CANNAE | 2010 | 2021-04-06 | 2021-04-15 07:00 | ACTIVE | C14 |  | Photovoltaic | Storage |  |  | Solar | Battery |  |  | 118.5 | 115 |  | 115 |  |  |  |  | Full Capacity |  |  |  | KERN | CA | PGAE | Kern | Midway 115 kV | 2024-12-31 08:00 | 2030-12-03 08:00 |  |  | Complete | Complete
CAISO | SEAGLASS OFFSHORE WIND | 2012 | 2021-04-15 | 2021-04-15 07:00 | ACTIVE | C14 |  | Wind Turbine |  |  |  | Wind Turbine |  |  |  | 628.65 |  |  | 606.0588 |  |  |  |  | Full Capacity |  | Off-Peak Deliverability |  | SAN LUIS OBISPO | CA | PGAE | Kern | Morro Bay 230 kV | 2028-03-01 08:00 | 2032-06-01 07:00 |  |  | Complete | Complete
CAISO | ANDROMEDA | 2013 | 2021-04-09 | 2021-04-15 07:00 | ACTIVE | C14 |  | Storage | Photovoltaic |  |  | Battery | Solar |  |  | 172.835 | 172.835 |  | 160 |  |  |  |  | Full Capacity |  | Off-Peak Deliverability |  | TULARE | CA | PGAE | Kern | Alpaugh 115 kV | 2026-12-31 08:00 | 2029-04-10 07:00 |  |  | Complete | Complete
CAISO | CHERRY LANE HYBRID | 2015 | 2021-04-14 | 2021-04-15 07:00 | ACTIVE | C14 |  | Storage | Photovoltaic |  |  | Battery | Solar |  |  | 310.63 | 310.63 |  | 300 |  |  |  |  | Full Capacity |  | Off-Peak Deliverability |  | KERN | CA | PGAE | Kern | Wheeler Ridge 230 kV | 2025-06-01 07:00 | 2031-06-19 07:00 |  |  | Complete | Complete
CAISO | ARIELLA SOLAR | 2017 | 2021-04-14 | 2021-04-15 07:00 | ACTIVE | C14 |  | Photovoltaic | Storage |  |  | Solar | Battery |  |  | 163.268 | 163.268 |  | 160 |  |  |  |  | Full Capacity |  | Off-Peak Deliverability |  | TULARE | CA | PGAE | Kern | Olive 115 kV | 2023-12-31 08:00 | 2030-12-17 08:00 |  |  | Complete
CAISO | HIDDEN KNOLLS BESS | 2018 | 2021-04-14 | 2021-04-15 07:00 | ACTIVE | C14 |  | Storage |  |  |  | Battery |  |  |  | 30.8 |  |  | 30 |  |  |  |  | Full Capacity |  |  |  | KERN | CA | PGAE | Kern | Arco-Carneras 70 kV Line | 2024-06-01 07:00 | 2028-10-18 07:00 |  |  | Complete
CAISO | SOCORRO PEAK SOLAR | 2022 | 2021-04-09 | 2021-04-15 07:00 | ACTIVE | C14 |  | Photovoltaic | Storage |  |  | Solar | Battery |  |  | 379.7505 | 376.0403 |  | 350 |  |  |  |  | Full Capacity |  | Off-Peak Deliverability |  | LA PAZ | AZ | DCRT | Eastern | Cielo Azul Substation 500 kV | 2025-10-01 07:00 | 2029-03-26 07:00 |  |  | Complete | Complete
CAISO | JOVE SOLAR | 2023 | 2021-04-05 | 2021-04-15 07:00 | ACTIVE | C14 |  | Photovoltaic | Storage |  |  | Solar | Battery |  |  | 2042.4 | 2090.2 |  | 2000 |  |  |  |  | Full Capacity |  | Off-Peak Deliverability |  | LA PAZ | AZ | DCRT | Eastern | Cielo Azul Substation 500 kV | 2024-12-31 08:00 | 2030-01-26 08:00 |  |  | Complete | Complete
CAISO | RANEGRAS PVS | 2025 | 2021-04-07 | 2021-04-15 07:00 | ACTIVE | C14 |  | Storage | Photovoltaic |  |  | Battery | Solar |  |  | 718.81 | 718.81 |  | 700 |  |  |  |  | Full Capacity |  | Off-Peak Deliverability |  | LA PAZ | AZ | DCRT | Eastern | Colorado River-Delaney 500 kV line | 2025-06-01 07:00 | 2029-07-26 07:00 |  |  | Complete | Complete
CAISO | HARQUAHALA FLATS 2 | 2027 | 2021-04-09 | 2021-04-15 07:00 | ACTIVE | C14 |  | Storage | Photovoltaic |  |  | Battery | Solar |  |  | 410.76 | 410.76 |  | 400 |  |  |  |  | Full Capacity |  | Off-Peak Deliverability |  | MARICOPA | AZ | DCRT | Eastern | Delaney Substation 500 kV | 2025-11-30 08:00 | 2028-04-15 07:00 |  |  | Complete | Complete
CAISO | HARQUAHALA SUNRISE 2 | 2029 | 2021-04-15 | 2021-04-15 07:00 | ACTIVE | C14 |  | Photovoltaic | Storage |  |  | Solar | Battery |  |  | 169.2 | 160.98 |  | 150 |  |  |  |  | Full Capacity |  | Off-Peak Deliverability |  | MARICOPA | AZ | DCRT | Eastern | Delaney Substation 500 kV | 2024-11-01 07:00 | 2026-09-01 07:00 |  |  | Complete | Complete
CAISO | MARLEY | 2031 | 2021-04-01 | 2021-04-15 07:00 | ACTIVE | C14 |  | Storage |  |  |  | Battery |  |  |  | 206.091 |  |  | 200 |  |  |  |  | Full Capacity |  |  |  | RIVERSIDE | CA | SCE | Eastern | Wildlife Substation 230 kV | 2024-11-01 07:00 | 2032-06-26 07:00 |  |  | Complete | Complete
CAISO | TROLLEY | 2032 | 2021-04-01 | 2021-04-15 07:00 | ACTIVE | C14 |  | Storage |  |  |  | Battery |  |  |  | 405.6634 |  |  | 400 |  |  |  |  | Full Capacity |  |  |  | SAN BERNARDINO | CA | SCE | Eastern | Etiwanda Substation 230 kV | 2024-06-30 07:00 | 2031-02-26 08:00 |  |  | Complete | Complete
CAISO | CARMINE | 2033 | 2021-04-01 | 2021-04-15 07:00 | ACTIVE | C14 |  | Storage |  |  |  | Battery |  |  |  | 360.296 |  |  | 350 |  |  |  |  | Full Capacity |  | Off-Peak Deliverability |  | RIVERSIDE | CA | SCE | Eastern | Colorado River Substation 230 kV | 2024-11-01 07:00 | 2030-12-26 08:00 |  |  | Complete | Complete
CAISO | HUB CITY ENERGY STORAGE | 2034 | 2021-04-03 | 2021-04-15 07:00 | ACTIVE | C14 |  | Storage |  |  |  | Battery |  |  |  | 261 |  |  | 250 |  |  |  |  | Full Capacity |  |  |  | SAN BERNARDINO | CA | SCE | Eastern | Devers 220kV | 2025-06-01 07:00 | 2031-01-01 08:00 |  |  | Complete | Complete
CAISO | REDONDA | 2036 | 2021-04-05 | 2021-04-15 07:00 | ACTIVE | C14 |  | Photovoltaic | Storage |  |  | Solar | Battery |  |  | 273.0212 | 268.7138 |  | 250 |  |  |  |  | Full Capacity |  | Off-Peak Deliverability |  | RIVERSIDE | CA | SCE | Eastern | Red Bluff Substation 220 kV | 2024-12-01 08:00 | 2031-01-01 08:00 |  |  | Complete | Complete
CAISO | SARGASSO STORAGE | 2037 | 2021-04-06 | 2021-04-15 07:00 | ACTIVE | C14 |  | Storage |  |  |  | Battery |  |  |  | 202.8 |  |  | 200 |  |  |  |  | Full Capacity |  |  |  | SAN BERNARDINO | CA | SCE | Eastern | San Bernadino 230 kV | 2024-12-15 08:00 | 2032-05-26 07:00 |  |  | Complete | Complete
CAISO | SANDRIFT STORAGE 1 | 2039 | 2021-04-07 | 2021-04-15 07:00 | ACTIVE | C14 |  | Storage |  |  |  | Battery |  |  |  | 254.77 |  |  | 250 |  |  |  |  | Full Capacity |  |  |  | RIVERSIDE | CA | SCE | Eastern | Red Bluff Substation 230 kV | 2023-12-31 08:00 | 2030-12-26 08:00 |  |  | Complete | Complete
CAISO | SANDRIFT STORAGE 2 | 2041 | 2021-04-07 | 2021-04-15 07:00 | ACTIVE | C14 |  | Storage |  |  |  | Battery |  |  |  | 254.77 |  |  | 250 |  |  |  |  | Full Capacity |  |  |  | RIVERSIDE | CA | SCE | Eastern | Red Bluff Substation 230 kV | 2023-12-31 08:00 | 2030-12-26 08:00 |  |  | Complete | Complete
CAISO | EASLEY | 2042 | 2021-04-08 | 2021-04-15 07:00 | ACTIVE | C14 |  | Storage | Photovoltaic |  |  | Battery | Solar |  |  | 675.65 | 675.65 |  | 650 |  |  |  |  | Full Capacity |  | Off-Peak Deliverability |  | RIVERSIDE | CA | SCE | Eastern | Red Bluff Substation 500 kV | 2024-12-31 08:00 | 2030-11-26 08:00 |  |  | Complete | Complete
CAISO | PICADOR ENERGY STORAGE | 2043 | 2021-04-06 | 2021-04-15 07:00 | ACTIVE | C14 |  | Storage |  |  |  | Battery |  |  |  | 252 |  |  | 250 |  |  |  |  | Full Capacity |  |  |  | SAN BERNARDINO | CA | SCE | Eastern | Etiwanda Substation 230 kV | 2024-08-01 07:00 | 2032-05-26 07:00 |  |  | Complete | Complete
CAISO | INVICTUS | 2045 | 2021-04-10 | 2021-04-15 07:00 | ACTIVE | C14 |  | Storage | Photovoltaic |  |  | Battery | Solar |  |  | 430.192 | 430.192 |  | 300 |  |  |  |  | Full Capacity |  | Off-Peak Deliverability |  | RIVERSIDE | CA | SCE | Eastern | Colorado River 230 kV | 2025-12-15 08:00 | 2029-11-26 08:00 |  |  | Complete | Complete
CAISO | TWIN PALMS SOLAR | 2048 | 2021-04-08 | 2021-04-15 07:00 | ACTIVE | C14 |  | Storage | Photovoltaic |  |  | Battery | Solar |  |  | 288.144 | 288 |  | 280 |  |  |  |  | Full Capacity |  | Off-Peak Deliverability |  | RIVERSIDE | CA | SCE | Eastern | Colorado River Substation 230 kV | 2025-10-30 07:00 | 2030-01-30 08:00 |  |  | Complete | Complete
CAISO | ARDILLA | 2049 | 2021-04-09 | 2021-04-15 07:00 | ACTIVE | C14 |  | Storage |  |  |  | Battery |  |  |  | 410.76 |  |  | 400 |  |  |  |  | Full Capacity |  |  |  | RIVERSIDE | CA | SCE | Eastern | Devers Substation 230kV | 2025-11-30 08:00 | 2032-04-26 07:00 |  |  | Complete | Complete
CAISO | ETERNAL 2 | 2050 | 2021-04-13 | 2021-04-15 07:00 | ACTIVE | C14 |  | Storage | Storage |  |  | Pumped-Storage hydro | Battery |  |  | 1417 | 1434.4 |  | 1400 |  |  |  |  | Full Capacity |  | Off-Peak Deliverability |  | RIVERSIDE | CA | SCE | Eastern | Red Bluff Substation 500 kV | 2026-12-01 08:00 | 2031-11-26 08:00 |  |  | Complete | Complete
CAISO | SALVADOR | 2051 | 2021-04-13 | 2021-04-15 07:00 | ACTIVE | C14 |  | Photovoltaic | Storage |  |  | Solar | Battery |  |  | 65 | 404.8 |  | 400 |  |  |  |  | Full Capacity |  | Off-Peak Deliverability |  | RIVERSIDE | CA | SCE | Eastern | MIRAGE Substation 220 kV | 2025-12-15 08:00 | 2030-12-26 08:00 |  |  | Complete | Complete
CAISO | BOUSE SOLAR AND STORAGE PLANT | 2052 | 2021-04-15 | 2021-04-15 07:00 | ACTIVE | C14 |  | Photovoltaic | Storage |  |  | Solar | Battery |  |  | 1009.9 | 1010.88 |  | 1000 |  |  |  |  | Full Capacity |  | Off-Peak Deliverability |  | LA PAZ | AZ | SCE | Eastern | Colorado River - Palo Verde 500kV | 2026-02-05 08:00 | 2033-12-26 08:00 |  |  | Complete | Complete
CAISO | EUISMOD | 2055 | 2021-04-01 | 2021-04-15 07:00 | ACTIVE | C14 |  | Photovoltaic | Storage |  |  | Solar | Battery |  |  | 623.48 | 623.48 |  | 600 |  |  |  |  | Full Capacity |  | Off-Peak Deliverability |  | KERN | CA | SCE | Northern | WHIRLWIND Substation 230 kV | 2024-06-30 07:00 | 2033-02-26 08:00 |  |  | Complete | Complete
CAISO | QUERCUS | 2056 | 2021-04-01 | 2021-04-15 07:00 | ACTIVE | C14 |  | Storage |  |  |  | Battery |  |  |  | 405.6634 |  |  | 400 |  |  |  |  | Full Capacity |  |  |  | LOS ANGELES | CA | SCE | Northern | Pardee-Vincent No1 230kV Line | 2024-06-30 07:00 | 2034-12-26 08:00 |  |  | Complete | Complete
CAISO | FOUR CREEKS ENERGY STORAGE | 2058 | 2021-04-02 | 2021-04-15 07:00 | ACTIVE | C14 |  | Storage |  |  |  | Battery |  |  |  | 261 |  |  | 250 |  |  |  |  | Full Capacity |  |  |  | TULARE | CA | SCE | Northern | Rector Substation 230 kV | 2025-06-01 07:00 | 2030-07-01 07:00 |  |  | Complete | Complete
CAISO | J90 ENERGY STORAGE | 2059 | 2021-04-02 | 2021-04-15 07:00 | ACTIVE | C14 |  | Storage |  |  |  | Battery |  |  |  | 261 |  |  | 250 |  |  |  |  | Full Capacity |  |  |  | LOS ANGELES | CA | SCE | Northern | Antelope Substation 230 kV | 2025-06-01 07:00 | 2033-02-26 08:00 |  |  | Complete | Complete
CAISO | SAGEBRUSH ENERGY STORAGE | 2060 | 2021-04-05 | 2021-04-15 07:00 | ACTIVE | C14 |  | Storage |  |  |  | Battery |  |  |  | 528 |  |  | 500 |  |  |  |  | Full Capacity |  |  |  | KERN | CA | SCE | Northern | Vincent Substation 230 kV | 2025-07-01 07:00 | 2033-02-26 08:00 |  |  | Complete | Complete
CAISO | JUNIPER STORAGE | 2061 | 2021-04-05 | 2021-04-15 07:00 | ACTIVE | C14 |  | Photovoltaic | Storage |  |  | Solar | Battery |  |  | 153.5 | 153.5 |  | 150 |  |  |  |  | Full Capacity |  | Off-Peak Deliverability |  | LOS ANGELES | CA | SCE | Northern | Vincent - Pearblossom 230 kV line | 2024-06-30 07:00 | 2033-02-26 08:00 |  |  | Complete | Complete
CAISO | DORIAN STORAGE | 2062 | 2021-04-06 | 2021-04-15 07:00 | ACTIVE | C14 |  | Storage |  |  |  | Battery |  |  |  | 213.5926 |  |  | 200 |  |  |  |  | Full Capacity |  | Off-Peak Deliverability |  | LOS ANGELES | CA | SCE | Northern | Antelope Substation 230 kV | 2025-10-01 07:00 | 2034-08-26 07:00 |  |  | Complete | Complete
CAISO | ELION ENERGY STORAGE | 2064 | 2021-04-06 | 2021-04-15 07:00 | ACTIVE | C14 |  | Storage |  |  |  | Battery |  |  |  | 302.4 |  |  | 300 |  |  |  |  | Full Capacity |  |  |  | LOS ANGELES | CA | SCE | Northern | Antelope ValleySubstation 230 kV | 2024-08-01 07:00 | 2034-05-26 07:00 |  |  | Complete | Complete
CAISO | DRIFTER ENERGY STORAGE | 2066 | 2021-04-06 | 2021-04-15 07:00 | ACTIVE | C14 |  | Storage |  |  |  | Battery |  |  |  | 504.8 |  |  | 500 |  |  |  |  | Full Capacity |  |  |  | VENTURA | CA | SCE | Northern | Moorpark Substation 230 kV | 2024-08-01 07:00 | 2033-03-26 07:00 |  |  | Complete | Complete
CAISO | BOBOR STORAGE | 2068 | 2021-04-07 | 2021-04-15 07:00 | ACTIVE | C14 |  | Storage |  |  |  | Battery |  |  |  | 152.1 |  |  | 150 |  |  |  |  | Full Capacity |  |  |  | TULARE | CA | SCE | Northern | Rector Substation 230 kV | 2025-12-15 08:00 | 2030-12-26 08:00 |  |  | Complete | Complete
CAISO | SOLEIL CANTIL | 2078 | 2021-04-09 | 2021-04-15 07:00 | ACTIVE | C14 |  | Photovoltaic | Storage |  |  | Solar | Battery |  |  | 372.3 | 225 |  | 350 |  |  |  |  | Full Capacity |  | Off-Peak Deliverability |  | KERN | CA | SCE | Northern | Windhub Substation 500kV | 2024-06-01 07:00 | 2033-02-26 08:00 |  |  | Complete | Complete
CAISO | RANGELAND SOLAR | 2080 | 2021-04-12 | 2021-04-15 07:00 | ACTIVE | C14 |  | Photovoltaic | Storage |  |  | Solar | Battery |  |  | 113.832 | 102.672 |  | 210 |  |  |  |  | Full Capacity |  | Off-Peak Deliverability |  | LOS ANGELES | CA | SCE | Northern | Antelope- Magunden #2 230 kV line | 2024-10-30 07:00 | 2033-08-26 07:00 |  |  | Complete | Complete
CAISO | MINERAL KING SOLAR | 2081 | 2021-04-09 | 2021-04-15 07:00 | ACTIVE | C14 |  | Photovoltaic | Storage |  |  | Solar | Battery |  |  | 215.4124 | 214.0983 |  | 200 |  |  |  |  | Full Capacity |  | Off-Peak Deliverability |  | TULARE | CA | SCE | Northern | Rector Substation 220 kV | 2026-12-31 08:00 | 2029-09-26 07:00 |  |  | Complete | Complete
CAISO | ANODE | 2082 | 2021-04-12 | 2021-04-15 07:00 | ACTIVE | C14 |  | Storage |  |  |  | Battery |  |  |  | 300 |  |  | 300 |  |  |  |  | Full Capacity |  |  |  | LOS ANGELES | CA | SCE | Northern | ANTELOPE Substation 220 kV | 2024-06-01 07:00 | 2033-01-26 08:00 |  |  | Complete | Complete
CAISO | SOLSKEN | 2085 | 2021-04-09 | 2021-04-15 07:00 | ACTIVE | C14 |  | Storage | Photovoltaic |  |  | Battery | Solar |  |  | 345 | 464.42 |  | 460 |  |  |  |  | Full Capacity |  | Off-Peak Deliverability |  | TULARE | CA | SCE | Northern | Springville Substation 230 kV | 2024-04-15 07:00 | 2033-02-26 08:00 |  |  | Complete | Complete
CAISO | GREASEWOOD ENERGY STORAGE | 2089 | 2021-04-14 | 2021-04-15 07:00 | ACTIVE | C14 |  | Storage |  |  |  | Battery |  |  |  | 513.2 |  |  | 500 |  |  |  |  | Full Capacity |  |  |  | KERN | CA | SCE | Northern | Whirlwind Substation 500 kV | 2025-06-01 07:00 | 2033-02-26 08:00 |  |  | Complete | Complete
CAISO | GWENT STORAGE 2 | 2090 | 2021-04-14 | 2021-04-15 07:00 | ACTIVE | C14 |  | Storage |  |  |  | Battery |  |  |  | 473 |  |  | 465 |  |  |  |  | Full Capacity |  |  |  | VENTURA | CA | SCE | Northern | Moorpark Substation 230 kV | 2023-12-15 08:00 | 2033-01-26 08:00 |  |  | Complete | Complete
CAISO | MAATHAI | 2091 | 2021-04-14 | 2021-04-15 07:00 | ACTIVE | C14 |  | Storage |  |  |  | Battery |  |  |  | 256 |  |  | 250 |  |  |  |  | Full Capacity |  |  |  | LOS ANGELES | CA | SCE | Northern | Vincent Substation 230 kV | 2023-12-15 08:00 | 2033-01-26 08:00 |  |  | Complete | Complete
CAISO | ROSA STORAGE | 2092 | 2021-04-14 | 2021-04-15 07:00 | ACTIVE | C14 |  | Storage |  |  |  | Battery |  |  |  | 511.725 |  |  | 500 |  |  |  |  | Full Capacity |  |  |  | VENTURA | CA | SCE | Northern | Moorpark Substation 230 kV | 2025-06-01 07:00 | 2034-06-27 07:00 |  |  | Complete | Complete
CAISO | HIDALGO ENERGY STORAGE | 2096 | 2021-04-02 | 2021-04-15 07:00 | ACTIVE | C14 |  | Storage |  |  |  | Battery |  |  |  | 408.12 |  |  | 400 |  |  |  |  | Full Capacity |  |  |  | SAN BERNARDINO | CA | SCE | NOL | Kramer-Lugo #1 220 kV | 2024-06-01 07:00 | 2033-09-26 07:00 |  |  | Complete | Complete
CAISO | SIENNA SOLAR 2 | 2097 | 2021-04-02 | 2021-04-15 07:00 | ACTIVE | C14 |  | Photovoltaic | Storage |  |  | Solar | Battery |  |  | 56 | 56 |  | 55 |  |  |  |  | Full Capacity |  | Off-Peak Deliverability |  | SAN BERNARDINO | CA | SCE | NOL | Calcite Substation 230 kV | 2025-12-01 08:00 | 2029-03-26 07:00 |  |  | Complete | Complete
CAISO | CUERNO GRANDE WIND | 2098 | 2021-04-09 | 2021-04-15 07:00 | ACTIVE | C14 |  | Wind Turbine |  |  |  | Wind Turbine |  |  |  | 150 |  |  | 150 |  |  |  |  | Full Capacity |  | Off-Peak Deliverability |  | SAN BERNARDINO | CA | SCE | NOL | Lugo-Pisgah 230 kV | 2025-10-01 07:00 | 2035-04-10 07:00 |  |  | Complete | Complete
CAISO | WESTON STORAGE | 2101 | 2021-04-08 | 2021-04-15 07:00 | ACTIVE | C14 |  | Storage |  |  |  | Battery |  |  |  | 213.5957 |  |  | 200 |  |  |  |  | Full Capacity |  | Off-Peak Deliverability |  | SAN BERNARDINO | CA | SCE | NOL | Kramer Substation 230 kV | 2025-10-01 07:00 | 2031-03-26 07:00 |  |  | Complete | Complete
CAISO | CADY SOLAR | 2103 | 2021-04-09 | 2021-04-15 07:00 | ACTIVE | C14 |  | Photovoltaic | Storage |  |  | Solar | Battery |  |  | 312.96 | 312.96 |  | 300 |  |  |  |  | Full Capacity |  | Off-Peak Deliverability |  | SAN BERNARDINO | CA | SCE | NOL | Pisgah Substation 230 kV | 2025-11-30 08:00 | 2031-02-26 08:00 |  |  | Complete | Complete
CAISO | DOS PALMAS | 2104 | 2021-04-09 | 2021-04-15 07:00 | ACTIVE | C14 |  | Storage |  |  |  | Battery |  |  |  | 410.76 |  |  | 400 |  |  |  |  | Full Capacity |  |  |  | SAN BERNARDINO | CA | SCE | NOL | Victor Substation 230 kV | 2025-11-30 08:00 | 2031-04-26 07:00 |  |  | Complete | Complete
CAISO | CONDUIT ENERGY STORAGE | 2105 | 2021-04-14 | 2021-04-15 07:00 | ACTIVE | C14 |  | Storage |  |  |  | Battery |  |  |  | 512.58 |  |  | 500 |  |  |  |  | Full Capacity |  |  |  | SAN BERNARDINO | CA | SCE | NOL | Lugo Substation 500 kV | 2025-06-01 07:00 | 2031-02-26 08:00 |  |  | Complete | Complete
CAISO | ADAGIO | 2109 | 2021-04-01 | 2021-04-15 07:00 | ACTIVE | C14 |  | Storage |  |  |  | Battery |  |  |  | 405.6634 |  |  | 400 |  |  |  |  | Full Capacity |  |  |  | LOS ANGELES | CA | SCE | Metro | Hinson Substation 230 kV | 2024-06-30 07:00 | 2032-04-28 07:00 |  |  | Complete | Complete
CAISO | FLEA FLICKER ENERGY STORAGE | 2110 | 2021-04-01 | 2021-04-15 07:00 | ACTIVE | C14 |  | Storage |  |  |  | Battery |  |  |  | 213.55 |  |  | 200 |  |  |  |  | Full Capacity |  |  |  | LOS ANGELES | CA | SCE | Northern | Vincent Substation 230 kV | 2024-06-01 07:00 | 2033-01-26 08:00 |  |  | Complete | Complete
CAISO | FLEETWOOD | 2111 | 2021-04-01 | 2021-04-15 07:00 | ACTIVE | C14 |  | Storage |  |  |  | Battery |  |  |  | 405.5148 |  |  | 400 |  |  |  |  | Full Capacity |  |  |  | LOS ANGELES | CA | SCE | Metro | Litehipe Substation 230 kV | 2024-06-30 07:00 | 2032-04-28 07:00 |  |  | Complete | Complete
CAISO | GABRIEL STORAGE | 2113 | 2021-04-01 | 2021-04-15 07:00 | ACTIVE | C14 |  | Storage |  |  |  | Battery |  |  |  | 405.7509 |  |  | 400 |  |  |  |  | Full Capacity |  |  |  | LOS ANGELES | CA | SCE | Metro | Rio Hondo Substation 230 kV | 2024-06-30 07:00 | 2033-02-26 08:00 |  |  | Complete | Complete
CAISO | DIRAC | 2114 | 2021-04-01 | 2021-04-15 07:00 | ACTIVE | C14 |  | Storage |  |  |  | Battery |  |  |  | 403.4 |  |  | 400 |  |  |  |  | Full Capacity |  |  |  | SAN BERNARDINO | CA | SCE | Metro | Chino Substation 230 kV | 2024-06-30 07:00 | 2031-02-26 08:00 |  |  | Complete | Complete
CAISO | SIMON | 2115 | 2021-04-01 | 2021-04-15 07:00 | ACTIVE | C14 |  | Storage |  |  |  | Battery |  |  |  | 405.7509 |  |  | 400 |  |  |  |  | Full Capacity |  |  |  | LOS ANGELES | CA | SCE | Metro | La Cienega Substation 230 kV | 2024-06-30 07:00 | 2032-04-26 07:00 |  |  | Complete | Complete
CAISO | MARICI | 2116 | 2021-04-01 | 2021-04-15 07:00 | ACTIVE | C14 |  | Storage |  |  |  | Battery |  |  |  | 405.5148 |  |  | 400 |  |  |  |  | Full Capacity |  |  |  | LOS ANGELES | CA | SCE | Metro | Walnut Substation 230 kV | 2024-06-30 07:00 | 2031-02-26 08:00 |  |  | Complete | Complete
CAISO | CORAL REEF | 2117 | 2021-04-01 | 2021-04-15 07:00 | ACTIVE | C14 |  | Storage |  |  |  | Battery |  |  |  | 405.6634 |  |  | 400 |  |  |  |  | Full Capacity |  |  |  | LOS ANGELES | CA | SCE | Metro | El Nido Substation 230 kV | 2024-06-30 07:00 | 2032-04-26 07:00 |  |  | Complete | Complete
CAISO | GREENWOOD ENERGY STORAGE | 2121 | 2021-04-06 | 2021-04-15 07:00 | ACTIVE | C14 |  | Storage |  |  |  | Battery |  |  |  | 252 |  |  | 250 |  |  |  |  | Full Capacity |  |  |  | LOS ANGELES | CA | SCE | Metro | Mesa Substation 500 kV | 2024-08-01 07:00 | 2032-05-26 07:00 |  |  | Complete | Complete
CAISO | TABLA ENERGY STORAGE | 2124 | 2021-04-06 | 2021-04-15 07:00 | ACTIVE | C14 |  | Storage |  |  |  | Battery |  |  |  | 302.4 |  |  | 300 |  |  |  |  | Full Capacity |  |  |  | LOS ANGELES | CA | SCE | Metro | Rio Hondo Substation 230 kV | 2024-08-01 07:00 | 2032-05-26 07:00 |  |  | Complete | Complete
CAISO | TYRELL ENERGY STORAGE | 2125 | 2021-04-06 | 2021-04-15 07:00 | ACTIVE | C14 |  | Storage |  |  |  | Battery |  |  |  | 302.4 |  |  | 300 |  |  |  |  | Full Capacity |  |  |  | ORANGE | CA | SCE | Metro | Viejo Substation 230kV | 2024-08-01 07:00 | 2032-05-26 07:00 |  |  | Complete | Complete
CAISO | OTROS ALAMITOS ENERGY STORAGE | 2127 | 2021-04-08 | 2021-04-15 07:00 | ACTIVE | C14 |  | Storage |  |  |  | Battery |  |  |  | 241.5 |  |  | 236 |  |  |  |  | Full Capacity |  |  |  | LOS ANGELES | CA | SCE | Metro | Alamitos 220 kV | 2025-10-30 07:00 | 2031-08-26 07:00 |  |  | Complete | Complete
CAISO | LOS NIETOS | 2129 | 2021-04-08 | 2021-04-15 07:00 | ACTIVE | C14 |  | Storage |  |  |  | Battery |  |  |  | 102.26 |  |  | 100 |  |  |  |  | Full Capacity |  |  |  | ORANGE | CA | SCE | Metro | Johanna Substation 230 kV | 2024-11-01 07:00 | 2031-04-26 07:00 |  |  | Complete | Complete
CAISO | MERLIN STORAGE | 2131 | 2021-04-09 | 2021-04-15 07:00 | ACTIVE | C14 |  | Storage |  |  |  | Battery |  |  |  | 200 |  |  | 200 |  |  |  |  | Full Capacity |  |  |  | LOS ANGELES | CA | SCE | Metro | Hinson Substation 220 kV | 2023-06-01 07:00 | 2032-05-26 07:00 |  |  | Complete | Complete
CAISO | LOPEZ BESS | 2134 | 2021-04-12 | 2021-04-15 07:00 | ACTIVE | C14 |  | Storage |  |  |  | Battery |  |  |  | 171.738 |  |  | 162.9 |  |  |  |  | Full Capacity |  |  |  | LOS ANGELES | CA | SCE | Metro | Sylmar-Gould line 230 kV | 2024-06-01 07:00 | 2033-06-26 07:00 |  |  | Complete | Complete
CAISO | HAVEN STORAGE | 2136 | 2021-04-09 | 2021-04-15 07:00 | ACTIVE | C14 |  | Storage |  |  |  | Battery |  |  |  | 312.96 |  |  | 300 |  |  |  |  | Full Capacity |  |  |  | LOS ANGELES | CA | SCE | Metro | Rio Hondo Substation 230 kV | 2025-11-30 08:00 | 2032-04-26 07:00 |  |  | Complete | Complete
CAISO | COMMERCE ENERGY STORAGE 3 | 2139 | 2021-04-15 | 2021-04-15 07:00 | ACTIVE | C14 |  | Storage |  |  |  | Battery |  |  |  | 256.29 |  |  | 250 |  |  |  |  | Full Capacity |  |  |  | L.A | CA | SCE | Metro | Laguna Bell Substation 230 kV | 2025-06-01 07:00 | 2031-02-26 08:00 |  |  | Complete | Complete
CAISO | STERLING | 2140 | 2021-04-06 | 2021-04-15 07:00 | ACTIVE | C14 |  | Storage | Photovoltaic |  |  | Battery | Solar |  |  | 250 | 250 |  | 250 |  |  |  |  | Full Capacity |  | Off-Peak Deliverability |  | CLARK | NV | SCE | EOP | Mohave Substation 500 kV | 2024-12-01 08:00 | 2031-05-26 07:00 |  |  | Complete | Complete
CAISO | DELAMAR ENERGY STORAGE 2 | 2141 | 2021-04-14 | 2021-04-15 07:00 | ACTIVE | C14 |  | Storage |  |  |  | Battery |  |  |  | 256.29 |  |  | 250 |  |  |  |  | Full Capacity |  |  |  | CLARK | NV | SCE | EOP | SCE portion of Eldorado Substation 230 kV | 2025-06-01 07:00 | 2027-06-26 07:00 |  |  | Complete | Complete
CAISO | SILVER STAR SOLAR | 2142 | 2021-03-31 | 2021-04-15 07:00 | ACTIVE | C14 |  | Storage | Photovoltaic |  |  | Battery | Solar |  |  | 516.7638 | 516.7638 |  | 500 |  |  |  |  | Full Capacity |  | Off-Peak Deliverability |  | NYE | NV | GLW | EOP | Lathrop Wells Substation 230 kV | 2028-03-31 07:00 | 2028-12-01 08:00 |  |  | Complete | Complete
CAISO | MURRAY | 2144 | 2021-04-09 | 2021-04-15 07:00 | ACTIVE | C14 |  | Storage | Photovoltaic |  |  | Battery | Solar |  |  | 515.08 | 508.56 |  | 500 |  |  |  |  | Full Capacity |  | Off-Peak Deliverability |  | NYE | NV | GLW | EOP | Beatty Substation 230 kV | 2025-11-30 08:00 | 2029-03-15 07:00 |  |  | Complete | Complete
CAISO | DANDELION HYBRID SOLAR | 2145 | 2021-04-14 | 2021-04-15 07:00 | ACTIVE | C14 |  | Photovoltaic | Storage |  |  | Solar | Battery |  |  | 223.33 | 110.87 |  | 220 |  |  |  |  | Full Capacity |  | Off-Peak Deliverability |  | NYE | NV | GLW | EOP | Vista Substation 230 kV | 2024-11-30 08:00 | 2027-12-26 08:00 |  |  | Complete | Complete
CAISO | WATER ROCK SOLAR 2 | 2146 | 2021-03-31 | 2021-04-15 07:00 | ACTIVE | C14 |  | Storage | Photovoltaic |  |  | Battery | Solar |  |  | 516.7638 | 516.7638 |  | 500 |  |  |  |  | Full Capacity |  | Off-Peak Deliverability |  | NYE | NV | GLW | EOP | Gamebird Substation 230 kV | 2028-03-31 07:00 | 2028-12-01 08:00 |  |  | Complete | Complete
CAISO | KAWICH | 2147 | 2021-04-06 | 2021-04-15 07:00 | ACTIVE | C14 |  | Photovoltaic | Storage |  |  | Solar | Battery |  |  | 350 | 350 |  | 350 |  |  |  |  | Full Capacity |  | Off-Peak Deliverability |  | CLARK | NV | GLW | EOP | Innovation-Desert View 230 kV Line | 2025-06-01 07:00 | 2029-07-27 07:00 |  |  | Complete | Complete
CAISO | MOSEY | 2148 | 2021-04-06 | 2021-04-15 07:00 | ACTIVE | C14 |  | Storage | Photovoltaic |  |  | Battery | Solar |  |  | 537.0067 | 543.856 |  | 500 |  |  |  |  | Full Capacity |  | Off-Peak Deliverability |  | CLARK | NV | GLW | EOP | Trout Canyon Substation 230 kV | 2025-06-01 07:00 | 2029-06-27 07:00 |  |  | Complete | Complete
CAISO | SUNBAKED SOLAR | 2149 | 2021-04-09 | 2021-04-15 07:00 | ACTIVE | C14 |  | Storage | Photovoltaic |  |  | Battery | Solar |  |  | 515.08 | 508.56 |  | 500 |  |  |  |  | Full Capacity |  | Off-Peak Deliverability |  | INYO | CA | GLW | EOP | Trout Canyon Substation 230 kV | 2025-11-30 08:00 | 2029-02-26 08:00 |  |  | Complete | Complete
CAISO | ROUGH HAT 3 | 2150 | 2021-04-14 | 2021-04-15 07:00 | ACTIVE | C14 |  | Photovoltaic | Storage |  |  | Solar | Battery |  |  | 307 | 307 |  | 300 |  |  |  |  | Full Capacity |  | Off-Peak Deliverability |  | CLARK | NV | GLW | EOP | Trout Canyon Substation 230 kV | 2024-09-01 07:00 | 2028-09-15 07:00 |  |  | Complete | Complete
CAISO | FRIGATEBIRD STORAGE | 2153 | 2021-03-23 | 2021-04-15 07:00 | ACTIVE | C14 |  | Storage |  |  |  | Battery |  |  |  | 213.5487 |  |  | 200 |  |  |  |  | Full Capacity |  |  |  | SAN DIEGO | CA | SDGE | SDGE | Silvergate Substation 230 kV | 2023-06-30 07:00 | 2026-03-01 08:00 |  |  | Complete
CAISO | REMY | 2154 | 2021-04-01 | 2021-04-15 07:00 | ACTIVE | C14 |  | Storage | Photovoltaic |  |  | Battery | Solar |  |  | 308.47 | 308 |  | 300 |  |  |  |  | Full Capacity |  | Off-Peak Deliverability |  | YUMA | AZ | SDGE | SDGE | Hoodoo Wash Switchyard 500 kV | 2025-12-01 08:00 | 2029-06-30 07:00 |  |  | Complete
CAISO | GNARLY OSAGE | 2157 | 2021-04-01 | 2021-04-15 07:00 | ACTIVE | C14 |  | Storage |  |  |  | Battery |  |  |  | 304.3999 |  |  | 300 |  |  |  |  | Full Capacity |  |  |  | SAN DIEGO | CA | SDGE | SDGE | Encina Substation 138 kV | 2024-06-30 07:00 | 2027-08-07 07:00 |  |  | Complete
CAISO | ALISA SOLAR ENERGY COMPLEX | 2161 | 2021-04-01 | 2021-04-15 07:00 | ACTIVE | C14 |  | Photovoltaic | Storage |  |  | Solar | Battery |  |  | 208.494 | 208.494 |  | 200 |  |  |  |  | Full Capacity |  | Off-Peak Deliverability |  | YUMA | AZ | SDGE | SDGE | Hoodoo Wash - North Gila 500 kV | 2024-06-01 07:00 | 2028-06-01 07:00 |  |  | Complete
CAISO | SOLAR DE MEXICALI | 2162 | 2021-03-31 | 2021-04-15 07:00 | ACTIVE | C14 |  | Photovoltaic | Storage |  |  | Solar | Battery |  |  | 286.13 | 286.13 |  | 275 |  |  |  |  | Full Capacity |  | Off-Peak Deliverability |  | BAJA CALIFORNIA | MX | SDGE | SDGE | Imperial Valley Substation 230 kV | 2027-12-31 08:00 | 2030-03-16 07:00 |  |  | Complete
CAISO | TOWER 1 ENERGY STORAGE | 2165 | 2021-04-06 | 2021-04-15 07:00 | ACTIVE | C14 |  | Storage |  |  |  | Battery |  |  |  | 105 |  |  | 100 |  |  |  |  | Full Capacity |  |  |  | SAN DIEGO | CA | SDGE | SDGE | Ocean Ranch Substation 69 kV | 2025-06-01 07:00 | 2029-02-05 08:00 |  |  | Complete
CAISO | UMBRIEL | 2166 | 2021-04-08 | 2021-04-15 07:00 | ACTIVE | C14 |  | Storage | Photovoltaic |  |  | Battery | Solar |  |  | 1182.38 | 1182.38 |  | 1150 |  |  |  |  | Full Capacity |  | Off-Peak Deliverability |  | IMPERIAL | CA | SDGE | SDGE | North Gila - Imperial Valley 500 kV Line | 2026-12-31 08:00 | 2035-06-05 07:00 |  |  | Complete
CAISO | HAMMERHEAD STORAGE | 2167 | 2021-04-08 | 2021-04-15 07:00 | ACTIVE | C14 |  | Storage |  |  |  | Battery |  |  |  | 71.3 |  |  | 70 |  |  |  |  | Full Capacity |  |  |  | SAN DIEGO | CA | SDGE | SDGE | Scripps Substation 69 kV | 2024-12-15 08:00 | 2030-05-05 07:00 |  |  | Complete
CAISO | HYDER | 2172 | 2021-04-06 | 2021-04-15 07:00 | ACTIVE | C14 |  | Photovoltaic | Storage |  |  | Solar | Battery |  |  | 823.85 | 823.85 |  | 800 |  |  |  |  | Full Capacity |  | Off-Peak Deliverability |  | MARICOPA | AZ | SDGE | SDGE | Hoodoo Wash - Hassayampa 500 kV Line | 2025-06-01 07:00 | 2035-06-05 07:00 |  |  | Complete
CAISO | LAGO DOMINGO STORAGE | 2173 | 2021-04-08 | 2021-04-15 07:00 | ACTIVE | C14 |  | Storage |  |  |  | Battery |  |  |  | 206.31 |  |  | 200 |  |  |  |  | Full Capacity |  |  |  | SAN DIEGO | CA | SDGE | SDGE | Boulevard East Substation 138 kV | 2025-10-30 07:00 | 2025-10-30 07:00 |  |  | Complete
CAISO | YUHA DESERT BATTERY STORAGE | 2176 | 2021-04-02 | 2021-04-15 07:00 | ACTIVE | C14 |  | Storage |  |  |  | Battery |  |  |  | 633.1 |  |  | 600 |  |  |  |  | Full Capacity |  |  |  | IMPERIAL | CA | SDGE | SDGE | Imperial Valley Substation 230 kV | 2024-12-31 08:00 | 2031-11-05 08:00 |  |  | Complete
CAISO | BOULDER BRUSH HYBRID | 2177 | 2021-04-13 | 2021-04-15 07:00 | ACTIVE | C14 |  | Wind Turbine | Storage |  |  | Wind Turbine | Battery |  |  | 105.8 | 313.9193 |  | 400 |  |  |  |  | Full Capacity |  | Off-Peak Deliverability |  | SAN DIEGO | CA | SDGE | SDGE | Suncrest - Ocotillo 500 kV Line | 2025-06-01 07:00 | 2031-02-05 08:00 |  |  | Complete
CAISO | BELL BLUFF STORAGE | 2178 | 2021-04-09 | 2021-04-15 07:00 | ACTIVE | C14 |  | Storage |  |  |  | Battery |  |  |  | 312.96 |  |  | 300 |  |  |  |  | Full Capacity |  |  |  | SAN DIEGO | CA | SDGE | SDGE | Suncrest Substation 230 kV | 2025-11-30 08:00 | 2034-10-11 07:00 |  |  | Complete
CAISO | CARGO STORAGE | 2180 | 2021-04-09 | 2021-04-15 07:00 | ACTIVE | C14 |  | Storage |  |  |  | Battery |  |  |  | 312.96 |  |  | 300 |  |  |  |  | Full Capacity |  |  |  | SAN DIEGO | CA | SDGE | SDGE | Otay Mesa Switchyard 230 kV | 2025-03-31 07:00 | 2036-05-05 07:00 |  |  | Complete
CAISO | PINSCHER ENERGY STORAGE | 2181 | 2021-04-14 | 2021-04-15 07:00 | ACTIVE | C14 |  | Storage |  |  |  | Battery |  |  |  | 150.521 |  |  | 149.91 |  |  |  |  | Full Capacity |  |  |  | SAN DIEGO | CA | SDGE | SDGE | Carrizo Gorge Switchyard 138 kV | 2024-06-01 07:00 | 2029-02-05 08:00 |  |  | Complete
CAISO | TAYLOR STORAGE | 2182 | 2021-04-09 | 2021-04-15 07:00 | ACTIVE | C14 |  | Storage |  |  |  | Battery |  |  |  | 101.9 |  |  | 100 |  |  |  |  | Full Capacity |  |  |  | SAN DIEGO | CA | SDGE | SDGE | Chicarita Substation 138 kV | 2025-11-01 07:00 | 2029-02-05 08:00 |  |  | Complete
CAISO | AMBERJACK ENERGY STORAGE | 2184 | 2021-04-14 | 2021-04-15 07:00 | ACTIVE | C14 |  | Storage |  |  |  | Battery |  |  |  | 100.6499 |  |  | 100 |  |  |  |  | Full Capacity |  |  |  | SAN DIEGO | CA | SDGE | SDGE | Loveland - Alpine 69 kV Line | 2024-11-30 08:00 | 2034-02-05 08:00 |  |  | Complete
CAISO | GATEWAY ENERGY STORAGE 2 | 2185 | 2021-04-15 | 2021-04-15 07:00 | ACTIVE | C14 |  | Storage |  |  |  | Battery |  |  |  | 256.29 |  |  | 250 |  |  |  |  | Full Capacity |  |  |  | SAN DIEGO | CA | SDGE | SDGE | Otay Mesa Switchyard 230 kV | 2024-06-01 07:00 | 2035-02-05 08:00 |  |  | Complete
CAISO | SANDBAR ENERGY STORAGE | 2186 | 2021-04-15 | 2021-04-15 07:00 | ACTIVE | C14 |  | Storage |  |  |  | Battery |  |  |  | 256 |  |  | 250 |  |  |  |  | Full Capacity |  |  |  | SAN DIEGO | CA | SDGE | SDGE | San Luis Rey Substation 230 kV | 2025-06-01 07:00 | 2030-02-05 08:00 |  |  | Complete
CAISO | GERANIUM ENERGY STORAGE | 2188 | 2021-04-15 | 2021-04-15 07:00 | ACTIVE | C14 |  | Storage |  |  |  | Battery |  |  |  | 51.4 |  |  | 50 |  |  |  |  | Full Capacity |  |  |  | SAN DIEGO | CA | SDGE | SDGE | Miguel Substation 69 kV | 2023-12-31 08:00 | 2029-02-05 08:00 |  |  | Complete
CAISO | PAJARO VALLEY STORAGE | 2192 | 2021-04-13 | 2021-04-15 07:00 | ACTIVE | C14 |  | Storage |  |  |  | Battery |  |  |  | 102.04 |  |  | 100 |  |  |  |  | Full Capacity |  |  |  | SAN DIEGO | CA | SDGE | SDGE | Salt Creek Substation 69 kV | 2024-09-01 07:00 | 2030-03-05 08:00 |  |  | Complete
CAISO | TOWNSHIP EXPANSION | 2195 | 2022-07-07 | 2022-10-13 07:00 | ACTIVE | ISP |  | Gas Turbine | Storage |  |  | Battery |  |  |  | 11.3 | 11.3 |  | 11 |  |  |  |  | Full Capacity |  | Off-Peak Deliverability |  | SUTTER | CA | PGAE | Northern | Greenleaf #1 115 kV Tap | 2024-06-01 07:00 | 2024-06-01 07:00
CAISO | MALAGA BESS | 2196 | 2022-09-10 | 2023-01-04 08:00 | ACTIVE | ISP |  | Storage |  |  |  | Battery |  |  |  | 46.28 |  |  | 44 |  |  |  |  | Full Capacity |  | Off-Peak Deliverability |  | FRESNO | CA | PGAE | Fresno | Malaga 115 kV | 2024-11-06 08:00 | 2024-11-06 08:00
CAISO | TUNGSTEN BESS | 2199 | 2023-01-31 | 2023-03-02 08:00 | ACTIVE | ISP |  | Storage |  |  |  | Battery |  |  |  | 126 |  |  | 120 |  |  |  |  | Full Capacity |  | Off-Peak Deliverability |  | SAN BERNARDINO | CA | SCE | NOL | Victor Substation 230 kV | 2026-05-01 07:00 | 2026-05-01 07:00
ERCOT | Harald (BearKat Wind B) | [5 empty] | WT |  |  |  | WIN |  |  |  | 162.1 | [12 empty] | Glasscock |  |  |  | 59903 Bearkat 345kV |  | 2025-01-31 | [6 empty] | 15INR0064b | SS Completed, FIS Completed, IA | CIP | WEST | COD |  | 2013-11-27 | 2014-01-27 | 2014-04-15 | 2017-09-27 | No | 2018-05-30 | Yes | Not Required | Not Required | Not Required | 2018-05-30 | 2018-09-19 | 2019-01-22 |  |  | 2020-02-10 | 2020-05-12
ERCOT | Nazareth Solar | [5 empty] | PV |  |  |  | SOL |  |  |  | 204 | [12 empty] | Castro |  |  |  | tap 345kV 23914 Tule Canyon - 23912 Ogallala C2 |  | 2025-12-31 | [6 empty] | 16INR0049 | SS Completed, FIS Completed, IA | TX Nazareth Solar, LLC | PANHANDLE |  | 2014-07-07 | 2014-06-19 | 2014-07-25 | 2014-07-01 | 2023-04-17 | No | 2023-06-07 | Yes | Not Required | Not Required | Not Required | 2024-03-22
ERCOT | Mesteno Wind | [5 empty] | WT |  |  |  | WIN |  |  |  | 201.6 | [12 empty] | Starr |  |  |  | 80355 Del Sol 345kV |  | 2024-12-31 | [6 empty] | 16INR0081 | SS Completed, FIS Completed, IA | Mesteno Windpower, LLC | SOUTH |  | 2014-12-30 | 2014-12-30 | 2015-03-09 | 2014-12-30 | 2018-01-29 | No | 2018-04-25 | Yes | Not Required | Not Required | Not Required | 2018-04-25 | 2019-03-28 | 2019-04-01 |  |  | 2019-11-26 | 2019-12-12
ERCOT | Priddy Wind | [5 empty] | WT |  |  |  | WIN |  |  |  | 302.4 | [12 empty] | Mills |  |  |  | tap 345kV 1444 Brown – 3422 Killeen |  | 2024-06-28 | [6 empty] | 16INR0085 | SS Completed, FIS Completed, IA | ENGIE North America | NORTH |  | 2015-03-06 | 2015-01-14 | 2015-02-10 | 2015-03-06 | 2021-04-30 | No | 2020-08-13 | Yes | Not Required | Not Required | Not Required | 2021-03-29 | 2021-04-30 | 2021-04-30 |  |  | 2021-10-13 | 2021-11-19
ERCOT | Big Sampson Wind | [5 empty] | WT |  |  |  | WIN |  |  |  | 265.4 | [12 empty] | Crockett |  |  |  | tap 345kV 76015 Cedar Canyon - 7053 Noelke |  | 2025-10-04 | [6 empty] | 16INR0104 | SS Completed, FIS Completed, IA | Big Sampson Wind Project, LLC | WEST |  |  | 2015-05-11 | 2015-06-17 | 2015-05-11 | 2024-10-30 | Yes | 2019-11-08 | Yes | Not Required | Not Required | Not Required | 2024-10-31 | 2024-11-04 | 2024-11-04
ERCOT | Loma Pinta Wind | [5 empty] | WT |  |  |  | WIN |  |  |  | 197.01 | [12 empty] | La Salle |  |  |  | 5705 Fowlerton 138kV |  | 2025-09-01 | [6 empty] | 16INR0112 | SS Completed, FIS Started, IA | Enerverse | SOUTH |  |  | 2015-05-18 | 2015-07-02 | 2015-05-18 |  | No | 2017-12-13 | No | Not Required | Not Required | Not Required
ERCOT | Coyote Wind | [5 empty] | WT |  |  |  | WIN |  |  |  | 242.6 | [12 empty] | Scurry |  |  |  | 11305 Dermott 345kV |  | 2025-01-31 | [6 empty] | 17INR0027b | SS Completed, FIS Completed, IA | Coyote Wind | WEST | COD |  | 2015-04-22 | 2015-05-22 | 2015-06-11 | 2020-01-31 | No | 2016-08-09 | Yes | Not Required | Not Required | Not Required | 2016-08-09 | 2020-01-28 | 2020-01-31 |  |  | 2020-08-24 | 2020-11-25
ERCOT | Horse13 CallD repower | [5 empty] | WT |  |  |  | WIN |  |  |  | 44 | [12 empty] | Taylor |  |  |  | 6216 Bluff Creek 138kV |  | 2023-12-31 | [6 empty] | 17INR0052 | SS Completed, FIS Completed, IA | Nextera | WEST |  | 2016-10-03 | 2016-10-03 | 2016-10-17 | 2016-10-03 | 2018-04-10 | No | 2019-05-22 | Yes | Not Required | Not Required | Not Required | 2020-04-13 | 2020-04-13 | 2020-04-13 |  |  |  | 2021-03-16
ERCOT | HHGT repower Horse13+CallD | [5 empty] | WT |  |  |  | WIN |  |  |  | 44 | [12 empty] | Taylor |  |  |  | 7046 Kendal 345kV |  | 2023-12-31 | [6 empty] | 17INR0053 | SS Completed, FIS Completed, IA | Nextera | WEST |  | 2016-10-03 | 2016-10-03 | 2016-10-17 | 2016-10-03 | 2017-07-06 | No | 2009-06-26 | No | Not Required | Not Required | Not Required | 2020-04-13 | 2020-04-13 | 2020-04-13 |  |  |  | 2021-09-10
ERCOT | Capricorn I & III repower | [5 empty] | WT |  |  |  | WIN |  |  |  | 32 | [12 empty] | Sterling |  |  |  | 180757 Capricorn Ridge 3 138kV |  | 2022-07-30 | [6 empty] | 17INR0054 | SS Completed, FIS Completed, IA | Nextera | WEST |  | 2017-03-09 | 2017-03-09 | 2017-04-24 | 2017-03-09 | 2018-02-26 | No | 2006-11-14 | No | Not Required | Not Required | Not Required | 2021-02-28 | 2021-02-28 | 2021-02-28 |  |  |  | 2021-03-04
ERCOT | Capricorn IV repower | [5 empty] | WT |  |  |  | WIN |  |  |  | 9 | [12 empty] | Sterling |  |  |  | 76090 Divide 345kV |  | 2022-05-31 | [6 empty] | 17INR0061 | SS Completed, FIS Completed, IA | Nextera | WEST |  | 2017-08-23 | 2017-08-23 | 2017-09-15 | 2017-08-23 | 2018-02-06 | No | 2008-01-15 | No | Not Required | Not Required | Not Required | 2020-08-28 | 2020-08-28 | 2018-03-30 |  |  |  | 2020-08-19
ERCOT | Sweetwater 2 repower | [5 empty] | WT |  |  |  | WIN |  |  |  | 7.3 | [12 empty] | Nolan |  |  |  | 71050 Bitter Creek 345kV |  | 2024-11-30 | [6 empty] | 17INR0068 | SS Completed, FIS Completed, IA | Leeward Energy | WEST |  | 2017-10-05 | 2017-10-05 | 2017-10-05 | 2017-10-05 | 2017-11-10 | No | 2003-06-27 | No | Not Required | Not Required | Not Required | 2018-10-31 | 2018-10-31 | 2018-10-31 |  |  |  | 2017-12-20
ERCOT | Trent repower | [5 empty] | WT |  |  |  | WIN |  |  |  | 6.4 | [12 empty] | Nolan |  |  |  | 1338 Eskota 138kV |  | 2025-01-30 | [6 empty] | 17INR0069 | SS Completed, FIS Completed, IA | TRENT WIND FARM LLC | WEST | COD | 2017-11-08 | 2017-11-08 | 2017-11-28 | 2017-11-08 | 2018-03-01 | No | 2018-10-19 | No | Not Required | Not Required | Not Required | 2018-10-31 | 2018-10-31 | 2018-10-31 |  |  |  | 2019-05-09
ERCOT | Desert Sky repower | [5 empty] | WT |  |  |  | WIN |  |  |  | 7.2 | [12 empty] | Pecos |  |  |  | two LCRA 138kV |  | 2023-05-16 | [6 empty] | 17INR0070 | SS Completed, FIS Completed, IA | DESERT SKY WIND FARM LLC | WEST |  | 2017-11-08 | 2017-11-08 | 2017-11-28 | 2017-11-08 | 2018-02-06 | No | 2018-10-18 | Yes | Not Required | Not Required | Not Required | 2018-10-31 | 2018-10-31 | 2018-10-31 |  |  |  | 2019-09-06
ERCOT | Canyon Wind | [5 empty] | WT |  |  |  | WIN |  |  |  | 308.82 | [12 empty] | Scurry |  |  |  | 11319 SCOSW ScurryCounty 138kV |  | 2025-01-31 | [6 empty] | 18INR0030 | SS Completed, FIS Completed, IA | Canyon Wind Energy, LLC | WEST | COD | 2017-03-02 | 2016-05-09 | 2016-07-22 | 2017-03-02 | 2023-03-27 | No | 2018-09-20 | Yes | Not Required | Not Required | Not Required | 2020-02-07 | 2023-04-28 | 2023-05-01 |  |  | 2023-11-15 | 2023-12-01
ERCOT | Maryneal Wind | [5 empty] | WT |  |  |  | WIN |  |  |  | 182.4 | [12 empty] | Nolan |  |  |  | 71050 Bitter Creek 345kV |  | 2024-12-31 | [6 empty] | 18INR0031 | SS Completed, FIS Completed, IA | Maryneal Windpower, LLC | WEST |  | 2016-07-22 | 2016-05-26 | 2016-07-21 | 2016-07-22 | 2020-01-31 | No | 2020-01-31 | Yes | Not Required | Not Required | Not Required | 2020-01-31 | 2020-01-31 | 2020-01-31 |  |  | 2021-01-08 | 2021-04-23
ERCOT | Silver Star repower | [5 empty] | WT |  |  |  | WIN |  |  |  | -7.2 | [12 empty] | Eastland |  |  |  | 1642 Flat Creek 138kV |  | 2024-07-01 | [6 empty] | 18INR0064 | SS Completed, FIS Completed, IA | Silver Star I Power Partners, LLC | NORTH |  | 2017-07-06 | 2017-04-05 | 2017-05-08 | 2017-07-06 | 2018-04-26 | No | 2018-10-16 | Yes | Not Required | Not Required | Not Required | 2019-10-23 | 2019-10-23 | 2019-10-28 |  |  |  | 2020-07-28
ERCOT | Indian Mesa repower | [5 empty] | WT |  |  |  | WIN |  |  |  | 9.3 | [12 empty] | Pecos |  |  |  | 76019 Indian NWP 138kV |  | 2023-12-31 | [6 empty] | 18INR0069 | SS Completed, FIS Completed, IA | Nextera | WEST |  | 2018-05-22 | 2018-05-22 | 2018-08-29 | 2018-05-22 | 2018-10-03 | No | 2018-12-04 | No | Not Required | Not Required | Not Required | 2018-10-31 | 2018-10-31 | 2018-10-31 |  |  |  | 2018-11-02
ERCOT | Sweetwater 1 repower | [5 empty] | WT |  |  |  | WIN |  |  |  | 3 | [12 empty] | Nolan |  |  |  | 71050 Bitter Creek 345kV |  | 2024-11-30 | [6 empty] | 18INR0073 | SS Completed, FIS Completed, IA | Leeward Energy | WEST |  | 2018-02-09 | 2018-02-09 | 2018-02-09 | 2018-02-09 | 2018-12-27 | No | 2002-10-23 | No | Not Required | Not Required | Not Required
ERCOT | Woodward I repower | [5 empty] | WT |  |  |  | WIN |  |  |  | 0 | [12 empty] | Pecos |  |  |  | 60400 Lynx 138kV |  | 2023-12-31 | [6 empty] | 18INR0079 | SS Completed, FIS Completed, IA | Nextera | WEST |  | 2018-06-27 | 2018-06-27 | 2018-06-27 | 2018-06-27 | 2019-01-09 | No | 2018-12-12 | Yes | Not Required | Not Required | Not Required | 2020-10-30 | 2020-10-30 | 2020-10-30 |  |  | 2019-11-07 | 2019-11-13
ERCOT | Woodward 2 repower | [5 empty] | WT |  |  |  | WIN |  |  |  | 0 | [12 empty] | Pecos |  |  |  | 60400 Lynx 138kV |  | 2023-12-31 | [6 empty] | 18INR0080 | SS Completed, FIS Completed, IA | Nextera | WEST |  | 2018-06-19 | 2018-06-19 | 2018-06-19 | 2018-06-19 | 2018-11-27 | No | 2018-12-18 | Yes | Not Required | Not Required | Not Required | 2018-11-29 | 2018-11-29 | 2020-10-30 |  |  |  | 2018-12-19
ERCOT | Grandfalls Solar | [5 empty] | PV |  |  |  | SOL |  |  |  | 178 | [12 empty] | Upton |  |  |  | tap 345kV 11028 Odessa - 76000 N McCamey |  | 2027-07-01 | [6 empty] | 19INR0002 | SS Completed, FIS Started, No IA | Nextera | WEST |  | 2016-05-24 | 2016-05-24 | 2016-06-06 | 2016-05-24 |  |  |  | No | Not Required | Not Required | Not Required
ERCOT | Monte Alto I | [5 empty] | WT |  |  |  | WIN |  |  |  | 141.5 | [12 empty] | Willacy |  |  |  | tap 345kV 8318 Rio Hondo - 8383 N Edinburg |  | 2026-10-01 | [6 empty] | 19INR0022 | SS Completed, FIS Started, IA | Terra-Gen | COASTAL |  |  | 2016-11-04 | 2017-01-10 | 2017-03-23 |  | No | 2020-02-13 | Yes | Not Required | Not Required | Not Required
ERCOT | Monte Alto 2 Wind | [5 empty] | WT |  |  |  | WIN |  |  |  | 307.9 | [12 empty] | Willacy |  |  |  | tap 345kV 8318 Rio Hondo - 8383 N Edinburg |  | 2026-10-01 | [6 empty] | 19INR0023 | SS Completed, FIS Started, IA | Terra-Gen | COASTAL |  |  | 2016-11-04 | 2017-01-10 | 2017-03-23 |  | No | 2022-03-22 | Yes | Not Required | Not Required | Not Required
ERCOT | Norton Solar | [5 empty] | PV |  |  |  | SOL |  |  |  | 128.48 | [12 empty] | Runnels |  |  |  | 60451 Garnet 138kV |  | 2025-10-01 | [6 empty] | 19INR0035 | SS Completed, FIS Completed, IA | TAI Norton Solar, LLC | WEST | MW Size | 2017-11-08 | 2017-03-06 | 2017-04-20 | 2017-11-08 | 2024-10-29 | No | 2019-06-20 | Yes | Not Required | Not Required | Not Required | 2019-07-12 | 2023-05-30
ERCOT | Myrtle Solar | [5 empty] | PV |  |  |  | SOL |  |  |  | 321.2 | [12 empty] | Brazoria |  |  |  | 42110 Angleton 138kV |  | 2024-12-31 | [6 empty] | 19INR0041 | SS Completed, FIS Completed, IA | Myrtle Solar, LLC | COASTAL |  |  | 2017-03-15 | 2017-04-28 | 2017-05-09 | 2022-01-25 |  | 2019-11-13 | Yes | Not Required | Not Required | Not Required | 2019-11-30 | 2020-05-06 | 2022-02-01 |  |  | 2022-12-07 | 2022-12-20
ERCOT | Long Point Solar | [5 empty] | PV |  |  |  | SOL |  |  |  | 120 | [12 empty] | Brazoria |  |  |  | 138 KV (CEHE Sub) Tap Burke (42410) - Eagle Nest (42430) ckt 02 |  | 2025-12-31 | [6 empty] | 19INR0042 | SS Completed, FIS Started, IA | Long Point Solar, LLC | COASTAL |  | 2017-11-02 | 2017-03-15 | 2017-04-20 | 2017-11-13 |  | No | 2019-10-24 | Yes | Not Required | Not Required | Not Required |  |  |  | 2024-10-15 | 2025-10-30
ERCOT | Monte Cristo 1 Wind | [5 empty] | WT |  |  |  | WIN |  |  |  | 234.5 | [12 empty] | Hidalgo |  |  |  | Tap 345kV #8574 Pomelo - #8383 North Edinburg Ckt 2 |  | 2025-08-20 | [6 empty] | 19INR0054 | SS Completed, FIS Completed, IA | Terra-Gen | SOUTH |  | 2017-07-28 | 2017-04-11 | 2017-05-03 | 2017-07-28 | 2024-10-25 | No | 2023-05-09 | Yes | Not Required | Not Required | Not Required | 2024-10-25 | 2024-11-04 | 2024-11-04
ERCOT | Monte Cristo 2 Wind | [5 empty] | WT |  |  |  | WIN |  |  |  | 233.9 | [12 empty] | Hidalgo |  |  |  | tap 345kV #8574 Pomelo - #8383 North Edinburg ckt 2 |  | 2026-12-31 | [6 empty] | 19INR0055 | SS Completed, FIS Started, No IA | Terra-Gen | SOUTH |  | 2017-07-28 | 2017-04-11 | 2017-05-03 | 2017-07-28 |  |  |  | No | Not Required | Not Required | Not Required
ERCOT | Horseshoe Bend Solar | [5 empty] | PV |  |  |  | SOL |  |  |  | 301.1 | [12 empty] | Brown |  |  |  | 1444 Brown 345kV |  | 2026-09-19 | [6 empty] | 19INR0075 | SS Completed, FIS Started, No IA | Clenera | NORTH |  | 2018-02-09 | 2017-06-23 | 2017-08-07 | 2018-02-09 |  | No |  | No | Not Required | Not Required | Not Required
ERCOT | Whitehorse Wind | [5 empty] | WT |  |  |  | WIN |  |  |  | 418.9 | [12 empty] | Fisher |  |  |  | 68001 Clayton 345kV |  | 2024-10-31 | [6 empty] | 19INR0080 | SS Completed, FIS Completed, IA | MESQUITE STAR SPECIAL LLC | WEST |  |  | 2017-06-23 | 2017-08-07 | 2018-02-16 | 2019-01-22 | No | 2018-12-05 | Yes | Not Required | Not Required | Not Required | 2019-03-12 | 2019-04-02 | 2019-05-01 |  |  | 2019-12-12 | 2019-12-27
ERCOT | Blue Jay Solar | [5 empty] | PV |  |  |  | SOL |  |  |  | 141.05 | [12 empty] | Grimes |  |  |  | 4 Iola 138kV |  | 2025-01-31 | [6 empty] | 19INR0085 | SS Completed, FIS Completed, IA | Blue Jay Solar I, LLC | NORTH | COD | 2018-02-15 | 2017-05-30 | 2017-08-11 | 2018-02-15 | 2021-04-26 | No | 2020-10-26 | Yes | Not Required | Not Required | Not Required | 2020-12-02 | 2021-04-26 | 2021-04-29 |  |  | 2021-11-11 | 2022-06-28
ERCOT | Prairie Hill Wind | [5 empty] | WT |  |  |  | WIN |  |  |  | 300 | [12 empty] | McLennan |  |  |  | tap 345kV 3405 Tradinghouse - 3402 Lake Creek |  | 2024-12-31 | [6 empty] | 19INR0100 | SS Completed, FIS Completed, IA | Prairie Hill LLC | NORTH |  | 2017-06-19 | 2017-06-19 | 2017-08-11 | 2017-06-19 | 2020-04-03 | No | 2018-09-17 | Yes | Not Required | Not Required | Not Required | 2018-11-27 | 2020-04-21 | 2020-04-21 |  |  | 2020-10-19 | 2020-11-12
ERCOT | Rodeo Solar | [5 empty] | PV |  |  |  | SOL |  |  |  | 200 | [12 empty] | Andrews |  |  |  | 138kV 11273 NELSON SWITCH |  | 2026-05-01 | [6 empty] | 19INR0103 | SS Completed, FIS Started, IA | Core Solar SPV I, LLC | WEST |  | 2018-02-19 | 2017-06-29 | 2017-08-04 | 2018-02-19 |  |  | 2019-08-20 | Yes | Not Required | Not Required | Not Required | 2021-03-10 | 2022-11-01
ERCOT | Azalea Springs Solar | [5 empty] | PV |  |  |  | SOL |  |  |  | 181 | [12 empty] | Angelina |  |  |  | tap 138kV Jim English – Lufkin Chipper Mill |  | 2025-06-13 | [6 empty] | 19INR0110 | SS Completed, FIS Completed, IA | AZALEA SPRINGS SOLAR PARK LLC | NORTH | COD | 2018-03-15 | 2017-07-26 | 2017-09-15 | 2018-03-15 | 2024-04-30 | No | 2023-09-14 | Yes | Not Required | Not Required | Not Required | 2024-05-01 | 2024-05-01 | 2024-05-01
ERCOT | Roadrunner Crossing Wind SLF | [5 empty] | WT |  |  |  | WIN |  |  |  | 128 | [12 empty] | Eastland |  |  |  | 68051 Reata 345kV |  | 2025-01-31 | [6 empty] | 19INR0117 | SS Completed, FIS Completed, IA | Roadrunner Crossing Wind Farm, LLC | NORTH |  | 2018-03-01 | 2017-09-08 | 2017-11-07 | 2018-03-05 | 2023-04-26 | No | 2020-04-17 | Yes | Not Required | Not Required | Not Required | 2020-09-17 | 2023-04-26 | 2023-05-01 |  |  | 2024-04-05 | 2024-04-18
ERCOT | Sherbino II Wind repower | [5 empty] | WT |  |  |  | WIN |  |  |  | -18 | [12 empty] | Pecos |  |  |  | 38430 TN White Baker 138kV |  | 2024-12-27 | [6 empty] | 19INR0120 | SS Completed, FIS Completed, IA | Sherbino II Wind Farm LLC | WEST |  | 2017-09-21 | 2017-08-18 | 2017-09-28 | 2017-09-21 | 2018-12-04 | No | 2008-02-28 | Yes | Not Required | Not Required | Not Required | 2019-10-28 | 2019-10-28 | 2019-10-28 |  |  |  | 2020-06-09
ERCOT | Cottonwood Bayou Solar | [5 empty] | PV |  |  |  | SOL |  |  |  | 351.4 | [12 empty] | Brazoria |  |  |  | tap 138kV 42870 Liverpool - 43070 Petson |  | 2024-12-31 | [6 empty] | 19INR0134 | SS Completed, FIS Completed, IA | Cottonwood Bayou Solar, LLC | COASTAL |  |  | 2017-09-22 | 2017-11-17 | 2018-02-15 | 2023-04-27 | No | 2019-11-13 | Yes | Not Required | Not Required | Not Required | 2023-04-27 | 2023-04-27 | 2023-04-27 |  |  | 2024-05-01 | 2024-05-29
ERCOT | Morrow Lake Solar | [5 empty] | PV |  |  |  | SOL |  |  |  | 201.1 | [12 empty] | Frio |  |  |  | 5895 Pearsall 138kV |  | 2025-01-25 | [6 empty] | 19INR0155 | SS Completed, FIS Completed, IA | Morrow Lake Solar, LLC | SOUTH | COD | 2018-02-15 | 2017-12-05 | 2018-01-15 | 2018-02-15 | 2023-11-01 | No | 2019-08-29 | Yes | Not Required | Not Required | Not Required | 2019-11-18 | 2023-11-01 | 2023-11-01 |  |  | 2024-06-18 | 2024-07-16
ERCOT | Elbow Creek repower | [5 empty] | WT |  |  |  | WIN |  |  |  | 0 | [12 empty] | Howard |  |  |  | 1058 Longshore 345kV |  | 2024-05-31 | [6 empty] | 19INR0174 | SS Completed, FIS Completed, IA | NRG | WEST |  | 2018-07-19 | 2018-05-04 | 2018-05-18 | 2018-07-19 | 2018-09-17 | No | 2007-11-30 | No | Not Required | Not Required | Not Required | 2018-10-31 | 2018-10-31 | 2018-10-31 |  |  |  | 2019-06-27
ERCOT | Shifting Gale Wind | [5 empty] | WT |  |  |  | WIN |  |  |  | 289 | [12 empty] | Castro |  |  |  | 23912 Ogallala 345kV |  | 2025-12-31 | [6 empty] | 19INR0175 | SS Completed, FIS Started, No IA | SEAWAY WIND ENERGY LLC | PANHANDLE |  | 2018-12-06 | 2018-04-26 | 2018-06-12 | 2018-12-06 |  | No |  | No | Not Required | Not Required | Not Required
ERCOT | Crawfish | [5 empty] | WT |  |  |  | WIN |  |  |  | 163.2 | [12 empty] | Wharton |  |  |  | 8679 Arroz4A 138kV |  | 2025-01-31 | [6 empty] | 19INR0177 | SS Completed, FIS Completed, IA | Prairie Switch Wind, LLC | SOUTH | COD |  | 2018-05-09 | 2018-06-21 | 2018-05-09 | 2022-07-28 | No | 2021-07-06 | Yes | Not Required | Not Required | Not Required | 2022-05-13 | 2022-10-15 | 2022-10-31 |  |  | 2024-02-20 | 2024-03-07
ERCOT | SP TX-12B Phase III | [5 empty] | PV |  |  |  | SOL |  |  |  | 40 | [12 empty] | Upton |  |  |  | 76040 Castillo 138kV |  | 2025-12-02 | [6 empty] | 19INR0189 | SS Completed, FIS Started, No IA | ConEd Development | WEST |  | 2019-01-29 | 2018-09-12 | 2018-10-03 |  |  | No |  | No | Not Required | Not Required | Not Required
ERCOT | Angelo Solar | [5 empty] | PV |  |  |  | SOL |  |  |  | 195.41 | [12 empty] | Tom Green |  |  |  | 76009 Twin Buttes 345kV |  | 2024-10-11 | [6 empty] | 19INR0203 | SS Completed, FIS Completed, IA | ANGELO SOLAR LLC | WEST |  | 2019-01-17 | 2018-11-20 | 2019-02-05 | 2019-01-21 | 2023-05-01 | No | 2021-12-03 | Yes | Not Required | Not Required | Not Required | 2023-05-01 | 2023-05-01 | 2023-05-01 |  |  | 2024-02-01 | 2024-03-25
ERCOT | Lueders Solar | [5 empty] | PV |  |  |  | SOL |  |  |  | 40 | [12 empty] | Haskell |  |  |  | Tap 138kV 6161 Paint Creek - 6200 Ft Phantom |  | 2025-12-31 | [6 empty] | 20INR0012 | SS Completed, FIS Started, No IA | Innovative Solar 75 | WEST |  |  | 2017-07-11 | 2017-08-28 | 2017-10-20 |  | No |  | No | Not Required | Not Required | Not Required
ERCOT | Trinity Hills Wind repower | [5 empty] | WT |  |  |  | WIN |  |  |  | -27 | [12 empty] | Young |  |  |  | 17002 Garvey Rd 345kV |  | 2024-12-17 | [6 empty] | 20INR0019 | SS Completed, FIS Completed, IA | Trinity Hills Wind Farm LLC | WEST |  | 2017-09-21 | 2017-07-20 | 2017-09-08 | 2017-09-21 | 2018-08-02 | No | 2018-10-17 | No | Not Required | Not Required | Not Required | 2019-10-29 | 2019-10-29 | 2019-10-29 |  |  |  | 2020-05-22
ERCOT | Lutum Wind | [5 empty] | WT |  |  |  | WIN |  |  |  | 241.5 | [12 empty] | Clay |  |  |  | tap 345kV 6101 Riley - 1730 W Krum |  | 2027-07-01 | [6 empty] | 20INR0029 | SS Completed, FIS Started, No IA | RWE | WEST |  |  | 2017-09-12 | 2017-11-07 | 2018-05-08 |  | No |  | No | Not Required | Not Required | Not Required
ERCOT | WILDWIND | [5 empty] | WT |  |  |  | WIN |  |  |  | 180.08 | [12 empty] | Cooke |  |  |  | tap 345kV 1730 KrumW - 2373 Anna |  | 2025-01-31 | [6 empty] | 20INR0033 | SS Completed, FIS Completed, IA | Wildcat Creek | NORTH | COD | 2018-06-14 | 2017-10-18 | 2017-12-11 | 2018-06-14 | 2019-11-25 | No | 2020-02-21 | Yes | Not Required | Not Required | Not Required | 2020-03-23 | 2020-04-30 | 2020-04-30 |  |  | 2020-12-22 | 2021-02-10
ERCOT | Angus Solar | [5 empty] | PV |  |  |  | SOL |  |  |  | 112 | [12 empty] | Bosque |  |  |  | tap 138kV 177 Bosque - 181 Cayote |  | 2026-04-01 | [6 empty] | 20INR0035 | SS Completed, FIS Completed, IA | Angus Solar, LLC | NORTH |  | 2017-11-13 | 2017-11-13 | 2018-01-02 | 2017-11-13 | 2023-04-03 |  | 2021-12-06 | Yes | Not Required | Not Required | Not Required | 2022-08-24 | 2023-04-26
ERCOT | Siete | [5 empty] | WT |  |  |  | WIN |  |  |  | 375.06 | [12 empty] | Webb |  |  |  | 345kV 8718 Triada |  | 2026-10-31 | [6 empty] | 20INR0047 | SS Completed, FIS Started, IA | Apex Clean | SOUTH |  | 2019-06-13 | 2018-10-23 | 2018-12-11 | 2019-06-12 |  | No | 2022-06-30 | Yes | Not Required | Not Required | Not Required | 2022-07-19
ERCOT | Castro Solar | [5 empty] | PV |  |  |  | SOL |  |  |  | 222.95 | [12 empty] | Castro |  |  |  | 23912 Ogallala 345kV |  | 2026-09-30 | [6 empty] | 20INR0050 | SS Completed, FIS Started, IA | Castro Solar One, LLC | PANHANDLE |  | 2018-05-15 | 2018-02-08 | 2018-04-09 | 2018-05-15 |  | No | 2020-11-30 | No | Not Required | Not Required | Not Required
ERCOT | Danish Fields Solar | [5 empty] | PV |  |  |  | SOL |  |  |  | 602.8 | [12 empty] | Wharton |  |  |  | 44200 Hillje 345kV |  | 2024-12-31 | [6 empty] | 20INR0069 | SS Completed, FIS Completed, IA | Danish Fields Solar, LLC | SOUTH |  | 2023-03-20 | 2018-04-12 | 2018-06-05 | 2018-08-21 | 2022-07-25 | No | 2020-02-24 | Yes | Not Required | Not Required | Not Required | 2022-07-28 | 2022-07-28 | 2022-07-28 |  |  | 2023-03-27 | 2023-05-04
ERCOT | Baird North Wind | [5 empty] | WT |  |  |  | WIN |  |  |  | 350 | [12 empty] | Callahan |  |  |  | 68008 Latimer 345kV |  | 2025-12-31 | [6 empty] | 20INR0083 | SS Completed, FIS Completed, IA | BMP Wind, LLC | WEST |  |  | 2018-05-04 | 2018-06-12 | 2018-08-20 | 2020-10-30 | No | 2019-05-31 | Yes | Not Required | Not Required | Not Required | 2019-07-19 | 2020-10-30 | 2020-11-01 |  |  | 2021-08-09 | 2021-08-20
ERCOT | Arroyo Solar | [5 empty] | PV |  |  |  | SOL |  |  |  | 100 | [12 empty] | Cameron |  |  |  | 345 KV Tap #8318 Rio Hondo - #8317 La Palma |  | 2028-02-22 | [6 empty] | 20INR0086 | SS Completed, FIS Started, IA | BT Cantwell Solar, LLC | COASTAL |  | 2018-10-10 | 2018-05-09 | 2018-07-09 | 2018-10-10 |  | No | 2021-09-28 | Yes | Not Required | Not Required | Not Required
ERCOT | Fagus Solar Park 1 SLF | [5 empty] | PV |  |  |  | SOL |  |  |  | 166.42 | [12 empty] | Childress |  |  |  | 60501 Tesla 345kV |  | 2026-02-11 | [6 empty] | 20INR0091 | SS Completed, FIS Completed, IA | Excel Advantage Services, LLC dba Misae Solar Park II | PANHANDLE | COD | 2018-05-15 | 2018-05-15 | 2018-07-06 | 2018-05-15 | 2024-02-27 | No | 2019-02-21 | Yes | Not Required | Not Required | Not Required | 2021-01-15 | 2024-04-30 | 2024-04-30
ERCOT | El Sauz Ranch | [5 empty] | WT |  |  |  | WIN |  |  |  | 301.5 | [12 empty] | Willacy |  |  |  | 8663 EL SAUZ POI 345kV |  | 2025-03-01 | [6 empty] | 20INR0097 | SS Completed, FIS Completed, IA | El Sauz Ranch Wind, LLC | COASTAL | COD | 2019-02-01 | 2018-06-19 | 2018-08-22 | 2019-01-31 | 2021-10-29 |  | 2021-01-27 | Yes | Not Required | Not Required | Not Required | 2021-10-14 | 2022-01-26 | 2022-01-26 |  |  | 2022-09-28 | 2023-02-28
ERCOT | Wang Solar SLF | [5 empty] | PV |  |  |  | SOL |  |  |  | 144.6 | [12 empty] | Falls |  |  |  | tap 345kV 3409 LakeCr1 - 3414 TempSS |  | 2026-03-31 | [6 empty] | 20INR0106 | SS Completed, FIS Started, No IA | BT Yixin Solar, LLC | NORTH |  | 2018-08-29 | 2018-06-14 | 2018-08-13 | 2018-08-29 |  | No |  | No | Not Required | Not Required | Not Required
ERCOT | Walleye Solar | [5 empty] | PV |  |  |  | SOL |  |  |  | 215.2 | [12 empty] | Milam |  |  |  | 138kV Walleye Creek Switch 3712 |  | 2027-07-01 | [6 empty] | 20INR0127 | SS Completed, FIS Started, No IA | Sandow Lakes Ranch Solar II, LLC | SOUTH |  | 2019-08-13 | 2018-07-03 | 2018-09-18 |  |  |  |  | No | Not Required | Not Required | Not Required
ERCOT | Foxtrot Wind | [5 empty] | WT |  |  |  | WIN |  |  |  | 268.2 | [12 empty] | Bee |  |  |  | AEP 88689 Tango 345kV station |  | 2025-01-17 | [6 empty] | 20INR0129 | SS Completed, FIS Completed, IA | Lincoln Clean | SOUTH | COD |  | 2018-07-26 | 2018-09-14 | 2018-07-26 | 2021-07-30 | No | 2020-05-05 | Yes | Not Required | Not Required | Not Required | 2021-07-30 | 2021-07-30 | 2021-07-30 |  |  | 2022-02-23 | 2022-03-09
ERCOT | Plainview Solar | [5 empty] | PV |  |  |  | SOL |  |  |  | 514 | [12 empty] | Wharton |  |  |  | 44200 Hillje 345kV |  | 2024-03-26 | [6 empty] | 20INR0130 | SS Completed, FIS Completed, IA | Hecate Energy Ramsey LLC | SOUTH |  | 2018-07-18 | 2018-10-10 | 2018-11-21 | 2018-10-10 | 2020-10-26 | No | 2020-05-29 | Yes | Not Required | Not Required | Not Required | 2020-10-07 | 2020-10-26 | 2020-10-26 |  |  | 2021-07-17 | 2021-07-26
ERCOT | Peyton Creek Wind II | [5 empty] | WT |  |  |  | WIN |  |  |  | 241.2 | [12 empty] | Matagorda |  |  |  | 42400 Refuge 345kV |  | 2025-02-14 | [6 empty] | 20INR0155 | SS Completed, FIS Completed, IA | RWE Renewables Development, LLC | COASTAL |  | 2019-01-30 | 2018-08-21 | 2018-11-02 | 2019-03-14 | 2024-06-25 | No | 2023-02-27 | Yes | Not Required | Not Required | Not Required | 2024-06-25 | 2024-07-24 | 2024-07-24 |  |  | 2024-12-30
ERCOT | Diamondback solar | [5 empty] | PV |  |  |  | SOL |  |  |  | 201.6 | [12 empty] | Starr |  |  |  | 80355 Del Sol 345kV |  | 2027-12-31 | [6 empty] | 20INR0162 | SS Completed, FIS Started, IA | Nextera | SOUTH |  |  | 2018-09-13 | 2018-12-06 | 2018-11-07 |  | No | 2024-06-14 | Yes | Not Required | Not Required | Not Required
ERCOT | Pine Forest Solar | [5 empty] | PV |  |  |  | SOL |  |  |  | 301.51 | [12 empty] | Hopkins |  |  |  | Monticello Switch – Allen Switch 345 kV Line |  | 2025-12-01 | [6 empty] | 20INR0203 | SS Completed, FIS Completed, IA | Pine Forest Solar I, LLC | NORTH |  | 2019-03-26 | 2018-10-04 | 2018-11-20 |  | 2024-12-18 | No | 2020-07-29 | Yes | Not Required | Not Required | Not Required | 2024-05-22
ERCOT | Roseland Solar | [5 empty] | PV |  |  |  | SOL |  |  |  | 254 | [12 empty] | Falls |  |  |  | tap 345kV 3390 Jewett - 3399 Ratsnake |  | 2025-01-31 | [6 empty] | 20INR0205 | SS Completed, FIS Completed, IA | Enel Green Power Roseland Solar, LLC | NORTH | COD | 2018-11-05 | 2018-11-30 | 2019-02-04 | 2019-02-04 | 2021-10-25 | No | 2020-12-10 | Yes | Not Required | Not Required | Not Required | 2021-08-18 | 2021-11-01 | 2021-10-25 |  |  | 2022-06-07 | 2022-09-26
ERCOT | Signal Solar | [5 empty] | PV |  |  |  | SOL |  |  |  | 51.79 | [12 empty] | Hunt |  |  |  | tap 138kV 6879 Wieland - 6883 Quinlan N |  | 2025-02-24 | [6 empty] | 20INR0208 | SS Completed, FIS Completed, IA | Adapture Renewables, Inc | NORTH |  | 2019-04-02 | 2018-11-07 | 2018-12-20 |  | 2023-09-01 | No | 2020-10-23 | Yes | Not Required | Not Required | Not Required | 2023-06-12 | 2024-03-21 | 2024-05-01 |  |  | 2024-10-31 | 2024-11-12
ERCOT | Brushy Creek Solar SLF | [5 empty] | PV |  |  |  | SOL |  |  |  | 177.09 | [12 empty] | Tom Green |  |  |  | 6444 Red Creek 345kV |  | 2028-06-01 | [6 empty] | 20INR0213 | SS Completed, FIS Started, No IA | Brushy Creek Solar LLC | WEST |  | 2019-03-26 | 2019-01-07 | 2019-03-26 | 2019-03-05 |  | No |  | No | Not Required | Not Required | Not Required
ERCOT | Starr Solar Ranch | [5 empty] | PV |  |  |  | SOL |  |  |  | 136.73 | [12 empty] | Starr |  |  |  | 8795 Roma 138kV |  | 2024-12-27 | [6 empty] | 20INR0216 | SS Completed, FIS Completed, IA | Starr Solar Ranch 1 LLC | SOUTH | COD | 2018-11-07 | 2018-11-07 | 2018-12-14 | 2018-11-07 | 2024-01-26 | No | 2020-10-01 | Yes | Not Required | Not Required | Not Required | 2024-01-24 | 2024-01-24 | 2024-01-31 |  |  | 2024-10-09 | 2024-10-30
ERCOT | CAROL wind | [5 empty] | WT |  |  |  | WIN |  |  |  | 165.42 | [12 empty] | Potter |  |  |  | 23906 AJ Swope 345kV |  | 2026-04-15 | [6 empty] | 20INR0217 | SS Completed, FIS Completed, IA | NextERA Energy | PANHANDLE |  | 2019-06-10 | 2018-12-06 | 2019-01-18 | 2019-06-05 | 2023-10-30 | No | 2020-09-11 | Yes | Not Required | Not Required | Not Required | 2024-01-31 | 2024-01-31 | 2024-01-31
ERCOT | Tyson Nick Solar | [5 empty] | PV |  |  |  | SOL |  |  |  | 90.5 | [12 empty] | Lamar |  |  |  | 1700 Toco 138kV |  | 2025-08-01 | [6 empty] | 20INR0222 | SS Completed, FIS Completed, IA | Tyson Nick Solar Project, LLC | NORTH |  | 2019-02-25 | 2018-12-12 | 2019-02-15 | 2019-01-14 | 2024-07-29 | No | 2020-08-28 | Yes | Not Required | Not Required | Not Required | 2024-04-19 | 2024-10-18 | 2024-10-18
ERCOT | Markum Solar | [5 empty] | PV |  |  |  | SOL |  |  |  | 161.54 | [12 empty] | McLennan |  |  |  | 177 Bosque 138kV |  | 2024-11-22 | [6 empty] | 20INR0230 | SS Completed, FIS Completed, IA | Glory Leasing LLC | NORTH |  | 2018-12-17 | 2018-12-18 | 2019-01-03 | 2018-12-18 | 2023-11-28 |  | 2021-06-28 | Yes | Not Required | Not Required | Not Required | 2021-10-04 | 2024-01-30 | 2024-01-30 |  |  | 2024-07-23 | 2024-09-03
ERCOT | Impala Flats Wind | [5 empty] | WT |  |  |  | WIN |  |  |  | 282 | [12 empty] | Lynn |  |  |  | 79641 Farmland 345kV |  | 2026-06-03 | [6 empty] | 20INR0233 | SS Completed, FIS Started, No IA | Antelope Flats Wind, LLC | WEST |  | 2019-01-15 | 2019-01-11 | 2019-04-03 | 2018-12-21 |  |  |  | No |  |  | Not Required
ERCOT | Knickerbocker Solar SLF | [5 empty] | PV |  |  |  | SOL |  |  |  | 241.26 | [12 empty] | Tom Green |  |  |  | Tap 345kV 76003 Big Hill - 76009 Twin Buttes |  | 2027-06-01 | [6 empty] | 20INR0235 | SS Completed, FIS Started, No IA | Knickerbocker Solar LLC | WEST |  | 2019-03-12 | 2019-01-07 | 2019-03-15 | 2019-03-04 |  |  |  | No | Not Required | Not Required | Not Required
ERCOT | New Hickory Solar | [5 empty] | PV |  |  |  | SOL |  |  |  | 209.15 | [12 empty] | Jackson |  |  |  | OLD_HCKRY_5 bus 5323 345 kV |  | 2026-07-15 | [6 empty] | 20INR0236 | SS Completed, FIS Completed, IA | New Hickory Solar LLC | SOUTH |  | 2019-08-27 | 2019-01-25 | 2019-04-19 | 2019-08-12 | 2024-06-30 |  | 2020-06-30 | Yes | Not Required | Not Required | Not Required | 2021-04-12
ERCOT | Voyager Storage | [5 empty] | BA |  |  |  | OTH |  |  |  | 50.14 | [12 empty] | Wharton |  |  |  | 44200 Hillje 345kV |  | 2026-04-08 | [6 empty] | 20INR0238 | SS Completed, FIS Started, No IA | EDF Renewables Development, Inc. | SOUTH |  | 2019-04-30 | 2019-01-14 | 2019-03-19 | 2019-04-26 |  |  |  | No | Not Required | Not Required
ERCOT | Crowded Star Solar | [5 empty] | PV |  |  |  | SOL |  |  |  | 218.79 | [12 empty] | Jones |  |  |  | tap 345kV 68001 Claytonville – 68004 Phantom Hill c2 |  | 2026-03-10 | [6 empty] | 20INR0241 | SS Completed, FIS Completed, IA | Jones City Solar, LLC | WEST | COD | 2019-05-23 | 2019-01-21 | 2019-04-19 | 2019-05-22 | 2024-11-05 | Yes | 2019-12-17 | Yes | Not Required | Not Required | Not Required | 2021-12-01
ERCOT | Anson Solar Center, Phase II | [5 empty] | PV |  |  |  | SOL |  |  |  | 200.9 | [12 empty] | Jones |  |  |  | existing tap 345 kV 68004 Phantom Hill station |  | 2025-12-01 | [6 empty] | 20INR0242 | SS Completed, FIS Started, IA | Anson Solar Center 2, LLC | WEST |  | 2018-02-15 | 2017-06-23 | 2017-08-07 | 2018-02-15 |  |  | 2024-08-15 | Yes | Not Required | Not Required | Not Required
ERCOT | Montezuma Storage | [5 empty] | BA |  |  |  | OTH |  |  |  | 50.6 | [12 empty] | Colorado |  |  |  | 7258 Glidden 138kV |  | 2028-02-29 | [6 empty] | 20INR0244 | SS Completed, FIS Completed, No IA | Montezuma Storage LLC | SOUTH |  | 2019-01-08 | 2019-01-15 | 2019-07-02 | 2019-03-15 | 2023-11-30 |  |  | No | Not Required | Not Required
ERCOT | Volunteer Storage | [5 empty] | BA |  |  |  | OTH |  |  |  | 50.6 | [12 empty] | Caldwell |  |  |  | 7216 Lockhart 138kV |  | 2028-02-29 | [6 empty] | 20INR0245 | SS Completed, FIS Started, No IA | Blackjack Storage LLC | SOUTH |  | 2019-01-16 | 2019-01-15 | 2019-07-02 | 2019-03-15 |  |  |  | No | Not Required | Not Required
ERCOT | Ryan Energy Storage | [5 empty] | BA |  |  |  | OTH |  |  |  | 50 | [12 empty] | Coryell |  |  |  | 37580 TNPancake 69kV |  | 2027-03-31 | [6 empty] | 20INR0246 | SS Completed, FIS Completed, IA | Ryan Storage LLC | NORTH |  | 2019-02-08 | 2019-01-15 | 2019-04-05 | 2019-03-15 | 2020-08-16 | No | 2021-02-18 | Yes | Not Required | Not Required | Not Required | 2022-08-03
ERCOT | Water Valley Wind Energy | [5 empty] | WT |  |  |  | WIN |  |  |  | 180 | [12 empty] | Tom Green |  |  |  | 345 kV 76009 Twin Buttes to 76090 Divide Double Circuit |  | 2026-12-31 | [6 empty] | 20INR0247 | SS Completed, FIS Started, No IA | Water Valley Wind Energy, LLC | WEST |  | 2019-01-10 | 2019-01-15 | 2019-03-29 | 2019-01-10 |  |  |  | No |  |  | Not Required
ERCOT | DAMAZO (Second Division) SOLAR | [5 empty] | PV |  |  |  | SOL |  |  |  | 100.2 | [12 empty] | Brazoria |  |  |  | Tap 138 kV SANBER_POI_8 (Bus# 43110) to WEST COLUMBIA (Bus# 43380) Ckt 60 Line |  | 2024-12-20 | [6 empty] | 20INR0248 | SS Completed, FIS Completed, IA | TX Gulf Solar 1 LLC | COASTAL |  | 2019-08-06 | 2019-03-28 | 2019-06-18 | 2019-07-29 | 2022-10-28 | No | 2020-10-14 | Yes | Not Required | Not Required | Not Required | 2023-10-31 | 2023-10-31 | 2023-10-31 |  |  | 2024-10-08 | 2024-10-17
ERCOT | Renegade Project | [5 empty] | PV |  |  |  | SOL |  |  |  | 515.66 | [12 empty] | Deaf Smith |  |  |  | Tap 345kV 23910 Windmill - 23906 AJ Swope |  | 2026-03-12 | [6 empty] | 20INR0255 | SS Completed, FIS Started, IA | Renegade Renewable LLC | PANHANDLE |  | 2019-04-01 | 2019-02-26 | 2019-05-17 | 2019-02-07 |  |  | 2021-01-04 | Yes | Not Required | Not Required | Not Required | 2024-04-30
ERCOT | Tres Bahias Solar | [5 empty] | PV |  |  |  | SOL |  |  |  | 195 | [12 empty] | Calhoun |  |  |  | 8140 Joslin 138kV |  | 2025-01-31 | [6 empty] | 20INR0266 | SS Completed, FIS Completed, IA | Tres Bahias Solar Power LLC | COASTAL | COD | 2019-06-03 | 2019-03-26 | 2019-06-11 | 2019-06-03 | 2022-01-21 |  | 2020-08-07 | Yes | Not Required | Not Required | Not Required | 2020-10-07 | 2022-12-20 | 2023-01-30 |  |  | 2023-06-26 | 2023-09-12
ERCOT | Texas Solar Nova 2 | [5 empty] | PV |  |  |  | SOL |  |  |  | 201.14 | [12 empty] | Kent |  |  |  | 138kV 59909 WETT Nova Prime |  | 2024-12-31 | [6 empty] | 20INR0269 | SS Completed, FIS Completed, IA | TEXAS SOLAR NOVA 2, LLC | WEST |  | 2016-07-06 | 2019-06-24 | 2015-12-30 | 2019-06-19 | 2022-05-19 |  | 2021-07-16 | Yes |  |  | Not Required | 2022-07-29 | 2022-07-29 | 2022-08-03 |  |  | 2023-08-22 | 2023-11-13
ERCOT | Blue Hills Wind | [5 empty] | WT |  |  |  | WIN |  |  |  | 276 | [12 empty] | Val Verde |  |  |  | Tap 138kV 8683 Comstock - 60389 Corral |  | 2026-06-15 | [6 empty] | 20INR0271 | SS Completed, FIS Started, No IA | Greenalia Wind Power Blue Hills | WEST |  | 2019-12-03 | 2019-05-07 | 2019-07-26 | 2019-11-21 |  | No |  | No | Not Required | Not Required | Not Required
ERCOT | Wise County Power Repower (CT1, CT2) | [5 empty] | CC |  |  |  | GAS |  |  |  | 21 | [12 empty] | Wise |  |  |  | 1421 Willow Creek 345kV |  | 2024-09-01 | [6 empty] | 20INR0286 | SS Completed, FIS Completed, IA | Wise County Power Company LLC | NORTH |  | 2019-07-15 | 2019-07-25 | 2019-10-23 | 2019-07-16 | 2019-10-23 | No | 2001-03-19 | Yes | 2020-01-21 | Not Required | 2019-12-05 | 2020-01-22 | 2020-01-27 | 2020-01-27
ERCOT | Sand Bluff Wind Repower | [5 empty] | WT |  |  |  | WIN |  |  |  | 0.5 | [12 empty] | Glasscock |  |  |  | 1333 McDonald 138kV |  | 2025-03-01 | [6 empty] | 20INR0296 | SS Completed, FIS Completed, IA | RWE Renewables Development, LLC | WEST | COD | 2019-11-27 | 2019-11-27 | 2019-11-27 | 2019-11-19 | 2022-04-18 | No | 2006-11-11 | No | Not Required | Not Required | Not Required | 2022-05-02 | 2022-05-02 | 2022-05-02 |  |  |  | 2022-11-01
ERCOT | Giddings Wind | [5 empty] | WT |  |  |  | WIN |  |  |  | 240 | [12 empty] | Upton |  |  |  | 71212 Upton 138kV |  | 2027-09-09 | [6 empty] | 21INR0006 | SS Completed, FIS Started, No IA | Pioneer Natural Resources | WEST |  | 2019-04-02 | 2017-09-06 | 2019-08-19 | 2020-01-15 |  |  |  | No | Not Required | Not Required | Not Required
ERCOT | Air Products GCA | [5 empty] | ST |  |  |  | GAS |  |  |  | 14 | [12 empty] | Galveston |  |  |  | 39140 TNTxCityMain 69kV (Will be upgraded to 138kV) |  | 2024-08-30 | [6 empty] | 21INR0012 | SS Completed, FIS Completed, IA | Air Products | HOUSTON |  | 2019-03-26 | 2018-06-07 | 2018-08-01 |  | 2023-03-10 |  | 2020-08-07 | Yes | Not Required | Not Required | 2020-03-31 | 2023-03-13 | 2023-03-13 | 2023-03-13 |  |  | 2023-11-07 | 2024-07-10
ERCOT | Red Holly Solar | [5 empty] | PV |  |  |  | SOL |  |  |  | 260 | [12 empty] | Dawson |  |  |  | tap 345kV 59900 Longdraw - 79641 Farmland |  | 2027-06-01 | [6 empty] | 21INR0022 | SS Completed, FIS Started, IA | GreenGo Energy | WEST |  |  | 2018-07-11 | 2018-08-16 | 2018-07-11 |  | No | 2020-10-19 | No | Not Required | Not Required | Not Required
ERCOT | Red Holly Storage 1 | [5 empty] | BA |  |  |  | OTH |  |  |  | 50 | [12 empty] | Dawson |  |  |  | tap 345kV 59900 Longdraw - 79641 Farmland |  | 2028-05-30 | [6 empty] | 21INR0029 | SS Completed, FIS Started, IA | GreenGo Energy | WEST |  |  | 2018-07-11 | 2018-08-16 | 2018-07-11 |  |  | 2020-10-19 | No | Not Required | Not Required
ERCOT | Indigo Solar | [5 empty] | PV |  |  |  | SOL |  |  |  | 150 | [12 empty] | Fisher |  |  |  | tap 345 kV 68001 Claytonville – 68004 Phantom Hill Circuit 2 |  | 2026-08-17 | [6 empty] | 21INR0031 | SS Completed, FIS Started, IA | Innovative Solar 245, LLC | WEST |  | 2019-05-16 | 2018-09-27 | 2018-11-20 | 2019-05-15 |  | No | 2022-09-15 | Yes | Not Required | Not Required | Not Required
ERCOT | Red Holly Storage | [5 empty] | BA |  |  |  | OTH |  |  |  | 50 | [12 empty] | Dawson |  |  |  | tap 345kV 59900 Longdraw - 79641 Farmland |  | 2028-05-30 | [6 empty] | 21INR0033 | SS Completed, FIS Started, IA | GreenGo Energy | WEST |  |  | 2018-09-27 | 2018-12-18 | 2018-12-11 |  | No | 2020-10-19 | No | Not Required | Not Required
ERCOT | Eastbell Milam Solar | [5 empty] | PV |  |  |  | SOL |  |  |  | 244.86 | [12 empty] | Milam |  |  |  | 345 kV Bell County East Switch (bus# 3687) - TNP One (bus# 39950) circuit 2 |  | 2025-01-31 | [6 empty] | 21INR0203 | SS Completed, FIS Completed, IA | EDP RENEWABLES NORTH AMERICA LLC | SOUTH | COD | 2019-04-23 | 2018-10-10 | 2018-12-09 | 2019-04-23 | 2022-10-28 | No | 2022-09-02 | Yes | Not Required | Not Required | Not Required | 2022-11-03 | 2022-11-03 | 2022-11-12 |  |  | 2023-10-13 | 2023-11-01
ERCOT | Quantum Solar | [5 empty] | PV |  |  |  | SOL |  |  |  | 374.4 | [12 empty] | Haskell |  |  |  | 60089 Kilby Station 345kV |  | 2026-03-31 | [6 empty] | 21INR0207 | SS Completed, FIS Started, IA | IP QUANTUM II, LLC | WEST |  | 2018-11-07 | 2018-09-27 | 2018-11-14 | 2018-11-07 |  | No | 2023-10-26 | Yes |  |  | Not Required
ERCOT | Adamstown Solar | [5 empty] | PV |  |  |  | SOL |  |  |  | 251.28 | [12 empty] | Wichita |  |  |  | tap 345kV 1730 West Krum - 6111 Riley Ckt 2 |  | 2027-08-31 | [6 empty] | 21INR0210 | SS Completed, FIS Started, IA | Adams Creek Solar Project, LLC | WEST | COD | 2019-05-22 | 2018-11-20 | 2019-02-04 | 2019-05-16 |  | No | 2022-08-08 | No |  |  | Not Required
ERCOT | Maleza Solar | [5 empty] | PV |  |  |  | SOL |  |  |  | 254.94 | [12 empty] | Wharton |  |  |  | tap Blue – Hillje 345 kv Ckt.#27 |  | 2025-11-01 | [6 empty] | 21INR0220 | SS Completed, FIS Not Started, IA | Brush Solar LLC | SOUTH |  | 2019-03-07 | 2018-12-06 | 2019-01-18 |  |  | No | 2021-01-27 | Yes |  |  | Not Required | 2022-12-08
ERCOT | Samson Solar 1 | [5 empty] | PV |  |  |  | SOL |  |  |  | 250 | [12 empty] | Lamar |  |  |  | tap both 345kV 1685 FarmersVl - 1695 Moses ckts |  | 2025-06-30 | [6 empty] | 21INR0221 | SS Completed, FIS Completed, IA | Samson Solar Energy LLC | NORTH |  | 2019-05-13 | 2018-11-20 | 2019-01-04 | 2019-05-03 | 2020-06-09 | No | 2020-08-26 | Yes | Not Required | Not Required | Not Required | 2020-08-26 | 2020-10-15 | 2020-10-26 |  |  | 2021-06-30 | 2021-08-31
ERCOT | Tulsita Solar | [5 empty] | PV |  |  |  | SOL |  |  |  | 256.2 | [12 empty] | Goliad |  |  |  | Tap 138kV 8590 Tuleta - 8595 Euler |  | 2025-01-30 | [6 empty] | 21INR0223 | SS Completed, FIS Completed, IA | Ray Ranch Solar LLC | SOUTH | COD | 2019-05-20 | 2018-12-05 | 2019-02-21 | 2019-05-17 | 2024-03-01 | No | 2022-09-19 | Yes | Not Required | Not Required | Not Required | 2022-10-03 | 2024-02-02 | 2024-04-30 |  |  | 2024-10-22 | 2024-10-30
ERCOT | La Casa Wind | [5 empty] | WT |  |  |  | WIN |  |  |  | 148.4 | [12 empty] | Stephens |  |  |  | New switching station: 138kV Graham Plant Switch - Breckenridge - Leon Switch |  | 2025-06-30 | [6 empty] | 21INR0240 | SS Completed, FIS Completed, IA | LA CASA WIND, LLC | NORTH |  |  | 2018-12-28 | 2019-03-12 | 2018-12-29 | 2023-09-22 |  | 2023-09-07 | Yes | Not Required | Not Required | Not Required | 2024-01-04 | 2024-04-29 | 2024-04-29
ERCOT | Anson Solar Center, Phase III | [5 empty] | PV |  |  |  | SOL |  |  |  | 200 | [12 empty] | Jones |  |  |  | tap 345kV 68000 WShack - 68001 Clayton |  | 2027-06-01 | [6 empty] | 21INR0247 | SS Completed, FIS Started, No IA | Anson Solar Center 3, LLC | WEST |  | 2018-02-15 | 2017-06-23 | 2017-08-07 | 2018-02-15 |  |  |  | No |  |  | Not Required
ERCOT | Ulysses Solar | [5 empty] | PV |  |  |  | SOL |  |  |  | 150 | [12 empty] | Coke |  |  |  | tap 345kV 6444 Red Creek - 60040 Bluff Creek |  | 2026-02-23 | [6 empty] | 21INR0253 | SS Completed, FIS Started, IA | BNB Tennyson Solar LLC | WEST |  | 2019-05-14 | 2019-01-25 | 2019-04-05 | 2019-05-10 |  |  | 2022-10-03 | Yes | Not Required | Not Required | Not Required | 2022-12-05
ERCOT | Amsterdam Solar | [5 empty] | PV |  |  |  | SOL |  |  |  | 509.88 | [12 empty] | Brazoria |  |  |  | tap 345kV 43035 Oasis - 42500 Dow c27, c18 |  | 2026-02-01 | [6 empty] | 21INR0256 | SS Completed, FIS Started, IA | Cottonwood Bayou Solar II, LLC | COASTAL | COD | 2019-10-18 | 2019-02-07 | 2019-04-29 | 2019-07-31 |  | No | 2022-02-17 | No | Not Required | Not Required | Not Required
ERCOT | Mercury Solar SLF | [5 empty] | PV |  |  |  | SOL |  |  |  | 206.11 | [12 empty] | Hill |  |  |  | 68092 Liberty Station 345kV |  | 2025-01-31 | [6 empty] | 21INR0257 | SS Completed, FIS Completed, IA | Mercury Solar, LLC | NORTH | COD | 2019-02-07 | 2019-02-14 | 2019-05-03 | 2019-02-07 | 2021-10-14 |  | 2021-10-18 | Yes | Not Required | Not Required | Not Required | 2022-03-21 | 2022-04-29 | 2022-04-29 |  |  | 2023-10-19 | 2023-10-31
ERCOT | Mercury Storage SLF | [5 empty] | BA |  |  |  | OTH |  |  |  | 0 | [12 empty] | Hill |  |  |  | 68092 Liberty Station 345kV |  | 2026-07-01 | [6 empty] | 21INR0258 | SS Completed, FIS Started, No IA | Mercury Storage, LLC | NORTH |  | 2019-02-07 | 2019-02-14 | 2019-05-03 | 2019-02-07 |  |  |  | No | Not Required | Not Required
ERCOT | Chariot Storage | [5 empty] | BA |  |  |  | OTH |  |  |  | 50 | [12 empty] | Limestone |  |  |  | tap 69kV 99 Ben Hur - 107 Prairie Hill |  | 2028-02-29 | [6 empty] | 21INR0260 | SS Completed, FIS Started, No IA | Chariot Storage LLC | NORTH |  | 2019-02-19 | 2019-03-06 | 2019-05-24 | 2019-02-11 |  | No |  | No | Not Required | Not Required
ERCOT | Grandfalls Storage SLF | [5 empty] | BA |  |  |  | OTH |  |  |  | 0 | [12 empty] | Upton |  |  |  | tap 345kV 11028 Odessa - 76000 North McCamey |  | 2027-07-01 | [6 empty] | 21INR0262 | SS Completed, FIS Started, No IA | King Mountain Storage LLC | WEST |  | 2019-02-14 | 2019-03-25 | 2019-06-17 | 2019-02-14 |  |  |  | No |  |  | Not Required
ERCOT | Monarch Creek Wind | [5 empty] | WT |  |  |  | WIN |  |  |  | 279 | [12 empty] | Throckmorton |  |  |  | tap 345kV 11418 Tecumseh Creek Switch to 60515 Clear Crossing Switch |  | 2026-12-31 | [6 empty] | 21INR0263 | SS Completed, FIS Started, IA | Monarch Creek Wind Holdings, LLC | WEST |  | 2019-10-28 | 2019-04-25 | 2019-07-19 | 2019-08-05 |  | No | 2020-08-24 | No | Not Required | Not Required | Not Required
ERCOT | Sisters Solar | [5 empty] | PV |  |  |  | SOL |  |  |  | 301.6 | [12 empty] | Ector |  |  |  | tapping the 345 kV line connecting Moss Switch (Bus# 1018) to Wolf Switching Station (Bus# 11010) |  | 2027-05-31 | [6 empty] | 21INR0265 | SS Completed, FIS Started, No IA | Oberon Solar LLC | WEST |  | 2019-02-28 | 2019-02-28 | 2019-03-29 | 2019-02-20 |  | Yes |  | No | Not Required | Not Required | Not Required
ERCOT | Greyhound Solar | [5 empty] | PV |  |  |  | SOL |  |  |  | 587.76 | [12 empty] | Ector |  |  |  | Tap 345kV 11010 Wolf - 1018 Moss |  | 2026-03-31 | [6 empty] | 21INR0268 | SS Completed, FIS Completed, IA | Rockhound Solar 2, LLC dba "Greyhound Solar" | WEST |  | 2019-03-14 | 2019-03-28 | 2019-06-05 | 2019-03-21 | 2024-10-31 | No | 2022-01-15 | Yes | Not Required | Not Required | Not Required | 2024-11-04 | 2024-11-04 | 2024-11-04
ERCOT | Fighting Jays Solar | [5 empty] | PV |  |  |  | SOL |  |  |  | 351.29 | [12 empty] | Fort Bend |  |  |  | tap 345kV 44000 WA Parish - 44200 Hillje c64 |  | 2025-03-29 | [6 empty] | 21INR0278 | SS Completed, FIS Completed, IA | AP Solar Holdings, LLC | HOUSTON |  | 2019-04-30 | 2019-03-26 | 2019-06-17 | 2019-03-20 | 2021-06-30 | No | 2020-06-22 | Yes | Not Required | Not Required | Not Required | 2021-07-29 | 2021-07-29 | 2021-07-29 |  |  | 2022-03-18 | 2022-03-31
ERCOT | Edgewater Storage | [5 empty] | BA |  |  |  | OTH |  |  |  | 50 | [12 empty] | Ellis |  |  |  | 210 Reagor Springs 69kV |  | 2028-02-29 | [6 empty] | 21INR0280 | SS Completed, FIS Started, No IA | Edgewater Battery Storage LLC | NORTH |  | 2019-04-02 | 2019-04-08 | 2019-07-04 | 2019-03-24 |  | No |  | No | Not Required | Not Required
ERCOT | Mountaineer Solar | [5 empty] | PV |  |  |  | SOL |  |  |  | 329.64 | [12 empty] | Brown |  |  |  | 1444 Brown 345 kV |  | 2027-10-01 | [6 empty] | 21INR0294 | SS Completed, FIS Started, No IA | Mustang Mountaineer Solar LLC | NORTH |  | 2019-12-11 | 2019-04-16 | 2019-06-11 | 2019-12-08 |  | No |  | No | Not Required | Not Required | Not Required
ERCOT | Sterling Prairie Solar | [5 empty] | PV |  |  |  | SOL |  |  |  | 119.91 | [12 empty] | Matagorda |  |  |  | 8608 Pavlov A 138kV |  | 2025-12-15 | [6 empty] | 21INR0295 | SS Completed, FIS Started, No IA | RWE Solar Development, LLC | COASTAL |  | 2020-01-22 | 2019-04-24 | 2019-07-23 | 2020-01-21 |  | No |  | No |  |  | Not Required
ERCOT | Ion Solar | [5 empty] | PV |  |  |  | SOL |  |  |  | 384 | [12 empty] | Ellis |  |  |  | tap 345kV 1906 Venus - 68091 Navarro |  | 2026-05-29 | [6 empty] | 21INR0320 | SS Completed, FIS Completed, No IA | GSE Group LLC | NORTH |  | 2020-02-03 | 2019-05-17 | 2019-08-01 | 2020-01-28 | 2024-05-24 |  |  | No |  |  | Not Required
ERCOT | Board Creek Wind | [5 empty] | WT |  |  |  | WIN |  |  |  | 299.2 | [12 empty] | Navarro |  |  |  | 345kV 3386 Outlaw Switch |  | 2025-02-28 | [6 empty] | 21INR0324 | SS Completed, FIS Completed, IA | Limestone Wind Project, LLC | NORTH | COD | 2019-11-08 | 2019-04-24 | 2019-07-22 | 2019-11-05 | 2022-04-26 | No | 2021-08-19 | Yes | Not Required | Not Required | Not Required | 2022-04-05 | 2022-04-21 | 2022-04-26 |  |  | 2022-09-19 | 2022-10-06
ERCOT | Dove Run Solar | [5 empty] | PV |  |  |  | SOL |  |  |  | 120.86 | [12 empty] | Duval |  |  |  | tap 138kV 8510 Falfurrias - 8695 Crestonio |  | 2026-07-31 | [6 empty] | 21INR0326 | SS Completed, FIS Started, IA | Dove Run Solar Project, LLC | SOUTH |  | 2019-05-07 | 2019-05-07 | 2019-07-23 | 2019-05-02 |  |  | 2023-10-31 | Yes |  |  | Not Required
ERCOT | Nightfall Solar SLF | [5 empty] | PV |  |  |  | SOL |  |  |  | 181.16 | [12 empty] | Uvalde |  |  |  | Tap 138kV 8241 Razorback - 8234 Uvalde |  | 2026-06-30 | [6 empty] | 21INR0334 | SS Completed, FIS Started, IA | BDPU SOLAR NIGHTFALL, LLC | SOUTH |  | 2020-09-24 | 2019-05-10 | 2019-07-31 | 2020-01-24 |  |  | 2023-10-26 | Yes |  |  | Not Required
ERCOT | Space City Solar | [5 empty] | PV |  |  |  | SOL |  |  |  | 609.74 | [12 empty] | Wharton |  |  |  | 44200 Hillje 345kV |  | 2026-06-01 | [6 empty] | 21INR0341 | SS Completed, FIS Started, IA | Apollo Solar Ranch, LLC | SOUTH |  | 2019-10-28 | 2019-11-01 | 2020-03-06 | 2019-10-15 |  |  | 2021-01-06 | Yes | Not Required | Not Required | Not Required | 2021-01-11
ERCOT | Flag City Solar | [5 empty] | PV |  |  |  | SOL |  |  |  | 167.3 | [12 empty] | Jackson |  |  |  | tap 138kV 5588 Red Bluff - 5546 Danevang c1 |  | 2026-12-31 | [6 empty] | 21INR0343 | SS Completed, FIS Started, No IA | Flag City Solar Project, LLC | SOUTH |  | 2019-05-07 | 2019-05-07 | 2019-07-29 | 2019-05-02 |  | No |  | No | Not Required | Not Required | Not Required
ERCOT | Lunis Creek Solar SLF | [5 empty] | PV |  |  |  | SOL |  |  |  | 617.12 | [12 empty] | Jackson |  |  |  | tap 345 kV Static (#8676) - South Texas Project (#5915) |  | 2026-12-31 | [6 empty] | 21INR0344 | SS Completed, FIS Started, IA | Lunis Creek Solar Project, LLC | SOUTH |  | 2019-05-02 | 2019-05-02 | 2019-07-03 | 2019-05-02 |  |  | 2021-10-29 | Yes |  |  | Not Required | 2022-09-27
ERCOT | Lunis Creek Storage SLF | [5 empty] | BA |  |  |  | OTH |  |  |  | 0 | [12 empty] | Jackson |  |  |  | tap 345kV 8956 White Point - 5915 STP |  | 2026-12-31 | [6 empty] | 21INR0347 | SS Completed, FIS Started, No IA | Lunis Creek Solar Project, LLC | SOUTH |  | 2019-05-02 | 2019-05-02 | 2019-07-30 | 2019-05-02 |  |  |  | No
ERCOT | Pearl Crescent Solar | [5 empty] | PV |  |  |  | SOL |  |  |  | 208.35 | [12 empty] | Colorado |  |  |  | Rock Island (57640) 138kV |  | 2026-12-08 | [6 empty] | 21INR0349 | SS Completed, FIS Started, No IA | RWE Solar Development, LLC | SOUTH |  | 2019-06-04 | 2019-05-31 | 2019-08-26 | 2019-09-30 |  |  |  | No |  |  | Not Required
ERCOT | 7V Solar | [5 empty] | PV |  |  |  | SOL |  |  |  | 240.63 | [12 empty] | Fayette |  |  |  | tap 138kV 7248 Flatonia - 7274 Plum |  | 2025-01-31 | [6 empty] | 21INR0351 | SS Completed, FIS Completed, IA | 7V Solar Ranch, LLC | SOUTH | COD | 2019-10-16 | 2019-04-16 | 2019-07-03 | 2019-08-16 | 2022-10-21 |  | 2020-09-01 | Yes | Not Required | Not Required | Not Required | 2022-10-07 | 2022-10-24 | 2022-10-28 |  |  | 2023-11-20 | 2023-12-13
ERCOT | Big Elm Solar | [5 empty] | PV |  |  |  | SOL |  |  |  | 201.02 | [12 empty] | Bell |  |  |  | 345kV #3404 Belfalls Switch |  | 2024-12-21 | [6 empty] | 21INR0353 | SS Completed, FIS Completed, IA | Big Elm Solar, LLC | NORTH |  | 2020-03-25 | 2019-06-27 | 2019-09-23 | 2020-03-23 | 2023-07-25 | No | 2022-09-01 | Yes |  |  | Not Required | 2022-09-08 | 2023-07-31 | 2023-07-31 |  |  | 2024-03-19 | 2024-05-22
ERCOT | Hickerson Solar | [5 empty] | PV |  |  |  | SOL |  |  |  | 316.3 | [12 empty] | Bosque |  |  |  | tap 345kV 68091 Navarro - 68040 Kopperl |  | 2026-03-01 | [6 empty] | 21INR0359 | SS Completed, FIS Completed, IA | Hickerson Solar | NORTH |  | 2020-05-13 | 2019-05-29 | 2019-08-23 | 2020-02-19 | 2024-12-17 | Yes | 2023-12-18 | Yes |  |  | Not Required
ERCOT | Oystercatcher Solar | [5 empty] | PV |  |  |  | SOL |  |  |  | 220.33 | [12 empty] | Ellis |  |  |  | tap 345kV 1906 Venus - 68091 Navarro |  | 2026-09-17 | [6 empty] | 21INR0362 | SS Completed, FIS Started, IA | Oystercatcher Solar, LLC | NORTH |  | 2020-01-15 | 2019-05-30 | 2019-08-07 | 2019-12-20 |  | Yes | 2021-08-20 | No | Not Required | Not Required | Not Required
ERCOT | Eliza Solar | [5 empty] | PV |  |  |  | SOL |  |  |  | 151.7 | [12 empty] | Kaufman |  |  |  | tap 345kV 2478 Royse - 3103 Shamburger |  | 2025-01-22 | [6 empty] | 21INR0368 | SS Completed, FIS Completed, IA | Ables Springs Solar, LLC | NORTH |  | 2020-05-04 | 2019-06-21 | 2019-08-30 | 2020-02-24 | 2023-10-30 | No | 2022-08-04 | Yes | Not Required | Not Required | Not Required | 2023-02-17 | 2023-09-18 | 2023-10-30 |  |  | 2024-08-13 | 2024-10-22
ERCOT | HIP Solar Project | [5 empty] | PV |  |  |  | SOL |  |  |  | 137.6 | [12 empty] | Leon |  |  |  | tap 345kV 967 Gibbons Creek - 46020 Limestone ckt 50 |  | 2027-03-26 | [6 empty] | 21INR0371 | SS Completed, FIS Started, No IA | ConnectGen Operating LLC | NORTH |  | 2019-08-27 | 2019-08-16 | 2019-11-05 | 2019-08-22 |  |  |  | No |  |  | Not Required
ERCOT | Ash Creek Solar | [5 empty] | PV |  |  |  | SOL |  |  |  | 417.74 | [12 empty] | Hill |  |  |  | 68090 SAM SW 345kV |  | 2025-03-28 | [6 empty] | 21INR0379 | SS Completed, FIS Completed, IA | Ash Creek Solar LLC | NORTH | COD | 2020-10-27 | 2019-07-29 | 2019-10-25 | 2019-07-19 | 2024-04-16 | No | 2022-11-11 | Yes |  |  | Not Required | 2024-01-17 | 2024-03-21 | 2024-04-29 |  |  | 2024-11-13
ERCOT | Charolais Solar | [5 empty] | PV |  |  |  | SOL |  |  |  | 261.63 | [12 empty] | Matagorda |  |  |  | tap 345kV 44000 W A Parish - 5915 STP |  | 2026-12-15 | [6 empty] | 21INR0380 | SS Completed, FIS Started, No IA | RWE Solar Development, LLC | COASTAL |  | 2020-05-11 | 2019-08-05 | 2019-10-31 | 2020-04-27 |  | Yes |  | No |  |  | Not Required
ERCOT | Grandslam Solar | [5 empty] | PV |  |  |  | SOL |  |  |  | 121.89 | [12 empty] | Atascosa |  |  |  | 5700 Miracle Lake 138kV |  | 2026-06-01 | [6 empty] | 21INR0391 | SS Completed, FIS Started, IA | Grandslam Solar, L.L.C. | SOUTH |  | 2019-09-03 | 2019-07-29 | 2019-10-30 | 2019-07-26 |  |  | 2021-01-29 | No | Not Required | Not Required | Not Required
ERCOT | Orange Grove Solar | [5 empty] | PV |  |  |  | SOL |  |  |  | 130.6 | [12 empty] | Jim Wells |  |  |  | 5660 Orange Grove 138kV |  | 2025-04-30 | [6 empty] | 21INR0393 | SS Completed, FIS Completed, IA | Enbridge Solar (Orange Grove), LLC | SOUTH |  | 2019-07-12 | 2019-07-12 | 2019-09-09 | 2019-07-08 | 2024-07-23 | No | 2022-06-08 | Yes | Not Required | Not Required | Not Required | 2024-07-30 | 2024-07-30 | 2024-07-31
ERCOT | Young Wind | [5 empty] | WT |  |  |  | WIN |  |  |  | 499.14 | [12 empty] | Young |  |  |  | Tap 345kV 60515 Clear Crossing - 1421 Willow Creek |  | 2025-01-31 | [6 empty] | 21INR0401 | SS Completed, FIS Completed, IA | Young Wind, LLC | WEST |  | 2020-04-13 | 2019-07-29 | 2019-10-25 | 2020-03-27 | 2021-05-28 | No | 2022-02-18 | Yes | Not Required | Not Required | Not Required | 2022-03-31 | 2022-04-22 | 2022-04-22 |  |  | 2022-12-01 | 2022-12-08
ERCOT | Buffalo Creek | [5 empty] | PV |  |  |  | SOL |  |  |  | 438.75 | [12 empty] | Fort Bend |  |  |  | tap 345kV 44000 WA Parish – 44040 BAILEY |  | 2025-01-10 | [6 empty] | 21INR0406 | SS Completed, FIS Completed, IA | Lincoln Clean Energy Development | HOUSTON | COD | 2019-08-06 | 2019-08-01 | 2019-10-30 | 2019-07-31 | 2021-04-23 | No | 2020-04-16 | Yes | Not Required | Not Required | Not Required | 2020-05-06 | 2021-04-15 | 2021-04-23 |  |  | 2021-12-08 | 2022-01-06
ERCOT | Big Star Solar | [5 empty] | PV |  |  |  | SOL |  |  |  | 203.1 | [12 empty] | Bastrop |  |  |  | Tap 345kV 9074 Lytton - 9073 Holman |  | 2025-03-01 | [6 empty] | 21INR0413 | SS Completed, FIS Completed, IA | RWE Solar Development, LLC | SOUTH | COD | 2020-01-02 | 2019-08-27 | 2019-11-08 | 2019-12-20 | 2021-07-19 |  | 2020-10-02 | Yes |  |  | Not Required | 2020-12-04 | 2021-07-19 | 2021-07-30 |  |  | 2022-12-06 | 2022-12-19
ERCOT | Jayhawk Solar | [5 empty] | PV |  |  |  | SOL |  |  |  | 101.5 | [12 empty] | Mitchell |  |  |  | tap 345kV 1030 Morgan - 76030 Gasconades |  | 2025-10-30 | [6 empty] | 21INR0414 | SS Completed, FIS Started, No IA | Renewable Energy Ventures, LLC | WEST |  | 2020-06-22 | 2019-08-05 | 2019-10-31 | 2020-01-17 |  |  |  | No |  |  | Not Required
ERCOT | Armadillo Solar | [5 empty] | PV |  |  |  | SOL |  |  |  | 200.09 | [12 empty] | Navarro |  |  |  | 3387 Revolution 138kV |  | 2026-12-31 | [6 empty] | 21INR0421 | SS Completed, FIS Started, IA | Armadillo Solar Center, LLC | NORTH |  | 2019-09-05 | 2019-08-28 | 2019-11-22 | 2019-08-28 |  | No | 2021-02-02 | Yes | Not Required | Not Required | Not Required
ERCOT | Nabatoto Solar North | [5 empty] | PV |  |  |  | SOL |  |  |  | 451.35 | [12 empty] | Leon |  |  |  | tap 345kV 967 Gibbons Creek - 46020 Limestone ckt 50 |  | 2027-05-10 | [6 empty] | 21INR0428 | SS Completed, FIS Started, IA | CG Leon County II LLC | NORTH |  | 2019-08-16 | 2019-09-23 | 2019-12-10 | 2019-09-11 |  | No | 2021-02-26 | Yes |  |  | Not Required
ERCOT | Diversion Wind | [5 empty] | WT |  |  |  | WIN |  |  |  | 300 | [12 empty] | Baylor |  |  |  | 6101 Riley 345kV |  | 2024-12-30 | [6 empty] | 21INR0432 | SS Completed, FIS Started, No IA | Diversion Wind Development LLC | WEST |  | 2020-07-15 | 2019-09-10 | 2019-12-04 | 2020-06-04 |  |  |  | No |  |  | Not Required
ERCOT | Myrtle Storage | [5 empty] | BA |  |  |  | OTH |  |  |  | 151.2 | [12 empty] | Brazoria |  |  |  | 42110 Angleton 138kV |  | 2024-12-31 | [6 empty] | 21INR0442 | SS Completed, FIS Completed, IA | Myrtle Storage, LLC | COASTAL |  | 2020-08-03 | 2019-11-04 | 2020-02-07 | 2020-07-30 | 2023-01-31 |  | 2022-06-13 | Yes |  |  | Not Required | 2023-01-31 | 2023-01-31 | 2023-01-31 |  |  | 2023-10-19 | 2023-11-10
ERCOT | Cottonwood Bayou Storage | [5 empty] | BA |  |  |  | OTH |  |  |  | 153.03 | [12 empty] | Brazoria |  |  |  | tap 138kV 42870 Liverpool - 43070 Petson |  | 2025-06-12 | [6 empty] | 21INR0443 | SS Completed, FIS Completed, IA | Cottonwood Bayou Storage, LLC | COASTAL |  | 2020-07-20 | 2019-10-31 | 2020-01-23 | 2020-07-17 | 2024-03-25 | No | 2022-03-18 | Yes | Not Required | Not Required |  | 2024-04-29 | 2024-04-29 | 2024-04-29
ERCOT | Long Point Storage | [5 empty] | BA |  |  |  | OTH |  |  |  | 100.62 | [12 empty] | Brazoria |  |  |  | 138 KV (CEHE Sub) Tap Burke (42410) - Eagle Nest (42430) ckt 02 |  | 2025-12-01 | [6 empty] | 21INR0444 | SS Completed, FIS Started, IA | Long Point Storage, LLC | COASTAL |  | 2020-09-17 | 2019-11-01 | 2020-02-05 | 2020-09-01 |  | No | 2023-08-28 | No | Not Required | Not Required
ERCOT | Knickerbocker Storage SLF | [5 empty] | BA |  |  |  | OTH |  |  |  | 0 | [12 empty] | Tom Green |  |  |  | Tap 345kV 76003 Big Hill - 76009 Twin Buttes |  | 2027-06-01 | [6 empty] | 21INR0446 | SS Completed, FIS Started, No IA | Knickerbocker Solar LLC | WEST |  | 2020-01-10 | 2019-12-19 | 2020-03-06 | 2019-12-05 |  |  |  | No
ERCOT | Danish Fields Storage | [5 empty] | BA |  |  |  | OTH |  |  |  | 152.43 | [12 empty] | Wharton |  |  |  | 44200 Hillje 345kV |  | 2024-12-31 | [6 empty] | 21INR0450 | SS Completed, FIS Completed, IA | Danish Fields Storage, LLC | SOUTH |  | 2020-07-20 | 2019-10-31 | 2020-01-24 | 2020-07-17 | 2023-07-24 | No | 2022-06-13 | Yes | Not Required | Not Required | Not Required | 2023-07-11 | 2023-07-24 | 2023-07-31 |  |  | 2023-12-18 | 2023-12-28
ERCOT | Independence Trail Storage | [5 empty] | BA |  |  |  | OTH |  |  |  | 100 | [12 empty] | Childress |  |  |  | 60501 Tesla 345kV |  | 2028-01-01 | [6 empty] | 21INR0455 | SS Completed, FIS Started, No IA | KCE TX 16, LLC | PANHANDLE |  | 2019-11-11 | 2019-12-03 | 2020-02-24 | 2019-10-22 |  |  |  | No | Not Required | Not Required
ERCOT | Maleza Storage | [5 empty] | BA |  |  |  | OTH |  |  |  | 150.83 | [12 empty] | Wharton |  |  |  | tap Blue – Hillje 345 kv Ckt.#27 |  | 2025-11-01 | [6 empty] | 21INR0456 | SS Completed, FIS Started, No IA | Brush Storage, LLC | SOUTH |  | 2020-08-24 | 2019-10-31 | 2020-01-24 | 2020-08-18 |  |  |  | No
ERCOT | Porter Solar | [5 empty] | PV |  |  |  | SOL |  |  |  | 245.83 | [12 empty] | Denton |  |  |  | tap 345kv 1429 Jacksboro - 1730 Krum West |  | 2024-07-31 | [6 empty] | 21INR0458 | SS Completed, FIS Completed, IA | Porter Solar, LLC | NORTH |  | 2020-08-24 | 2020-01-30 | 2020-04-17 | 2020-08-06 | 2023-04-28 | No | 2022-02-03 | Yes | Not Required | Not Required | Not Required | 2022-08-18 | 2023-04-28 | 2023-04-28 |  |  | 2023-11-20 | 2023-12-11
ERCOT | Big Star Storage | [5 empty] | BA |  |  |  | OTH |  |  |  | 80 | [12 empty] | Bastrop |  |  |  | Tap 345kV 9074 Lytton - 9073 Holman |  | 2025-03-01 | [6 empty] | 21INR0469 | SS Completed, FIS Completed, IA | RWE Solar Development, LLC | SOUTH | COD | 2020-10-23 | 2020-01-02 | 2020-03-26 | 2020-08-28 | 2021-07-19 |  | 2020-10-02 | Yes |  |  |  | 2021-08-18 | 2021-08-18 | 2021-07-30 |  |  | 2023-04-13 | 2023-11-06
ERCOT | Pearl Crescent Storage | [5 empty] | BA |  |  |  | OTH |  |  |  | 50.26 | [12 empty] | Colorado |  |  |  | Rock Island (57640) 138kV |  | 2026-12-15 | [6 empty] | 21INR0470 | SS Completed, FIS Started, No IA | RWE Solar Development, LLC | SOUTH |  | 2020-09-18 | 2019-12-20 | 2020-03-12 | 2020-04-10 |  |  |  | No
ERCOT | Sisters Storage | [5 empty] | BA |  |  |  | OTH |  |  |  | 208.89 | [12 empty] | Ector |  |  |  | tapping the 345 kV line connecting Moss Switch (Bus# 1018) to Wolf Switching Station (Bus# 11010) |  | 2027-05-31 | [6 empty] | 21INR0482 | SS Completed, FIS Started, No IA | 174 Power Global Properties | WEST |  | 2020-03-30 | 2019-12-18 | 2020-03-11 | 2019-12-18 |  |  |  | No
ERCOT | Morrow Lake Storage | [5 empty] | BA |  |  |  | OTH |  |  |  | 201.13 | [12 empty] | Frio |  |  |  | 5895 Pearsall 138kV |  | 2025-02-08 | [6 empty] | 21INR0483 | SS Completed, FIS Started, No IA | Morrow Lake Storage, LLC | SOUTH |  | 2020-11-10 | 2020-02-07 | 2020-04-30 | 2020-10-26 |  |  |  | No
ERCOT | Samson Solar 2 | [5 empty] | PV |  |  |  | SOL |  |  |  | 203 | [12 empty] | Lamar |  |  |  | 345 kV TTRSW 11688 |  | 2025-01-13 | [6 empty] | 21INR0490 | SS Completed, FIS Completed, IA | Samson Solar Energy II LLC | NORTH |  | 2020-01-14 | 2020-01-13 | 2019-01-04 | 2020-01-13 | 2020-06-09 |  | 2020-08-27 | Yes | Not Required | Not Required | Not Required | 2021-04-12 | 2022-08-12 | 2022-08-12 |  |  | 2024-08-19 | 2024-10-14
ERCOT | Samson Solar 3 | [5 empty] | PV |  |  |  | SOL |  |  |  | 250 | [12 empty] | Lamar |  |  |  | tap both 345kV 1685 FarmersVl - 1695 Moses ckts |  | 2025-06-30 | [6 empty] | 21INR0491 | SS Completed, FIS Completed, IA | Samson Solar Energy III LLC | NORTH |  | 2020-01-14 | 2020-01-13 | 2019-01-04 | 2020-01-13 | 2020-06-09 |  | 2020-08-27 | Yes | Not Required | Not Required | Not Required | 2020-08-27 | 2020-10-15 | 2020-10-26 |  |  | 2021-06-30 | 2021-10-26
ERCOT | Stockyard Grid Batt | [5 empty] | BA |  |  |  | OTH |  |  |  | 150.6 | [12 empty] | Tarrant |  |  |  | 2082 Hicks 138kV |  | 2026-12-31 | [6 empty] | 21INR0492 | SS Completed, FIS Completed, IA | Stockyard Grid, LLC | NORTH |  | 2020-02-05 | 2020-01-13 | 2020-03-30 | 2020-01-13 | 2022-07-14 | No | 2022-10-26 | Yes | Not Required | Not Required |  | 2022-10-26 | 2022-10-26 | 2022-10-26
ERCOT | Ramsey Storage | [5 empty] | BA |  |  |  | OTH |  |  |  | 510.4 | [12 empty] | Wharton |  |  |  | 44200 Hillje 345kV |  | 2027-12-31 | [6 empty] | 21INR0505 | SS Completed, FIS Started, IA | Hecate Energy Ramsey Storage LLC | SOUTH |  | 2021-01-20 | 2020-05-20 | 2020-07-30 | 2020-12-23 |  | No | 2022-08-11 | Yes |  |  | Not Required | 2023-08-18 | 2024-01-02
ERCOT | Arana Creek Batt | [5 empty] | BA |  |  |  | OTH |  |  |  | 153.5 | [12 empty] | Kleberg |  |  |  | 5648 Loyola 138kV |  | 2026-05-31 | [6 empty] | 21INR0507 | SS Completed, FIS Started, No IA | Arana Creek LLC | COASTAL |  | 2020-10-12 | 2020-06-03 | 2020-08-10 | 2020-10-06 |  |  |  | No
ERCOT | Angels Creek | [5 empty] | BA |  |  |  | OTH |  |  |  | 31.68 | [12 empty] | Webb |  |  |  | 5888 Bruni 69kV |  | 2026-06-01 | [6 empty] | 21INR0508 | SS Completed, FIS Started, No IA | Angels Creek LLC | SOUTH |  | 2020-07-27 | 2020-06-03 | 2020-08-18 | 2020-07-23 |  | No |  | No
ERCOT | McClure Solar | [5 empty] | PV |  |  |  | SOL |  |  |  | 105.73 | [12 empty] | Palo Pinto |  |  |  | tap 69kV 785 Oran - 343 Morris Sheppard |  | 2025-12-31 | [6 empty] | 21INR0509 | SS Completed, FIS Started, No IA | McClure Solar LLC | NORTH |  | 2021-03-18 | 2020-06-03 | 2020-08-18 | 2021-02-24 |  | No |  | No |  |  | Not Required
ERCOT | Wolf Ridge Repower | [5 empty] | WT |  |  |  | WIN |  |  |  | 9 | [12 empty] | Cooke |  |  |  | 730 Wolf Ridge 138kV |  | 2025-01-15 | [6 empty] | 21INR0511 | SS Completed, FIS Completed, IA | Wolf Ridge Wind Energy, LLC | NORTH |  | 2020-10-09 | 2020-06-26 | 2020-09-14 | 2020-10-08 | 2023-05-01 | No | 2007-11-01 | Yes | Not Required | Not Required | Not Required | 2023-03-31 | 2023-03-31 | 2023-05-01 |  |  |  | 2023-10-10
ERCOT | Roadrunner Crossing Wind II SLF | [5 empty] | WT |  |  |  | WIN |  |  |  | 126.72 | [12 empty] | Eastland |  |  |  | tap 345kV 68005 WShack - 68050 Romney |  | 2025-01-31 | [6 empty] | 21INR0515 | SS Completed, FIS Completed, IA | Roadrunner Crossing Wind Farm, LLC | NORTH |  | 2020-10-27 | 2020-07-02 | 2020-09-14 | 2020-07-09 | 2023-05-01 |  | 2020-04-17 | Yes | Not Required | Not Required | Not Required | 2023-05-01 | 2023-05-01 | 2023-05-01 |  |  | 2024-04-05 | 2024-04-18
ERCOT | Tidwell Prairie Storage 1 | [5 empty] | BA |  |  |  | OTH |  |  |  | 200.6 | [12 empty] | Robertson |  |  |  | 39950 TNP ONE PLANT 345kV - 3400 TWIN OAK |  | 2025-06-01 | [6 empty] | 21INR0517 | SS Completed, FIS Completed, IA | Tidwell Prairie LLC | NORTH |  | 2020-07-23 | 2020-07-24 | 2020-10-20 | 2020-07-16 | 2024-10-18 |  | 2022-11-03 | Yes |  |  |  | 2024-11-04 | 2024-11-04 | 2024-11-01
ERCOT | Viking Solar | [5 empty] | PV |  |  |  | SOL |  |  |  | 288.99 | [12 empty] | Somervell |  |  |  | ap 345kV 1900 Comanche Peak - 11886 Timberview Switch |  | 2026-11-07 | [6 empty] | 21INR0520 | SS Completed, FIS Started, IA | Yellow Viking Development One, LLC | NORTH |  | 2020-10-09 | 2020-10-23 | 2021-01-12 | 2020-08-20 |  |  | 2022-10-25 | No |  |  | Not Required
ERCOT | Hays Energy Unit 3 Repower | [5 empty] | GT |  |  |  | GAS |  |  |  | 18 | [12 empty] | Hays |  |  |  | 7043 Hays 345kV |  | 2025-08-30 | [6 empty] | 21INR0527 | SS Completed, FIS Started, No IA | HAYS ENERGY, LLC | SOUTH |  | 2021-02-09 | 2020-10-07 | 2020-12-30 | 2021-02-05 |  |  |  | No | 2020-11-05
ERCOT | Brazos Wind Repower | [5 empty] | WT |  |  |  | WIN |  |  |  | 22.4 | [12 empty] | Scurry |  |  |  | 1064 Sun 138kV |  | 2025-01-30 | [6 empty] | 21INR0532 | SS Completed, FIS Completed, No IA | BRAZOS WIND VENTURES, LLC | WEST | COD | 2020-12-18 | 2020-12-22 | 2021-03-10 | 2020-11-30 | 2022-04-01 |  |  | Yes | Not Required | Not Required | Not Required | 2022-08-03 | 2022-10-21 | 2023-02-03 |  |  | 2023-04-25 | 2023-07-01
ERCOT | Midlothian Unit 2 repower | [5 empty] | GT |  |  |  | GAS |  |  |  | 18 | [12 empty] | Ellis |  |  |  | 1939 Midlothian ELP 345kV |  | 2025-08-30 | [6 empty] | 21INR0534 | SS Completed, FIS Started, No IA | MIDLOTHIAN ENERGY, LLC | NORTH |  | 2021-04-28 | 2021-01-25 | 2021-04-30 | 2021-02-08 |  |  |  | No
ERCOT | Blue Jay Solar II | [5 empty] | PV |  |  |  | SOL |  |  |  | 68.95 | [12 empty] | Grimes |  |  |  | 4 Iola 138kV |  | 2024-12-31 | [6 empty] | 21INR0538 | SS Completed, FIS Completed, IA | Blue Jay Solar I, LLC | NORTH |  | 2018-02-15 | 2021-04-13 | 2021-04-14 |  | 2021-04-26 | No | 2020-10-26 | Yes |  |  | Not Required | 2020-12-02 | 2021-04-26 | 2021-04-29 |  |  | 2021-11-11 | 2021-11-19
ERCOT | Anchor Wind III | [5 empty] | WT |  |  |  | WIN |  |  |  | 16 | [12 empty] | Eastland |  |  |  | 345 kV Aspire Station (68011) |  | 2024-12-31 | [6 empty] | 21INR0546 | SS Completed, FIS Completed, IA | RANCHLAND WIND PROJECT LLC | NORTH |  | 2019-06-26 | 2021-12-03 | 2022-03-01 |  | 2021-04-30 | No | 2020-11-30 | Yes | Not Required | Not Required | Not Required | 2020-12-02 | 2021-04-30 | 2021-04-30 |  |  | 2021-11-29 | 2022-12-13
ERCOT | Delilah Solar 1 | [5 empty] | PV |  |  |  | SOL |  |  |  | 300 | [12 empty] | Lamar |  |  |  | tap both 345kV 1685 FarmersVl - 1695 Moses ckts |  | 2025-06-30 | [6 empty] | 22INR0202 | SS Completed, FIS Completed, IA | Delilah Solar Energy LLC | NORTH |  | 2019-05-13 | 2018-11-20 | 2019-01-03 | 2019-05-03 | 2020-06-09 | No | 2020-12-22 | Yes | Not Required | Not Required | Not Required | 2021-03-23 | 2021-03-23 | 2021-04-27 |  |  | 2023-07-11 | 2024-03-21
ERCOT | Delilah Solar 2 | [5 empty] | PV |  |  |  | SOL |  |  |  | 317.58 | [12 empty] | Lamar |  |  |  | 345 kV TTRSW 11688 |  | 2025-07-26 | [6 empty] | 22INR0203 | SS Completed, FIS Completed, IA | Delilah Solar Energy II LLC | NORTH |  | 2019-05-13 | 2018-11-20 | 2019-01-03 | 2019-05-03 | 2020-06-09 | No | 2020-12-22 | Yes | Not Required | Not Required | Not Required | 2021-03-23 | 2022-08-12 | 2022-08-12 |  |  | 2024-10-29
ERCOT | Sbranch Solar | [5 empty] | PV |  |  |  | SOL |  |  |  | 233.52 | [12 empty] | Wharton |  |  |  | Tap 138kV 44190 East Bernard - 44130 Caney |  | 2024-10-15 | [6 empty] | 22INR0205 | SS Completed, FIS Completed, IA | Bernard Creek Solar, LLC | SOUTH |  | 2019-04-01 | 2019-01-03 | 2019-03-13 | 2019-03-29 | 2021-07-29 | No | 2020-07-26 | Yes | Not Required | Not Required | Not Required | 2020-10-07 | 2021-07-06 | 2021-07-29 |  |  | 2022-09-12 | 2023-11-21
ERCOT | Felix North Solar | [5 empty] | PV |  |  |  | SOL |  |  |  | 100.54 | [12 empty] | Wilbarger |  |  |  | 6101 Riley 345kV |  | 2027-07-31 | [6 empty] | 22INR0209 | SS Completed, FIS Started, No IA | Crescent Solar, LLC | WEST |  | 2019-09-23 | 2019-01-17 | 2019-04-02 | 2019-09-20 |  | No |  | No | Not Required | Not Required | Not Required
ERCOT | TEXAS SOLAR NOVA 3 | [5 empty] | PV |  |  |  | SOL |  |  |  | 200.2 | [12 empty] | Kent |  |  |  | tap 345kV 11305 Dermott - 59904 Cottonwood |  | 2026-01-31 | [6 empty] | 22INR0215 | SS Completed, FIS Started, No IA | Texas Solar Nova 1, LLC | WEST |  | 2019-05-28 | 2019-06-24 | 2015-12-30 | 2019-06-19 |  |  |  | No |  |  | Not Required
ERCOT | Greyhound Solar 2 | [5 empty] | PV |  |  |  | SOL |  |  |  | 500 | [12 empty] | Ector |  |  |  | tap 345kV dbl ckt 11010 Wolf - 1018 Moss and 11008 Wolf - 11028 Odessa |  | 2027-06-01 | [6 empty] | 22INR0218 | SS Completed, FIS Started, No IA | Greyhound Solar 2 | WEST |  | 2019-05-23 | 2019-05-14 | 2019-08-05 | 2019-05-10 |  |  |  | No | Not Required | Not Required | Not Required
ERCOT | Lamkin Solar | [5 empty] | PV |  |  |  | SOL |  |  |  | 101.5 | [12 empty] | Comanche |  |  |  | tap 69kV 258 Hamilton - 273 Gustine |  | 2025-12-31 | [6 empty] | 22INR0220 | SS Completed, FIS Completed, No IA | Commanche Solar, LLC | NORTH |  | 2020-05-11 | 2019-06-24 | 2019-09-18 | 2020-03-13 | 2022-07-11 |  |  | No |  |  | Not Required
ERCOT | Dragan Solar | [5 empty] | PV |  |  |  | SOL |  |  |  | 411 | [12 empty] | Comanche |  |  |  | 1440 Comanche 345kV |  | 2026-06-02 | [6 empty] | 22INR0237 | SS Completed, FIS Completed, No IA | Hecate Comanche Solar LLC | NORTH |  | 2019-11-11 | 2019-11-11 | 2020-02-17 | 2019-08-23 | 2022-04-25 | No |  | No |  |  | Not Required
ERCOT | Rockefeller Storage | [5 empty] | BA |  |  |  | OTH |  |  |  | 206.8 | [12 empty] | Schleicher |  |  |  | 76003 Big Hill 345kV |  | 2027-06-01 | [6 empty] | 22INR0239 | SS Completed, FIS Started, IA | Mittel Rockefeller Storage LLC | WEST |  | 2020-08-20 | 2019-10-31 | 2020-01-24 | 2020-07-21 |  | No | 2024-09-23 | Yes | Not Required | Not Required
ERCOT | Bright Arrow Solar | [5 empty] | PV |  |  |  | SOL |  |  |  | 305.07 | [12 empty] | Hopkins |  |  |  | 11689 CYCLONE 345 KV |  | 2025-03-01 | [6 empty] | 22INR0242 | SS Completed, FIS Completed, IA | RWE Solar Development, LLC | NORTH |  | 2020-03-09 | 2020-02-12 | 2020-05-01 | 2020-03-04 | 2022-04-19 | No | 2021-02-18 | Yes |  |  | Not Required | 2021-03-01 | 2022-04-28 | 2022-04-28 |  |  | 2023-06-28 | 2023-11-27
ERCOT | Painted Horse Solar | [5 empty] | PV |  |  |  | SOL |  |  |  | 200.58 | [12 empty] | Wilson |  |  |  | tap 345kV 5915 STP - 5133 Elm Creek ckt 1 |  | 2025-12-15 | [6 empty] | 22INR0243 | SS Completed, FIS Started, No IA | RWE Solar Development, LLC | SOUTH |  | 2021-01-13 | 2020-02-12 | 2020-05-06 | 2020-11-05 |  |  |  | No |  |  | Not Required
ERCOT | Razorbill Solar | [5 empty] | PV |  |  |  | SOL |  |  |  | 240 | [12 empty] | Matagorda |  |  |  | tap 345kV 5915 STP to 44200 Hillje 345kV Ckt 64 |  | 2025-12-15 | [6 empty] | 22INR0244 | SS Completed, FIS Started, No IA | RWE Solar Development, LLC | COASTAL |  | 2020-10-23 | 2020-01-02 | 2020-03-26 | 2020-09-16 |  |  |  | No | Not Required | Not Required | Not Required
ERCOT | Shaula I Solar | [5 empty] | PV |  |  |  | SOL |  |  |  | 205.2 | [12 empty] | DeWitt |  |  |  | tap 345kV 5133 Elm Creek - 5915 SO TEX ckt 1 |  | 2026-03-31 | [6 empty] | 22INR0251 | SS Completed, FIS Started, IA | Shaula Energy Project, LLC | SOUTH |  | 2019-11-27 | 2019-12-03 | 2020-03-08 | 2019-11-20 |  | No | 2022-02-16 | Yes |  |  | Not Required | 2023-03-27
ERCOT | Corazon Solar Phase II | [5 empty] | PV |  |  |  | SOL |  |  |  | 203.9 | [12 empty] | Webb |  |  |  | 80219 Lobo 345kV |  | 2028-06-01 | [6 empty] | 22INR0257 | SS Completed, FIS Started, IA | BAYWA R.E. SOLAR PROJECTS | SOUTH |  | 2019-12-16 | 2019-12-19 | 2020-03-12 | 2019-12-04 |  | No | 2020-08-04 | No | Not Required | Not Required | Not Required
ERCOT | Eliza Storage | [5 empty] | BA |  |  |  | OTH |  |  |  | 100.4 | [12 empty] | Kaufman |  |  |  | tap 345kV 2478 Royse - 3103 Shamburger |  | 2025-03-11 | [6 empty] | 22INR0260 | SS Completed, FIS Completed, IA | Ables Springs Storage, LLC | NORTH |  | 2020-08-21 | 2019-12-03 | 2020-02-25 | 2020-08-19 | 2023-10-30 |  | 2022-08-04 | Yes | Not Required | Not Required | Not Required | 2023-02-17 | 2023-09-18 | 2023-10-30 |  |  | 2024-08-13 | 2024-10-22
ERCOT | Dorado Solar | [5 empty] | PV |  |  |  | SOL |  |  |  | 401.35 | [12 empty] | Callahan |  |  |  | 68051 Reata 345kV |  | 2025-12-31 | [6 empty] | 22INR0261 | SS Completed, FIS Started, IA | Enbridge Solar (Sequoia I), LLC | WEST |  | 2020-09-02 | 2020-01-09 | 2020-03-30 | 2020-08-27 |  | Yes | 2023-06-19 | Yes | Not Required | Not Required | Not Required | 2023-07-10
ERCOT | Deville Solar | [5 empty] | PV |  |  |  | SOL |  |  |  | 425.02 | [12 empty] | Callahan |  |  |  | 68051 Reata 345kV |  | 2026-02-28 | [6 empty] | 22INR0262 | SS Completed, FIS Started, IA | Deville Solar LLC | WEST |  | 2020-09-02 | 2020-01-22 | 2020-04-08 | 2020-08-27 |  |  | 2023-08-29 | No |  |  | Not Required
ERCOT | Shaula II Solar | [5 empty] | PV |  |  |  | SOL |  |  |  | 205.2 | [12 empty] | DeWitt |  |  |  | tap 345kV 5133 Elm Creek - 5915 SO TEX ckt 1 |  | 2026-05-30 | [6 empty] | 22INR0267 | SS Completed, FIS Started, IA | Shaula Energy Project II, LLC | SOUTH |  | 2019-12-27 | 2019-12-18 | 2020-03-12 | 2019-12-18 |  | No | 2022-04-27 | Yes |  |  | Not Required | 2023-03-27
ERCOT | Miller's Branch I | [5 empty] | PV |  |  |  | SOL |  |  |  | 200 | [12 empty] | Haskell |  |  |  | Tap 345kV 60703 Gauss - 60514 Clear Crossing (60712 QUASAR) |  | 2025-12-01 | [6 empty] | 22INR0270 | SS Completed, FIS Completed, IA | Miller's Branch Solar, LLC | WEST |  | 2020-08-27 | 2019-12-17 | 2020-03-06 | 2020-06-19 | 2024-11-01 |  | 2021-06-14 | Yes |  |  | Not Required | 2021-06-25 |  |  | 2024-06-01 | 2025-12-01
ERCOT | Crowded Star Solar II | [5 empty] | PV |  |  |  | SOL |  |  |  | 190.18 | [12 empty] | Jones |  |  |  | tap 345kV 68001 Claytonville – 68004 Phantom Hill c2 |  | 2026-04-16 | [6 empty] | 22INR0274 | SS Completed, FIS Completed, IA | Jones City Solar II, LLC | WEST | COD | 2019-05-23 | 2020-03-26 | 2020-06-05 | 2021-03-24 | 2024-11-05 | No | 2019-12-17 | Yes | Not Required | Not Required | Not Required
ERCOT | Trinidad ESS Addition | [5 empty] | BA |  |  |  | OTH |  |  |  | 110 | [12 empty] | Henderson |  |  |  | Tap 138kV 3127 Trinidad – 3466 Kerens |  | 2026-03-20 | [6 empty] | 22INR0276 | SS Completed, FIS Completed, No IA | LUMINANT GENERATION COMPANY LLC | NORTH |  | 2021-04-16 | 2019-12-11 | 2020-03-06 | 2020-09-17 | 2023-01-20 | No |  | No | Not Required | Not Required
ERCOT | Clutch City Solar Phase I | [5 empty] | PV |  |  |  | SOL |  |  |  | 200.75 | [12 empty] | Brazoria |  |  |  | tap 138kV 42960 Mustang Bayou – 42100 Hudson CKT #04 |  | 2026-10-01 | [6 empty] | 22INR0279 | SS Completed, FIS Completed, IA | HZ Solar I, LLC | COASTAL |  | 2020-03-16 | 2020-01-22 | 2020-04-08 | 2020-02-11 | 2024-04-16 | No | 2022-09-30 | No |  |  | Not Required
ERCOT | Peregrine Solar | [5 empty] | PV |  |  |  | SOL |  |  |  | 301.3 | [12 empty] | Goliad |  |  |  | tap 345kV 8624 Grissom – 8164 Coleto Creek |  | 2024-12-30 | [6 empty] | 22INR0283 | SS Completed, FIS Completed, IA | SP-Peregrine Solar LLC | SOUTH |  | 2020-07-29 | 2020-01-07 | 2020-03-30 | 2020-05-27 | 2024-07-29 | No | 2021-06-19 | Yes |  |  | Not Required | 2021-07-02 | 2023-11-02 | 2023-11-02 |  |  | 2024-11-15 | 2024-11-21
ERCOT | Fortuna Wind | [5 empty] | WT |  |  |  | WIN |  |  |  | 295.3 | [12 empty] | Jack |  |  |  | Tap 345kV 1429 Jacksboro - 1730 WKrum |  | 2026-07-01 | [6 empty] | 22INR0301 | SS Completed, FIS Completed, IA | RWE Renewables Development, LLC | NORTH |  | 2021-01-18 | 2020-03-06 | 2020-05-27 | 2020-11-24 | 2024-05-09 |  | 2024-08-08 | No |  |  | Not Required
ERCOT | Bright Arrow Storage | [5 empty] | BA |  |  |  | OTH |  |  |  | 103.56 | [12 empty] | Hopkins |  |  |  | 11689 CYCLONE 345 KV |  | 2025-03-01 | [6 empty] | 22INR0302 | SS Completed, FIS Completed, IA | RWE Solar Development, LLC | NORTH |  | 2021-01-11 | 2020-03-06 | 2020-05-05 | 2020-11-02 | 2022-08-01 |  | 2022-03-17 | Yes |  |  | Not Required | 2022-08-01 | 2022-08-01 | 2022-08-01 |  |  | 2023-08-14 | 2023-11-13
ERCOT | Desert Vine Solar | [5 empty] | PV |  |  |  | SOL |  |  |  | 121.29 | [12 empty] | Zapata |  |  |  | Tap 138kV 8957 Lopeno - 8299 Zapata Will be TSP’s Snapdragon Station |  | 2026-12-30 | [6 empty] | 22INR0307 | SS Completed, FIS Started, IA | Desert Vine Solar LLC | SOUTH |  | 2021-10-06 | 2020-05-01 | 2020-07-13 | 2021-02-03 |  | No | 2022-12-16 | Yes |  |  | Not Required
ERCOT | Inertia BESS | [5 empty] | BA |  |  |  | OTH |  |  |  | 13 | [12 empty] | Haskell |  |  |  | tap 345kV 60515 Clear Crossing - 6104 Smoky Hill |  | 2025-02-28 | [6 empty] | 22INR0328 | SS Completed, FIS Completed, IA | Inertia Energy Storage, LLC | WEST | COD | 2020-08-24 | 2020-06-03 | 2021-02-02 | 2020-05-27 | 2022-07-25 | No | 2021-05-04 | Yes | Not Required | Not Required | 2022-09-30 | 2021-10-08 | 2022-10-03 | 2022-10-31 |  |  | 2024-04-10 | 2024-05-08
ERCOT | Old Aqueduct Batt | [5 empty] | BA |  |  |  | OTH |  |  |  | 302.94 | [12 empty] | Hale |  |  |  | 23920 Blackwater 345kV |  | 2026-09-01 | [6 empty] | 22INR0330 | SS Completed, FIS Completed, No IA | Old Aqueduct LLC | PANHANDLE |  | 2020-07-24 | 2020-05-01 | 2020-07-13 | 2020-06-29 | 2021-10-06 |  |  | No
ERCOT | Brantley Branch Batt | [5 empty] | BA |  |  |  | OTH |  |  |  | 302.35 | [12 empty] | Rusk |  |  |  | Mt. Enterprise (Bus # 3116) – Martin Lake 345kv Line (Bus # 3100 |  | 2026-09-14 | [6 empty] | 22INR0332 | SS Completed, FIS Started, No IA | Brantley Branch LLC | NORTH |  | 2020-12-07 | 2020-05-01 | 2020-07-15 | 2020-11-24 |  | No |  | No
ERCOT | Estonian Solar | [5 empty] | PV |  |  |  | SOL |  |  |  | 202.5 | [12 empty] | Delta |  |  |  | tap 138kV 17011 Enloe POI – 1816 Commerce Switch |  | 2025-01-31 | [6 empty] | 22INR0335 | SS Completed, FIS Not Started, IA | Enel Green Power Estonian Solar Project, LLC | NORTH | COD | 2020-01-17 | 2020-04-22 | 2020-06-29 |  |  | No | 2021-08-12 | Yes | Not Required | Not Required | Not Required | 2022-04-21 | 2022-07-18 | 2022-07-28 |  |  | 2023-12-05 | 2024-04-22
ERCOT | Skylab Solar | [5 empty] | PV |  |  |  | SOL |  |  |  | 609.74 | [12 empty] | Wharton |  |  |  | tap 345kV 5915 STP - 8249 Angstrom |  | 2025-12-01 | [6 empty] | 22INR0337 | SS Completed, FIS Started, No IA | EDF Renewables Development, Inc. | SOUTH |  | 2020-08-10 | 2020-06-03 | 2020-08-11 | 2020-05-27 |  | No |  | No |  |  | Not Required
ERCOT | Matagorda Solar | [5 empty] | PV |  |  |  | SOL |  |  |  | 101 | [12 empty] | Matagorda |  |  |  | 5555 Shropshire 69kV |  | 2026-08-24 | [6 empty] | 22INR0342 | SS Completed, FIS Completed, IA | Leeward Renewable Energy Development, LLC | COASTAL | COD | 2020-12-08 | 2020-05-01 | 2020-07-15 | 2020-11-05 | 2021-09-14 |  | 2022-06-08 | Yes |  |  | Not Required
ERCOT | BRP Crater BESS | [5 empty] | BA |  |  |  | OTH |  |  |  | 310.31 | [12 empty] | Howard |  |  |  | tap 345kV 1025 Falcon Seaboard - 1021 Midland East |  | 2028-03-01 | [6 empty] | 22INR0347 | SS Completed, FIS Started, No IA | BRP Crater BESS LLC | WEST |  | 2020-05-18 | 2020-05-20 | 2020-07-30 | 2020-04-30 |  |  |  | No
ERCOT | Antlia BESS | [5 empty] | BA |  |  |  | OTH |  |  |  | 72.38 | [12 empty] | Val Verde |  |  |  | 88999 138 kV Maxwell Station |  | 2025-03-31 | [6 empty] | 22INR0349 | SS Completed, FIS Completed, IA | BRP Antlia BESS LLC | WEST |  | 2020-06-18 | 2020-06-03 | 2020-08-11 | 2020-05-14 | 2024-05-02 | No | 2021-06-05 | Yes | Not Required | Not Required |  | 2022-11-03 | 2024-05-01 | 2024-05-01
ERCOT | Sandow Solar | [5 empty] | PV |  |  |  | SOL |  |  |  | 287.18 | [12 empty] | Milam |  |  |  | tap one 345kV 7040 Austrop - 13429 Sandow line |  | 2026-09-21 | [6 empty] | 22INR0350 | SS Completed, FIS Completed, No IA | Sandow Lakes Ranch Solar I, LLC | SOUTH |  | 2020-08-24 | 2020-09-11 | 2021-02-08 | 2020-05-28 | 2024-07-18 |  |  | No |  |  | Not Required
ERCOT | Carina BESS | [5 empty] | BA |  |  |  | OTH |  |  |  | 154.11 | [12 empty] | Nueces |  |  |  | 88479 (138 kV CRINAPOI4A) |  | 2025-03-19 | [6 empty] | 22INR0353 | SS Completed, FIS Completed, IA | BRP Carina BESS LLC | COASTAL |  | 2020-07-03 | 2020-06-26 | 2020-09-14 | 2020-06-22 | 2021-07-06 |  | 2021-08-03 | Yes | Not Required | Not Required |  | 2023-07-18 | 2024-05-01 | 2024-05-01
ERCOT | XE Murat [Adlong] Solar | [5 empty] | PV |  |  |  | SOL |  |  |  | 60.36 | [12 empty] | Harris |  |  |  | tap 138kV 40391 Crosby C66 - 40130 Atascocita |  | 2025-01-31 | [6 empty] | 22INR0354 | SS Completed, FIS Completed, IA | Liberty 1 Solar | HOUSTON |  | 2021-01-20 | 2020-08-04 | 2020-10-16 | 2021-01-05 | 2021-12-06 |  | 2022-03-04 | Yes | Not Required | Not Required | Not Required | 2023-08-03 | 2023-08-03 | 2023-08-03 |  |  | 2024-11-18 | 2024-11-27
ERCOT | Jungmann Solar | [5 empty] | PV |  |  |  | SOL |  |  |  | 40.21 | [12 empty] | Milam |  |  |  | Tap 69kV 3643 Temp SS - 3689 Marak c1 |  | 2025-04-25 | [6 empty] | 22INR0356 | SS Completed, FIS Completed, IA | BT Jungmann LLC | SOUTH | COD | 2021-02-05 | 2020-06-03 | 2020-08-11 | 2021-02-05 | 2024-04-25 |  | 2022-02-15 | Yes | Not Required | Not Required | Not Required | 2024-05-06 | 2024-05-06 | 2024-05-03 |  |  | 2024-12-16 | 2024-12-23
ERCOT | Loma Pinta Solar | [5 empty] | PV |  |  |  | SOL |  |  |  | 203.06 | [12 empty] | La Salle |  |  |  | 5705 Fowlerton 138kV |  | 2026-05-31 | [6 empty] | 22INR0357 | SS Completed, FIS Started, No IA | Loma Pinta Wind Energy, LLC | SOUTH |  | 2020-09-08 | 2020-06-03 | 2020-08-18 | 2020-05-28 |  | No |  | No |  |  | Not Required
ERCOT | Hayhurst Texas Solar | [5 empty] | PV |  |  |  | SOL |  |  |  | 24.76 | [12 empty] | Culberson |  |  |  | tap 138 kV Three Mile Draw Switch – Horseshoe Springs Switch Line |  | 2024-07-31 | [6 empty] | 22INR0363 | SS Completed, FIS Completed, IA | Hayhurst Texas Solar, LLC | WEST |  | 2020-10-23 | 2020-08-21 | 2020-11-04 | 2020-08-13 | 2023-04-26 |  | 2021-09-09 | Yes |  |  | Not Required | 2022-04-29 | 2022-04-29 | 2023-04-27 |  |  | 2023-11-10 | 2023-12-12
ERCOT | Painted Horse Storage | [5 empty] | BA |  |  |  | OTH |  |  |  | 53.22 | [12 empty] | Wilson |  |  |  | tap 345kV 5915 STP - 5133 Elm Creek ckt 1 |  | 2025-12-15 | [6 empty] | 22INR0364 | SS Completed, FIS Started, No IA | RWE Solar Development, LLC | SOUTH |  | 2021-03-17 | 2020-07-02 | 2020-09-14 | 2021-03-07 |  |  |  | No
ERCOT | BRP Mensa BESS | [5 empty] | BA |  |  |  | OTH |  |  |  | 404.99 | [12 empty] | Pecos |  |  |  | 60718 Pecos Valley 138kV |  | 2027-12-01 | [6 empty] | 22INR0365 | SS Completed, FIS Started, No IA | BRP Mensa BESS LLC | WEST |  | 2020-07-03 | 2020-06-26 | 2020-09-14 | 2020-06-22 |  |  |  | No | Not Required | Not Required
ERCOT | Padua Grid BESS | [5 empty] | BA |  |  |  | OTH |  |  |  | 51.1 | [12 empty] | Bexar |  |  |  | 5395 O.W Sommers 138kV |  | 2025-04-23 | [6 empty] | 22INR0368 | SS Completed, FIS Completed, IA | Padua Grid, LLC | SOUTH |  | 2020-07-23 | 2020-07-10 | 2020-09-28 | 2020-06-29 | 2024-01-22 | No | 2021-11-16 | Yes | Not Required | Not Required | Not Required | 2022-08-24 | 2024-01-25 | 2024-02-01
ERCOT | Inertia Solar | [5 empty] | PV |  |  |  | SOL |  |  |  | 202.39 | [12 empty] | Haskell |  |  |  | tap 345kV 60515 Clear Crossing - 6104 Smoky Hill |  | 2027-07-01 | [6 empty] | 22INR0374 | SS Completed, FIS Started, IA | Inertia Solar Project, LLC | WEST |  | 2020-10-26 |  | 2021-02-02 | 2020-10-13 |  |  | 2021-05-04 | Yes | Not Required | Not Required | Not Required | 2021-10-08
ERCOT | Inertia BESS 2 | [5 empty] | BA |  |  |  | OTH |  |  |  | 100.77 | [12 empty] | Haskell |  |  |  | tap 345kV 60515 Clear Crossing - 6104 Smoky Hill |  | 2027-07-01 | [6 empty] | 22INR0375 | SS Completed, FIS Started, IA | Inertia Energy Storage, LLC | WEST |  | 2020-10-26 | 2020-10-13 | 2021-02-02 | 2020-10-13 |  |  | 2021-05-04 | Yes | Not Required | Not Required | 2022-11-17 | 2021-10-08
ERCOT | Razorbill Storage | [5 empty] | BA |  |  |  | OTH |  |  |  | 120 | [12 empty] | Matagorda |  |  |  | tap 345kV 5915 STP to 44200 Hillje 345kV Ckt 64 |  | 2025-12-15 | [6 empty] | 22INR0382 | SS Completed, FIS Started, No IA | RWE Solar Development, LLC | COASTAL |  | 2021-06-25 | 2020-08-04 | 2020-10-28 | 2021-06-11 |  |  |  | No | Not Required | Not Required
ERCOT | BRP Musca BESS | [5 empty] | BA |  |  |  | OTH |  |  |  | 100.51 | [12 empty] | Reagan |  |  |  | 60361 Santa Rita 138kV |  | 2027-12-01 | [6 empty] | 22INR0383 | SS Completed, FIS Started, No IA | BRP Musca BESS LLC | WEST |  | 2020-08-13 | 2020-07-24 | 2020-10-08 | 2020-08-13 |  | No |  | No
ERCOT | BRP Pictor BESS | [5 empty] | BA |  |  |  | OTH |  |  |  | 201.07 | [12 empty] | Crane |  |  |  | 60400 Lynx 138kV |  | 2025-11-01 | [6 empty] | 22INR0385 | SS Completed, FIS Started, No IA | BRP Pictor BESS LLC | WEST |  | 2020-08-13 | 2020-07-24 | 2020-10-08 | 2020-08-13 |  | No |  | No
ERCOT | BRP Octans BESS | [5 empty] | BA |  |  |  | OTH |  |  |  | 129.57 | [12 empty] | Pecos |  |  |  | 6671 Tombstone 138kV |  | 2026-06-01 | [6 empty] | 22INR0386 | SS Completed, FIS Started, No IA | BRP OCTANS BESS LLC | WEST |  | 2020-08-13 | 2020-07-24 | 2020-10-08 | 2020-08-13 |  |  |  | No
ERCOT | Val Vista Grid BESS 1 | [5 empty] | BA |  |  |  | OTH |  |  |  | 209.32 | [12 empty] | Hidalgo |  |  |  | Tap 345kV 8383 North Edinburg - 80137 Stewart Road |  | 2028-06-01 | [6 empty] | 22INR0387 | SS Completed, FIS Started, No IA | Val Vista Grid, LLC | SOUTH |  | 2020-08-04 | 2020-08-04 | 2020-10-16 | 2020-07-21 |  |  |  | No |  |  | Not Required
ERCOT | Cachi BESS | [5 empty] | BA |  |  |  | OTH |  |  |  | 205.46 | [12 empty] | Guadalupe |  |  |  | 7680 Clear Springs 138kV |  | 2025-03-31 | [6 empty] | 22INR0388 | SS Completed, FIS Completed, IA | BRP Cachi BESS LLC | SOUTH |  | 2020-10-14 | 2020-08-21 | 2020-11-10 | 2020-08-26 | 2024-07-31 |  | 2021-06-11 | Yes | Not Required | Not Required |  | 2024-07-30 | 2024-07-31 | 2024-08-01
ERCOT | BRP Perseus BESS | [5 empty] | BA |  |  |  | OTH |  |  |  | 202.5 | [12 empty] | Nueces |  |  |  | tap 138 kV line from Lon Hill (#8452) to Bessel (#8060) |  | 2027-12-01 | [6 empty] | 22INR0390 | SS Completed, FIS Started, No IA | BRP Perseus BESS LLC | COASTAL |  | 2020-08-19 | 2020-08-21 | 2020-11-10 | 2020-08-17 |  |  |  | No
ERCOT | Kalina Solar | [5 empty] | PV |  |  |  | SOL |  |  |  | 120 | [12 empty] | San Patricio |  |  |  | 8606 Goddard 345kV |  | 2026-07-01 | [6 empty] | 22INR0392 | SS Completed, FIS Started, No IA | Aurora Solar LLC | COASTAL |  | 2021-03-31 | 2020-08-04 | 2020-10-28 | 2021-03-29 |  |  |  | No | Not Required | Not Required | Not Required
ERCOT | Dragan Storage | [5 empty] | BA |  |  |  | OTH |  |  |  | 408.3 | [12 empty] | Comanche |  |  |  | 1440 Comanche 345kV |  | 2026-02-28 | [6 empty] | 22INR0400 | SS Completed, FIS Started, No IA | Hecate Grid Dragan Storage LLC | NORTH |  | 2020-10-02 | 2020-08-21 | 2020-11-04 | 2020-08-13 |  |  |  | No
ERCOT | Eval Storage | [5 empty] | BA |  |  |  | OTH |  |  |  | 255 | [12 empty] | Cameron |  |  |  | 80229 Cavazos 138kV |  | 2028-12-31 | [6 empty] | 22INR0401 | SS Completed, FIS Started, IA | Hecate Grid East Valley Storage LLC | COASTAL |  | 2020-12-29 | 2020-10-23 | 2021-01-12 | 2020-11-03 |  |  | 2022-02-03 | Yes | Not Required | Not Required | Not Required
ERCOT | Frye Storage | [5 empty] | BA |  |  |  | OTH |  |  |  | 503.85 | [12 empty] | Swisher |  |  |  | new 345kV sub Kress connecting both 23912 Ogallala - 23914 Tule Canyon circuits |  | 2026-12-15 | [6 empty] | 22INR0402 | SS Completed, FIS Started, No IA | Hecate Energy Frye Storage LLC | PANHANDLE |  | 2020-08-26 | 2020-09-02 | 2020-11-19 | 2020-08-17 |  | No |  | No
ERCOT | Fence Post Solar | [5 empty] | PV |  |  |  | SOL |  |  |  | 237.31 | [12 empty] | Navarro |  |  |  | tap 138kV 3127 Trinidad – 3483 Goodloe |  | 2024-11-29 | [6 empty] | 22INR0404 | SS Completed, FIS Completed, IA | Fence Post Solar Project, LLC | NORTH |  | 2020-10-02 | 2020-11-05 | 2021-01-20 | 2020-10-21 | 2023-11-01 |  | 2021-08-12 | Yes | Not Required | Not Required | Not Required | 2022-04-28 | 2022-04-28 | 2023-11-01 |  |  | 2023-11-20 | 2023-12-05
ERCOT | BRP Pular BESS | [5 empty] | BA |  |  |  | OTH |  |  |  | 233.1 | [12 empty] | Hidalgo |  |  |  | 8963 Hidalgo Energy Center 138kV |  | 2027-12-01 | [6 empty] | 22INR0408 | SS Completed, FIS Started, No IA | BRP Pular BESS LLC | SOUTH |  | 2020-09-02 | 2020-09-11 | 2021-06-10 | 2020-08-25 |  |  |  | No
ERCOT | Stampede Solar | [5 empty] | PV |  |  |  | SOL |  |  |  | 256.34 | [12 empty] | Hopkins |  |  |  | tap 345kV 1685 Farmersville - 11688 Thorn Tree ckt 1 |  | 2025-01-10 | [6 empty] | 22INR0409 | SS Completed, FIS Completed, IA | Stampede Solar Project, LLC | NORTH |  | 2020-10-16 | 2020-11-05 | 2021-01-20 | 2020-10-21 | 2023-11-01 |  | 2021-12-15 | Yes |  |  | Not Required | 2022-04-11 | 2022-04-27 | 2023-11-01 |  |  | 2023-11-28 | 2023-12-22
ERCOT | Amsterdam Storage | [5 empty] | BA |  |  |  | OTH |  |  |  | 201.13 | [12 empty] | Brazoria |  |  |  | tap 345kV 43035 Oasis - 42500 Dow c27 |  | 2026-02-01 | [6 empty] | 22INR0417 | SS Completed, FIS Started, IA | Cottonwood Bayou II Storage, LLC | COASTAL | COD | 2020-09-30 | 2020-10-07 | 2020-12-30 | 2020-09-11 |  |  | 2022-04-14 | No
ERCOT | Ferdinand Grid BESS | [5 empty] | BA |  |  |  | OTH |  |  |  | 201.2 | [12 empty] | Bexar |  |  |  | 5260 Leon Creek 138kV |  | 2026-05-01 | [6 empty] | 22INR0422 | SS Completed, FIS Started, IA | Ferdinand Grid, LLC | SOUTH |  | 2021-01-28 | 2021-03-01 | 2021-05-12 | 2021-01-28 |  | No | 2022-11-28 | Yes | Not Required | Not Required | Not Required | 2023-08-18
ERCOT | Quela BESS | [5 empty] | BA |  |  |  | OTH |  |  |  | 301.41 | [12 empty] | Bexar |  |  |  | Tap 138kV 5110 J.T. Deely - 5294 Martinez |  | 2027-12-01 | [6 empty] | 22INR0423 | SS Completed, FIS Started, No IA | BRP Quela BESS LLC | SOUTH |  | 2020-09-25 | 2020-09-25 | 2020-12-16 | 2020-09-15 |  |  |  | No |  |  | Not Required
ERCOT | BRP Denali BESS | [5 empty] | BA |  |  |  | OTH |  |  |  | 258.41 | [12 empty] | Bexar |  |  |  | Tap 138kV 5395 Sommers - 5030 Braunig East |  | 2028-12-01 | [6 empty] | 22INR0424 | SS Completed, FIS Started, No IA | BRP Denali BESS LLC | SOUTH |  | 2020-09-25 | 2020-09-25 | 2020-12-16 | 2020-09-17 |  |  |  | No | Not Required | Not Required
ERCOT | MAKALU SOLAR | [5 empty] | PV |  |  |  | SOL |  |  |  | 50.16 | [12 empty] | Hunt |  |  |  | Tap 138kV 977 Pruitt - 971 Greenville |  | 2026-04-15 | [6 empty] | 22INR0425 | SS Completed, FIS Started, No IA | Abei Energy Green X LLC | NORTH |  | 2021-08-17 | 2021-01-21 | 2021-01-28 | 2021-08-10 |  |  |  | No |  |  | Not Required
ERCOT | LUBIO SOLAR | [5 empty] | PV |  |  |  | SOL |  |  |  | 54.47 | [12 empty] | Kaufman |  |  |  | tap 138kV 2727 Crandall - 2724 Kaufman Northwest |  | 2026-02-01 | [6 empty] | 22INR0426 | SS Completed, FIS Completed, IA | BDPU Solar Lubio LLC | NORTH |  | 2021-07-01 | 2020-10-07 | 2020-12-28 | 2021-06-28 | 2023-10-30 |  | 2024-11-08 | No |  |  | Not Required
ERCOT | BRP Kabru BESS | [5 empty] | BA |  |  |  | OTH |  |  |  | 202.45 | [12 empty] | Andrews |  |  |  | 1159 Andrew North - 11284 Blackbird 138kV |  | 2025-12-01 | [6 empty] | 22INR0427 | SS Completed, FIS Started, No IA | BRP Kabru BESS LLC | WEST |  | 2020-09-28 | 2020-10-07 | 2020-12-28 | 2020-09-22 |  | No |  | No
ERCOT | TORMES SOLAR | [5 empty] | PV |  |  |  | SOL |  |  |  | 382.12 | [12 empty] | Navarro |  |  |  | tap 345kV 1906 Venus - 68091 Navarro |  | 2027-03-31 | [6 empty] | 22INR0437 | SS Completed, FIS Completed, IA | BDPU Solar Tormes LLC | NORTH | SFS/NtP | 2021-07-26 | 2020-10-23 | 2021-01-12 | 2021-07-19 | 2023-10-19 |  | 2024-04-10 | Yes |  |  | Not Required
ERCOT | Bowstring BESS | [5 empty] | BA |  |  |  | OTH |  |  |  | 155 | [12 empty] | San Patricio |  |  |  | 8961 White Point 138kV |  | 2025-12-31 | [6 empty] | 22INR0443 | SS Completed, FIS Completed, No IA | Longbow Energy Storage, LLC | COASTAL |  | 2021-04-01 | 2020-11-18 | 2021-02-09 | 2021-03-24 | 2023-05-30 |  |  | No
ERCOT | Liberty Senate Solar 1 | [5 empty] | PV |  |  |  | SOL |  |  |  | 202 | [12 empty] | Jack |  |  |  | 1445 Burwick 345kV |  | 2025-10-27 | [6 empty] | 22INR0444 | SS Completed, FIS Completed, No IA | Senate Solar LLC | NORTH |  | 2021-09-16 | 2021-03-01 | 2021-05-13 | 2021-09-10 | 2023-03-31 |  |  | No | Not Required | Not Required | Not Required
ERCOT | SPC Bloom BESS | [5 empty] | BA |  |  |  | OTH |  |  |  | 100 | [12 empty] | Victoria |  |  |  | 8911 Black Bayou 138kV |  | 2024-12-01 | [6 empty] | 22INR0445 | SS Completed, FIS Started, No IA | BRP Blue Topaz 2, LLC | SOUTH |  | 2021-02-04 | 2020-12-03 | 2021-02-19 | 2020-11-13 |  |  |  | No
ERCOT | DR Solar | [5 empty] | PV |  |  |  | SOL |  |  |  | 36 | [12 empty] | Culberson |  |  |  | Delaware River SW (11112) |  | 2026-02-15 | [6 empty] | 22INR0454 | SS Completed, FIS Started, IA | Delaware Ranch Solar, LLC | WEST |  | 2020-11-04 | 2020-12-22 | 2021-03-10 | 2020-12-17 |  |  | 2022-02-07 | Yes |  |  | Not Required | 2022-08-24
ERCOT | Blue Sky Sol | [5 empty] | PV |  |  |  | SOL |  |  |  | 101.2 | [12 empty] | Crockett |  |  |  | 6562 Friends Ranch 138kV |  | 2025-02-15 | [6 empty] | 22INR0455 | SS Completed, FIS Completed, IA | Blue Sky Solar LLC | WEST |  | 2020-12-09 | 2020-12-03 | 2021-02-16 | 2020-11-10 | 2023-07-05 | No | 2022-02-01 | Yes | Not Required | Not Required | Not Required | 2022-02-07 | 2023-07-31 | 2023-07-31
ERCOT | Anson BAT | [5 empty] | BA |  |  |  | OTH |  |  |  | 150.6 | [12 empty] | Jones |  |  |  | tap 345 kV 68004 Phantom Hill station |  | 2026-05-29 | [6 empty] | 22INR0457 | SS Completed, FIS Started, IA | Anson II Storage LLC | WEST | MW Size | 2022-03-03 | 2020-12-03 | 2021-02-19 | 2022-02-23 |  |  | 2024-08-15 | Yes |  |  | Not Required
ERCOT | Old Aqueduct Solar | [5 empty] | PV |  |  |  | SOL |  |  |  | 511.63 | [12 empty] | Hale |  |  |  | 23920 Blackwater 345kV |  | 2026-09-01 | [6 empty] | 22INR0462 | SS Completed, FIS Started, No IA | Old Aqueduct Solar | PANHANDLE |  | 2021-07-09 | 2020-12-03 | 2021-02-19 | 2021-06-29 |  |  |  | No |  |  | Not Required
ERCOT | Pajarita BESS | [5 empty] | BA |  |  |  | OTH |  |  |  | 205.5 | [12 empty] | Cameron |  |  |  | 8266 Marconi 138kV |  | 2026-06-01 | [6 empty] | 22INR0466 | SS Completed, FIS Started, No IA | VESI 29 LLC | COASTAL |  | 2021-12-15 | 2021-01-25 | 2021-04-12 | 2021-12-01 |  | No |  | No | Not Required | Not Required
ERCOT | Bird Dog BESS | [5 empty] | BA |  |  |  | OTH |  |  |  | 60.4 | [12 empty] | Live Oak |  |  |  | 5668 Mathis 69kV |  | 2025-12-11 | [6 empty] | 22INR0467 | SS Completed, FIS Completed, IA | VESI 37 LLC | SOUTH |  | 2022-06-02 | 2021-02-04 | 2021-04-19 | 2022-05-19 | 2024-10-30 |  | 2024-02-16 | Yes | Not Required | Not Required | Not Required
ERCOT | Lower Rio BESS | [5 empty] | BA |  |  |  | OTH |  |  |  | 60.37 | [12 empty] | Hidalgo |  |  |  | 5792 Sioux 138kV |  | 2025-03-31 | [6 empty] | 22INR0468 | SS Completed, FIS Completed, IA | VESI 38 LLC | SOUTH |  | 2021-11-10 | 2021-02-09 | 2021-05-06 | 2021-11-08 | 2024-04-29 | No | 2023-07-10 | Yes | Not Required | Not Required |  | 2024-04-30 | 2024-04-30 | 2024-04-30 | 2024-03-28 | 2024-11-14
ERCOT | Harper Energy Storage | [5 empty] | BA |  |  |  | OTH |  |  |  | 82.42 | [12 empty] | Cameron |  |  |  | Tap 138kV 8314 La Palma - 80229 Villa Cavazos |  | 2026-02-02 | [6 empty] | 22INR0469 | SS Completed, FIS Started, No IA | VESI 31 LLC | COASTAL |  | 2022-02-10 | 2021-12-03 | 2022-03-01 | 2022-01-27 |  |  |  | No
ERCOT | MARATUA SOLAR | [5 empty] | PV |  |  |  | SOL |  |  |  | 218 | [12 empty] | Grimes |  |  |  | Tap 345kV 44645 Singleton – 44660 Skains Ckt 74 |  | 2026-12-30 | [6 empty] | 22INR0471 | SS Completed, FIS Started, No IA | BDPU Solar Maratua, LLC | NORTH |  | 2021-08-19 | 2020-12-03 | 2021-02-19 | 2021-08-13 |  | Yes |  | No |  |  | Not Required
ERCOT | TAIN SOLAR | [5 empty] | PV |  |  |  | SOL |  |  |  | 37.54 | [12 empty] | Caldwell |  |  |  | tap 138kV 7216 Lockhart - 7224 Luling City |  | 2027-10-27 | [6 empty] | 22INR0473 | SS Completed, FIS Started, No IA | Abei Energy Green VII LLC | SOUTH |  | 2021-11-02 | 2020-12-03 | 2021-02-17 | 2021-10-20 |  |  |  | No |  |  | Not Required
ERCOT | Pachanga Wind | [5 empty] | WT |  |  |  | WIN |  |  |  | 300 | [12 empty] | Cameron |  |  |  | tap 345kV 5966 Palmito - 80137 Stewart Rd |  | 2027-04-01 | [6 empty] | 22INR0480 | SS Completed, FIS Started, No IA | Pachanga Wind LLC | COASTAL |  | 2021-06-28 | 2021-02-09 | 2021-05-06 | 2021-04-05 |  |  |  | No |  |  | Not Required
ERCOT | Venture Hill Storage | [5 empty] | BA |  |  |  | OTH |  |  |  | 70.44 | [12 empty] | Travis |  |  |  | 7336 Gilleland Creek 138kV |  | 2026-12-01 | [6 empty] | 22INR0488 | SS Completed, FIS Started, No IA | KCE TX 24, LLC | SOUTH |  | 2021-01-08 | 2021-02-09 | 2021-05-06 | 2020-12-29 |  |  |  | No |  |  | Not Required
ERCOT | Quail Run Storage System | [5 empty] | BA |  |  |  | OTH |  |  |  | 51.56 | [12 empty] | Ector |  |  |  | 11016 Quail Switch 345kV |  | 2026-02-01 | [6 empty] | 22INR0494 | SS Completed, FIS Started, No IA | Quail Run Energy Partners, LP | WEST |  | 2022-01-21 | 2021-02-09 | 2021-05-06 | 2021-12-28 |  |  |  | No | Not Required | Not Required | Not Required
ERCOT | TEXPO | [5 empty] | ST |  |  |  | GAS |  |  |  | 680 | [12 empty] | Wilbarger |  |  |  | 6100 Oklaunion 345kV |  | 2026-10-31 | [6 empty] | 22INR0497 | SS Completed, FIS Completed, No IA | Oklaunion Power Station, LLC | WEST |  | 2021-11-30 | 2021-03-16 | 2021-05-28 | 2021-11-23 | 2024-09-17 | No |  | No | Not Required | Not Required | 2022-05-02
ERCOT | Aquilla Lake 3 Wind | [5 empty] | WT |  |  |  | WIN |  |  |  | 304.6 | [12 empty] | Hill |  |  |  | tap 345 kV 68040 Kopperl to 68091 Navarro |  | 2027-03-01 | [6 empty] | 22INR0499 | SS Completed, FIS Started, IA | Aquilla Lake 3 Wind | NORTH | MW Size COD | 2021-03-05 | 2021-03-08 | 2021-05-28 | 2021-02-18 |  | Yes | 2024-01-24 | Yes |  |  | Not Required
ERCOT | Shamrock Wind SLF | [5 empty] | WT |  |  |  | WIN |  |  |  | 223.92 | [12 empty] | Crockett |  |  |  | Tap 345 kV 7053 Noelke - 76005 Schneeman |  | 2025-01-31 | [6 empty] | 22INR0502 | SS Completed, FIS Completed, IA | Shamrock Interconnection LLC | WEST | COD | 2021-02-23 | 2021-03-01 | 2021-05-13 | 2021-02-24 | 2023-04-27 | No | 2022-05-13 | Yes | Not Required | Not Required | Not Required | 2023-04-28 | 2023-04-28 | 2023-04-28 |  |  | 2023-12-07 | 2023-12-13
ERCOT | Tidwell Prairie II Batt | [5 empty] | BA |  |  |  | OTH |  |  |  | 200 | [12 empty] | Robertson |  |  |  | Tap 345kV 3400 Twin Oak - 39950 TNP One |  | 2025-12-01 | [6 empty] | 22INR0503 | SS Completed, FIS Started, No IA | TIDWELL PRAIRIE II LLC | NORTH |  | 2021-03-02 | 2021-03-16 | 2021-05-28 | 2021-02-17 |  |  |  | No
ERCOT | Tidwell Prairie III Batt | [5 empty] | BA |  |  |  | OTH |  |  |  | 200 | [12 empty] | Robertson |  |  |  | Tap 345kV 3400 Twin Oak - 39950 TNP One |  | 2026-03-01 | [6 empty] | 22INR0504 | SS Completed, FIS Started, No IA | Tidwell Prairie III LLC | NORTH |  | 2021-03-02 | 2021-03-16 | 2021-05-28 | 2021-02-17 |  |  |  | No
ERCOT | Roseland Solar II | [5 empty] | PV |  |  |  | SOL |  |  |  | 254 | [12 empty] | Falls |  |  |  | tap 345kV 3390 Jewett - 3399 Ratsnake |  | 2025-01-31 | [6 empty] | 22INR0506 | SS Completed, FIS Completed, IA | Enel Green Power Roseland Solar, LLC | NORTH | COD | 2018-11-05 | 2021-10-05 | 2019-02-04 |  | 2021-10-25 |  | 2020-12-10 | Yes | Not Required | Not Required | Not Required | 2021-10-26 | 2021-10-26 | 2021-10-26 |  |  | 2022-06-07 | 2022-09-26
ERCOT | Gransolar Texas One | [5 empty] | PV |  |  |  | SOL |  |  |  | 50.8 | [12 empty] | Milam |  |  |  | Tap 138kV 3659 Thorndale North - 116 Salty |  | 2025-04-25 | [6 empty] | 22INR0511 | SS Completed, FIS Completed, IA | Gransolar Texas One, LLC | SOUTH | COD | 2021-03-10 | 2021-03-16 | 2021-06-11 | 2021-03-08 | 2022-01-24 | No | 2022-06-13 | Yes |  |  | Not Required | 2024-05-03 | 2024-05-03 | 2024-05-03 |  |  | 2024-12-18 | 2024-12-23
ERCOT | Wang Storage SLF | [5 empty] | BA |  |  |  | OTH |  |  |  | 0 | [12 empty] | Falls |  |  |  | tap 345kV 3409 LakeCr1 - 3414 TempSS |  | 2026-03-31 | [6 empty] | 22INR0514 | SS Completed, FIS Started, No IA | BT Yixin Solar, LLC | NORTH |  | 2021-06-09 | 2022-11-07 | 2023-02-03 | 2022-09-23 |  |  |  | No
ERCOT | Flagtail BESS | [5 empty] | BA |  |  |  | OTH |  |  |  | 203.8 | [12 empty] | Grimes |  |  |  | Tap 138kV 5 Sandy Switch - 7 Sandy |  | 2026-07-01 | [6 empty] | 22INR0515 | SS Completed, FIS Started, No IA | Flagtail LLC | NORTH |  | 2021-03-15 | 2021-04-05 | 2021-06-24 | 2021-03-15 |  | No |  | No
ERCOT | Lane City Wind | [5 empty] | WT |  |  |  | WIN |  |  |  | 199.5 | [12 empty] | Wharton |  |  |  | 44040 Bailey 345kV |  | 2025-06-30 | [6 empty] | 22INR0517 | SS Completed, FIS Completed, IA | RWE Clean Energy, LLC | SOUTH |  | 2021-05-05 | 2021-04-26 | 2021-07-28 | 2021-04-26 | 2024-07-18 | No | 2022-05-13 | Yes | Not Required | Not Required | Not Required | 2024-08-01 | 2024-08-01 | 2024-08-01
ERCOT | Midlothian 4 repower | [5 empty] | GT |  |  |  | GAS |  |  |  | 18 | [12 empty] | Ellis |  |  |  | 1940 Midlothian ANP 345kV |  | 2025-08-30 | [6 empty] | 22INR0523 | SS Completed, FIS Started, No IA | MIDLOTHIAN ENERGY, LLC | NORTH |  | 2021-04-28 | 2021-04-26 | 2021-07-28 | 2021-04-21 |  |  |  | No
ERCOT | St. Gall II Energy Storage | [5 empty] | BA |  |  |  | OTH |  |  |  | 100.24 | [12 empty] | Pecos |  |  |  | 38355 TNLeon Creek 138kV |  | 2025-06-01 | [6 empty] | 22INR0525 | SS Completed, FIS Completed, IA | St. Gall Energy Storage LLC | WEST |  | 2021-04-15 | 2021-04-13 | 2021-07-02 | 2021-04-08 | 2024-10-22 | No | 2024-10-31 | Yes | Not Required | Not Required |  | 2024-11-01 | 2024-11-01 | 2024-11-05
ERCOT | Pine Forest BESS | [5 empty] | BA |  |  |  | OTH |  |  |  | 200.74 | [12 empty] | Hopkins |  |  |  | tap 345kV 1696 Monticello SES - 2514 Allen Switch |  | 2025-10-29 | [6 empty] | 22INR0526 | SS Completed, FIS Completed, IA | Pine Forest Hybrid I, LLC | NORTH |  | 2021-07-30 | 2021-05-04 | 2021-07-30 | 2021-07-19 | 2024-12-18 |  | 2024-04-10 | Yes |  |  |  | 2024-05-23
ERCOT | Temple Generation I Repower | [5 empty] | CC |  |  |  | GAS |  |  |  | 67 | [12 empty] | Bell |  |  |  | 3413 Knob Creek 345kV |  | 2024-09-01 | [6 empty] | 22INR0533 | SS Completed, FIS Completed, IA | Panda Temple Power | NORTH |  | 2021-04-26 | 2021-04-26 | 2021-05-13 | 2021-04-22 | 2021-09-30 |  | 2012-06-21 | Yes | Not Required | Not Required |  | 2021-10-26 | 2021-10-26 | 2021-10-26
ERCOT | Walstrom BESS | [5 empty] | BA |  |  |  | OTH |  |  |  | 200 | [12 empty] | Austin |  |  |  | 46220 Peters 138kV |  | 2025-04-15 | [6 empty] | 22INR0540 | SS Completed, FIS Completed, IA | Sealy Power LLC | SOUTH |  | 2021-05-17 | 2021-07-08 | 2021-10-04 | 2021-06-03 | 2024-03-07 |  | 2023-06-30 | Yes | Not Required | Not Required | Not Required | 2024-08-01 | 2024-08-01 | 2024-08-01
ERCOT | ALWEST BESS | [5 empty] | BA |  |  |  | OTH |  |  |  | 208.63 | [12 empty] | Anderson |  |  |  | 3114 Paltalco 138kV |  | 2026-05-04 | [6 empty] | 22INR0541 | SS Completed, FIS Started, No IA | Castleman Power | NORTH |  | 2021-05-17 | 2021-08-24 | 2021-11-15 | 2021-06-03 |  |  |  | No
ERCOT | Midlothian Unit 3 repower | [5 empty] | GT |  |  |  | GAS |  |  |  | 18 | [12 empty] | Ellis |  |  |  | 1940 Midlothian ELP 345kV |  | 2025-08-30 | [6 empty] | 22INR0543 | SS Completed, FIS Started, No IA | MIDLOTHIAN ENERGY, LLC | NORTH |  | 2021-05-21 | 2021-05-24 | 2021-08-06 | 2021-05-11 |  |  |  | No
ERCOT | Enchanted Rock NEWPP | [5 empty] | IC |  |  |  | GAS |  |  |  | 30 | [12 empty] | Harris |  |  |  | 40475 Deusen 138kV |  | 2025-06-06 | [6 empty] | 22INR0546 | SS Completed, FIS Completed, IA | Generate ER-NG, LLC | HOUSTON |  | 2022-12-01 | 2021-11-10 | 2022-01-17 | 2022-07-13 | 2024-04-19 | No | 2024-04-30 | Yes | 2024-04-25 | Not Required | 2024-04-30 | 2024-05-01 | 2024-05-01 | 2024-05-01
ERCOT | Tanzanite Storage | [5 empty] | BA |  |  |  | OTH |  |  |  | 265.8 | [12 empty] | Henderson |  |  |  | 6867 NORTH ATHENS 138kV |  | 2025-03-20 | [6 empty] | 22INR0549 | SS Completed, FIS Completed, IA | Tanzanite Energy Storage LLC | NORTH |  | 2021-07-27 | 2021-09-01 | 2021-11-18 | 2021-08-16 | 2023-12-14 | No | 2022-07-15 | Yes | Not Required | Not Required |  | 2022-11-04 | 2024-04-22 | 2024-04-30
ERCOT | Sowers Storage | [5 empty] | BA |  |  |  | OTH |  |  |  | 204.96 | [12 empty] | Kaufman |  |  |  | 6894 Rose Hill_RC Sub 138 kV |  | 2026-04-10 | [6 empty] | 22INR0552 | SS Completed, FIS Started, IA | Sowers Energy Storage LLC | NORTH |  | 2021-08-17 | 2021-08-18 | 2021-11-05 | 2021-08-18 |  | No | 2022-04-22 | Yes | Not Required | Not Required | Not Required | 2022-12-05
ERCOT | Platinum Storage | [5 empty] | BA |  |  |  | OTH |  |  |  | 309.53 | [12 empty] | Fannin |  |  |  | 1729 Valley South 345kV |  | 2025-03-03 | [6 empty] | 22INR0554 | SS Completed, FIS Completed, IA | Platinum Energy Storage LLC | NORTH |  | 2021-08-20 | 2021-09-02 | 2021-11-18 | 2021-08-31 | 2024-07-31 | No | 2022-11-17 | Yes | Not Required | Not Required |  | 2024-07-31 | 2024-08-01 | 2024-08-01
ERCOT | TE Smith Storage | [5 empty] | BA |  |  |  | OTH |  |  |  | 125.36 | [12 empty] | Rockwall |  |  |  | 2483 Royse Switch 345kV |  | 2025-07-15 | [6 empty] | 22INR0555 | SS Completed, FIS Completed, IA | BT Smith Storage, LLC | NORTH |  | 2021-08-24 | 2021-09-02 | 2021-11-18 | 2021-08-26 | 2024-05-16 | No | 2023-11-08 | Yes | Not Required | Not Required | Not Required | 2023-11-13 | 2024-07-08 | 2024-10-31
ERCOT | Callisto II Energy Center | [5 empty] | BA |  |  |  | OTH |  |  |  | 406.06 | [12 empty] | Harris |  |  |  | 47150 HO Clarke 138kV |  | 2025-12-10 | [6 empty] | 22INR0558 | SS Completed, FIS Started, IA | Callisto II Energy Center LLC | HOUSTON |  | 2021-10-07 | 2021-10-07 | 2021-12-08 | 2021-09-29 |  |  | 2023-12-11 | Yes
ERCOT | Honeycomb Solar SLF | [5 empty] | PV |  |  |  | SOL |  |  |  | 61.1 | [12 empty] | Bee |  |  |  | 69 kV Tynan Substation (#8107) |  | 2026-03-03 | [6 empty] | 22INR0559 | SS Completed, FIS Started, IA | Honeycomb Solar, LLC | SOUTH | COD | 2021-10-26 | 2021-11-16 | 2022-01-17 | 2021-11-02 |  | No | 2023-05-01 | Yes | Not Required | Not Required | Not Required
ERCOT | Hays Energy Unit 2 Repower | [5 empty] | GT |  |  |  | GAS |  |  |  | 18 | [12 empty] | Hays |  |  |  | 7043 Haysen 345kV |  | 2025-08-30 | [6 empty] | 22INR0586 | SS Completed, FIS Started, No IA | HAYS ENERGY, LLC | SOUTH |  | 2022-12-01 | 2022-02-21 | 2022-05-21 | 2022-11-15 |  |  |  | No
ERCOT | Camino Santiago Solar | [5 empty] | PV |  |  |  | SOL |  |  |  | 196.3 | [12 empty] | Milam |  |  |  | Tap 345kV 3687 Bell County East Switch – 39950 TNP One Plant Ckt 2 (North Circuit). |  | 2027-02-18 | [6 empty] | 22INR0605 | SS Completed, FIS Completed, IA | Camino Solar Project, LLC | SOUTH | COD | 2023-02-08 | 2022-09-02 | 2022-11-30 |  | 2024-09-05 | No | 2024-12-06 | No |  |  | Not Required
ERCOT | Sierra Madre Solar | [5 empty] | PV |  |  |  | SOL |  |  |  | 255.15 | [12 empty] | Zapata |  |  |  | tap 345kV 80307 Del Sol - 80225 Cenizo |  | 2027-12-01 | [6 empty] | 23INR0006 | SS Completed, FIS Started, No IA | Sierra Madre Solar LLC | SOUTH |  | 2020-10-07 | 2020-01-22 | 2020-04-08 | 2020-10-05 |  | No |  | No |  |  | Not Required
ERCOT | Outpost Solar | [5 empty] | PV |  |  |  | SOL |  |  |  | 517.3 | [12 empty] | Webb |  |  |  | Tap 345kV 80219 Lobo - 5709 Fowlerton |  | 2025-09-05 | [6 empty] | 23INR0007 | SS Completed, FIS Completed, IA | Hecate Energy Outpost Solar LLC | SOUTH | COD | 2020-02-11 | 2019-12-06 | 2020-02-25 | 2019-12-02 | 2024-02-01 | No | 2022-01-11 | Yes | Not Required | Not Required | Not Required | 2022-11-07 | 2024-02-01 | 2024-02-01
ERCOT | Harley Hand Solar | [5 empty] | PV |  |  |  | SOL |  |  |  | 513.7 | [12 empty] | Nolan |  |  |  | 11420 Sweetwater East 345kV |  | 2025-08-01 | [6 empty] | 23INR0008 | SS Completed, FIS Started, No IA | HECTATE ENERGY HARLEY HAND SOLAR LLC | WEST |  | 2019-12-12 | 2019-12-16 | 2020-03-11 | 2019-12-06 |  | No |  | No | Not Required | Not Required | Not Required
ERCOT | Shaula III Solar | [5 empty] | PV |  |  |  | SOL |  |  |  | 205.2 | [12 empty] | DeWitt |  |  |  | tap 345kV 5133 Elm Creek - 5915 SO TEX ckt 1 |  | 2025-12-24 | [6 empty] | 23INR0009 | SS Completed, FIS Started, No IA | Shaula Energy Project III, LLC | SOUTH |  | 2020-01-13 | 2019-12-18 | 2020-03-11 | 2019-12-18 |  |  |  | No |  |  | Not Required
ERCOT | Plateau Solar | [5 empty] | PV |  |  |  | SOL |  |  |  | 300 | [12 empty] | Jones |  |  |  | tap 345kV 68000 West Shackelford - 68001 Claytonville |  | 2025-05-31 | [6 empty] | 23INR0010 | SS Completed, FIS Started, No IA | Innovative Solar 206, LLC | WEST |  | 2020-09-04 | 2019-12-06 | 2020-02-25 | 2020-08-20 |  | No |  | No | Not Required | Not Required | Not Required
ERCOT | Scarlet Solar | [5 empty] | PV |  |  |  | SOL |  |  |  | 180 | [12 empty] | Castro |  |  |  | tap 345kV 23912 Ogallala - 23910 Windmill |  | 2025-08-26 | [6 empty] | 23INR0015 | SS Completed, FIS Started, No IA | Innovative Solar 416, LLC | PANHANDLE |  | 2020-09-16 | 2019-12-11 | 2020-03-06 | 2020-08-31 |  |  |  | No |  |  | Not Required
ERCOT | Hornet Solar | [5 empty] | PV |  |  |  | SOL |  |  |  | 602.37 | [12 empty] | Swisher |  |  |  | tap 345kV 23914 Tule Canyon - 23912 Ogallala |  | 2025-04-30 | [6 empty] | 23INR0021 | SS Completed, FIS Completed, IA | Hornet Solar LLC | PANHANDLE |  | 2020-05-15 | 2020-02-04 | 2020-04-29 | 2020-02-04 | 2021-10-06 | No | 2021-12-06 | Yes | Not Required | Not Required | Not Required | 2021-12-22 | 2023-09-28 | 2023-10-31 |  |  | 2024-06-17 | 2024-08-21
ERCOT | Baker Branch Solar | [5 empty] | PV |  |  |  | SOL |  |  |  | 469.42 | [12 empty] | Lamar |  |  |  | tap 345kV 1692 Paris - 1690 Valley |  | 2025-03-31 | [6 empty] | 23INR0026 | SS Completed, FIS Completed, IA | Mockingbird Solar Center, LLC | NORTH | COD | 2020-04-09 | 2020-03-26 | 2020-06-04 | 2020-03-05 | 2023-10-30 |  | 2022-02-14 | Yes | Not Required | Not Required | Not Required | 2023-10-03 | 2023-10-30 | 2023-10-30 |  |  | 2024-04-01 | 2024-04-10
ERCOT | Cachena Solar SLF | [5 empty] | PV |  |  |  | SOL |  |  |  | 600 | [12 empty] | Wilson |  |  |  | Tap 345KV 5133 Elm Creek - 5323 Old Hickory |  | 2027-04-29 | [6 empty] | 23INR0027 | SS Completed, FIS Completed, IA | Clear Fork Creek Solar LLC | SOUTH |  | 2020-08-19 | 2020-05-01 | 2020-07-13 | 2020-08-17 | 2023-10-02 | No | 2021-11-23 | Yes | Not Required | Not Required | Not Required | 2021-11-29
ERCOT | Cedar Bayou 5 | [5 empty] | CC |  |  |  | GAS |  |  |  | 697 | [12 empty] | Chambers |  |  |  | 40000 Cedar Bayou 345kV |  | 2027-12-15 | [6 empty] | 23INR0029 | SS Completed, FIS Started, IA | NRG Cedar Bayou 5 LLC | HOUSTON |  | 2020-03-31 | 2020-03-26 | 2020-06-04 | 2020-03-18 |  | Yes | 2022-01-10 | Yes | 2021-03-17 | 2021-03-17 | 2024-06-07
ERCOT | Langer Solar | [5 empty] | PV |  |  |  | SOL |  |  |  | 249.8 | [12 empty] | Bosque |  |  |  | tap 345kV 68040 Kopperl - 68091 Navarro |  | 2027-03-01 | [6 empty] | 23INR0030 | SS Completed, FIS Started, IA | Langer Solar LLC | NORTH |  | 2020-11-06 | 2020-06-03 | 2020-08-18 | 2020-10-30 |  | Yes | 2023-08-31 | Yes | Not Required | Not Required | Not Required | 2024-01-05
ERCOT | Solace Solar | [5 empty] | PV |  |  |  | SOL |  |  |  | 374.4 | [12 empty] | Haskell |  |  |  | tap 345kV 1430 Graham - 1048 Tonkawas |  | 2026-03-31 | [6 empty] | 23INR0031 | SS Completed, FIS Completed, IA | IP QUANTUM, LLC. | WEST |  | 2020-04-21 | 2020-04-22 | 2020-07-09 | 2020-04-03 | 2023-10-26 |  | 2024-01-30 | Yes |  |  | Not Required | 2024-06-07
ERCOT | Starling Solar | [5 empty] | PV |  |  |  | SOL |  |  |  | 123 | [12 empty] | Gonzales |  |  |  | tap 138kV 7224 Luling - 7245 Gonzales |  | 2027-05-15 | [6 empty] | 23INR0035 | SS Completed, FIS Started, IA | Starling Solar, LLC | SOUTH |  | 2021-02-09 | 2020-06-26 | 2020-09-14 | 2021-01-22 |  |  | 2021-12-03 | Yes |  |  | Not Required
ERCOT | Dori BQ Solar | [5 empty] | PV |  |  |  | SOL |  |  |  | 50.42 | [12 empty] | Harris |  |  |  | tap 138kV 47210 Holmes – 42680 Garden Villas |  | 2025-11-30 | [6 empty] | 23INR0040 | SS Completed, FIS Started, IA | Sunnyside Energy, LLC | HOUSTON | COD | 2021-02-10 | 2020-06-09 | 2020-08-18 | 2021-01-29 |  | No | 2022-12-01 | No | Not Required | Not Required | Not Required
ERCOT | Parliament Solar | [5 empty] | PV |  |  |  | SOL |  |  |  | 484.56 | [12 empty] | Waller |  |  |  | Tap 345kV 44900 Zenith - 967 Gibbons Creek ckt 18 |  | 2025-05-12 | [6 empty] | 23INR0044 | SS Completed, FIS Completed, IA | Parliament Solar LLC | HOUSTON |  | 2020-08-03 | 2020-06-19 | 2020-09-08 | 2020-06-08 | 2024-04-25 | No | 2022-05-26 | Yes | Not Required | Not Required | Not Required | 2024-01-24 | 2024-05-03 | 2024-05-03
ERCOT | GP Solar | [5 empty] | PV |  |  |  | SOL |  |  |  | 121.97 | [12 empty] | Van Zandt |  |  |  | Tap 138kV 6829 Glen Pine - 6833 Explorer |  | 2025-05-15 | [6 empty] | 23INR0045 | SS Completed, FIS Completed, IA | HEP Aquamarine Holdings LLC | NORTH |  | 2016-02-23 | 2020-09-25 | 2020-12-16 | 2021-02-22 | 2021-11-10 | No | 2021-12-29 | Yes | Not Required | Not Required | Not Required | 2021-12-13 | 2021-12-13 | 2022-08-01
ERCOT | Charger Solar | [5 empty] | PV |  |  |  | SOL |  |  |  | 397.15 | [12 empty] | Refugio |  |  |  | tap 345kV 8249 Angstrom – 5915 STP |  | 2026-06-05 | [6 empty] | 23INR0047 | SS Completed, FIS Completed, IA | AP Solar 4, LLC | COASTAL |  | 2020-07-29 | 2020-06-19 | 2020-09-08 | 2020-06-07 | 2022-04-04 | No | 2021-06-05 | Yes |  |  | Not Required | 2022-04-04
ERCOT | Equinox Storage | [5 empty] | BA |  |  |  | OTH |  |  |  | 101.2 | [12 empty] | Starr |  |  |  | 80355 Del Sol 345kV |  | 2026-12-30 | [6 empty] | 23INR0048 | SS Completed, FIS Started, No IA | Invenergy Storage Development LLC | SOUTH |  | 2021-03-23 | 2020-06-26 | 2020-09-14 | 2021-03-12 |  |  |  | No
ERCOT | Tanglewood Solar | [5 empty] | PV |  |  |  | SOL |  |  |  | 250.96 | [12 empty] | Brazoria |  |  |  | 345kV Seabreeze Substation |  | 2025-09-08 | [6 empty] | 23INR0054 | SS Completed, FIS Completed, IA | Brazoria Solar, LLC | COASTAL |  | 2021-01-15 | 2020-07-10 | 2020-09-28 | 2020-11-24 | 2024-06-03 | Yes | 2022-11-01 | Yes | Not Required | Not Required | Not Required | 2023-02-10 | 2024-11-07 | 2024-11-07
ERCOT | Tabor Solar | [5 empty] | PV |  |  |  | SOL |  |  |  | 506.4 | [12 empty] | Hardeman |  |  |  | Tap 345kV 60504 Tesla - 61001 Jim Treece |  | 2027-04-16 | [6 empty] | 23INR0055 | SS Completed, FIS Started, No IA | Quanah Solar LLC | WEST |  | 2020-08-31 | 2020-09-02 | 2020-11-19 | 2020-07-07 |  | No |  | No |  |  | Not Required
ERCOT | Caliche Mound Solar | [5 empty] | PV |  |  |  | SOL |  |  |  | 408.21 | [12 empty] | Deaf Smith |  |  |  | tap 345kV 23906 AJSwope - 23910 Windmill |  | 2025-08-28 | [6 empty] | 23INR0056 | SS Completed, FIS Completed, IA | Tierra Blanco Solar LLC | PANHANDLE |  | 2020-08-27 | 2020-07-24 | 2020-09-08 | 2020-07-07 | 2023-08-22 |  | 2023-10-12 | Yes |  |  | Not Required
ERCOT | Duffy Solar | [5 empty] | PV |  |  |  | SOL |  |  |  | 502.46 | [12 empty] | Matagorda |  |  |  | Tap 345kV WAP to STP CKT39 (PTI# 5915-44000 CKT 39) |  | 2027-12-31 | [6 empty] | 23INR0057 | SS Completed, FIS Started, IA | VDA Solar Texas 1 LLC | COASTAL |  | 2021-02-05 | 2020-09-11 | 2020-11-19 | 2021-02-04 |  | Yes | 2023-04-12 | Yes |  |  | Not Required | 2023-05-24
ERCOT | Erin Solar | [5 empty] | PV |  |  |  | SOL |  |  |  | 202.5 | [12 empty] | Wharton |  |  |  | 44040 Bailey 345 kV |  | 2027-11-30 | [6 empty] | 23INR0058 | SS Completed, FIS Completed, IA | Erin Solar LLC | SOUTH |  | 2021-02-15 | 2020-07-24 | 2020-10-08 | 2021-01-26 | 2022-05-24 | No | 2023-03-22 | No | Not Required | Not Required | Not Required
ERCOT | Briggs Solar | [5 empty] | PV |  |  |  | SOL |  |  |  | 309.6 | [12 empty] | Haskell |  |  |  | tap 345kV 60515 Clear Crossing - 60507 Pendulo |  | 2027-09-15 | [6 empty] | 23INR0059 | SS Completed, FIS Started, No IA | Briggs Solar, LLC | WEST |  | 2021-03-15 | 2020-08-04 | 2020-10-28 | 2021-03-04 |  |  |  | No |  |  | Not Required
ERCOT | Noria Solar DCC | [5 empty] | PV |  |  |  | SOL |  |  |  | 145 | [12 empty] | Nueces |  |  |  | 85000 Nelson Sharpe 345kV |  | 2026-10-13 | [6 empty] | 23INR0061 | SS Completed, FIS Started, IA | Noria Hondo Solar, LLC | COASTAL |  | 2021-03-15 | 2020-08-04 | 2020-10-28 | 2021-03-10 |  |  | 2022-10-12 | Yes |  |  | Not Required
ERCOT | Noria Storage | [5 empty] | BA |  |  |  | OTH |  |  |  | 75 | [12 empty] | Nueces |  |  |  | 85000 Nelson Sharpe 345kV |  | 2026-10-13 | [6 empty] | 23INR0062 | SS Completed, FIS Started, IA | Noria Hondo Solar, LLC | COASTAL |  | 2021-04-01 | 2020-08-04 | 2020-10-28 | 2021-03-30 |  |  | 2022-10-12 | Yes | Not Required | Not Required | Not Required | 2023-04-12
ERCOT | Accalia Point Solar | [5 empty] | PV |  |  |  | SOL |  |  |  | 190.5 | [12 empty] | Cameron |  |  |  | Tap 345kV 8383 North Edingburg – 79501 Kingfisher |  | 2027-05-31 | [6 empty] | 23INR0066 | SS Completed, FIS Completed, No IA | Accalia Point Solar LLC | COASTAL |  | 2021-02-10 | 2020-10-23 | 2021-01-12 | 2021-01-27 | 2024-07-03 | No |  | No |  |  | Not Required
ERCOT | Chillingham Solar | [5 empty] | PV |  |  |  | SOL |  |  |  | 352.39 | [12 empty] | Bell |  |  |  | 3687 Bell County East 345kV |  | 2024-12-30 | [6 empty] | 23INR0070 | SS Completed, FIS Completed, IA | Chillingham Solar LLC | NORTH |  | 2020-09-02 | 2020-08-04 | 2020-10-28 | 2020-08-26 | 2024-01-26 | No | 2022-02-04 | Yes | Not Required | Not Required | Not Required | 2024-01-30 | 2024-01-30 | 2024-01-30 |  |  | 2024-08-19 | 2024-09-04
ERCOT | BRP Volans BESS | [5 empty] | BA |  |  |  | OTH |  |  |  | 206.88 | [12 empty] | Winkler |  |  |  | 11189 Quarry Field SW - 1074 Wink 138kV |  | 2027-12-01 | [6 empty] | 23INR0071 | SS Completed, FIS Started, No IA | BRP Volans BESS LLC | WEST |  | 2020-08-26 | 2020-08-04 | 2020-10-28 | 2020-08-24 |  | No |  | No
ERCOT | Tortolas BESS | [5 empty] | BA |  |  |  | OTH |  |  |  | 50.3 | [12 empty] | Brazoria |  |  |  | 39030 Alvin 138kV |  | 2024-10-29 | [6 empty] | 23INR0072 | SS Completed, FIS Completed, IA | BRP Tortolas BESS LLC | COASTAL |  | 2020-08-27 | 2020-08-04 | 2020-10-28 | 2020-08-24 | 2021-07-30 |  | 2021-07-15 | Yes | Not Required | Not Required | Not Required | 2021-07-30 | 2021-07-30 | 2021-07-30 |  |  | 2024-04-17 | 2024-06-05
ERCOT | BRP Galan BESS | [5 empty] | BA |  |  |  | OTH |  |  |  | 75.97 | [12 empty] | Bexar |  |  |  | 5007 Alamo One 138kV |  | 2027-12-01 | [6 empty] | 23INR0073 | SS Completed, FIS Started, No IA | BRP Galan BESS LLC | SOUTH |  | 2020-08-20 | 2020-08-04 | 2020-10-28 | 2020-08-17 |  |  |  | No
ERCOT | BRP Ampato BESS | [5 empty] | BA |  |  |  | OTH |  |  |  | 121.56 | [12 empty] | Crane |  |  |  | 10002 NS Crane Switch 138kV |  | 2027-12-01 | [6 empty] | 23INR0074 | SS Completed, FIS Started, No IA | BRP Ampato BESS LLC | WEST |  | 2020-08-26 | 2020-08-04 | 2020-10-28 | 2020-08-24 |  |  |  | No
ERCOT | BRP Rhine BESS | [5 empty] | BA |  |  |  | OTH |  |  |  | 206.89 | [12 empty] | Ward |  |  |  | Tap 345kV 11188 QUARRYFLD - 11010 WOLF |  | 2025-12-01 | [6 empty] | 23INR0075 | SS Completed, FIS Started, No IA | BRP Rhine BESS LLC | WEST |  | 2020-09-22 | 2020-08-04 | 2020-11-02 | 2020-09-17 |  |  |  | No
ERCOT | Cannon Solar SLF | [5 empty] | PV |  |  |  | SOL |  |  |  | 80 | [12 empty] | Gonzales |  |  |  | tap 138kV 7224 Luling - 7245 Gonzales |  | 2027-12-31 | [6 empty] | 23INR0076 | SS Completed, FIS Started, No IA | Cannon Solar, LLC | SOUTH |  | 2020-09-21 | 2020-09-11 | 2020-12-07 | 2020-09-11 |  |  |  | No | Not Required | Not Required | Not Required
ERCOT | Cachena Storage SLF | [5 empty] | BA |  |  |  | OTH |  |  |  | 0 | [12 empty] | Wilson |  |  |  | Tap 345KV 5133 Elmcreek - 5323 Old Hickory |  | 2027-04-29 | [6 empty] | 23INR0077 | SS Completed, FIS Started, No IA | Clear Fork Creek Solar LLC | SOUTH |  | 2020-08-21 | 2020-08-21 | 2020-10-16 | 2020-08-17 |  |  |  | No | Not Required | Not Required | Not Required
ERCOT | Shaw Solar | [5 empty] | PV |  |  |  | SOL |  |  |  | 124.65 | [12 empty] | Bandera |  |  |  | Tap 138kV 7146 Verde Creek - 7438 Bandera |  | 2025-09-12 | [6 empty] | 23INR0078 | SS Completed, FIS Started, No IA | Rio Lago Solar, LLC | SOUTH |  | 2021-05-21 | 2020-10-23 | 2021-01-12 | 2021-05-11 |  |  |  | No |  |  | Not Required
ERCOT | Chillingham Storage | [5 empty] | BA |  |  |  | OTH |  |  |  | 153.93 | [12 empty] | Bell |  |  |  | 3687 Bell County East 345kV |  | 2025-08-02 | [6 empty] | 23INR0079 | SS Completed, FIS Completed, IA | Chillingham Storage LLC | NORTH |  | 2020-09-04 | 2020-09-11 | 2020-11-30 | 2020-08-26 | 2021-07-22 |  | 2022-02-04 | Yes | Not Required | Not Required |  | 2024-11-04 | 2024-11-04 | 2024-11-04
ERCOT | Bottom Grass Solar | [5 empty] | PV |  |  |  | SOL |  |  |  | 508.61 | [12 empty] | Colorado |  |  |  | tap 345 kV 9073 Holman - 44200 Hillje |  | 2026-12-01 | [6 empty] | 23INR0082 | SS Completed, FIS Started, IA | Bottom Grass Solar Project, LLC | SOUTH |  | 2020-10-19 | 2020-11-05 | 2021-02-02 | 2020-10-21 |  |  | 2023-06-29 | No |  |  | Not Required
ERCOT | Bottom Grass BESS | [5 empty] | BA |  |  |  | OTH |  |  |  | 202.21 | [12 empty] | Colorado |  |  |  | tap 345 kV 9073 Holman - 44200 Hillje |  | 2026-12-01 | [6 empty] | 23INR0083 | SS Completed, FIS Started, IA | Bottom Grass Solar Project, LLC | SOUTH |  | 2020-10-19 | 2020-11-05 | 2021-02-02 | 2020-10-21 |  |  | 2023-06-29 | No | Not Required | Not Required
ERCOT | Lavaca Bay Solar | [5 empty] | PV |  |  |  | SOL |  |  |  | 243.46 | [12 empty] | Matagorda |  |  |  | tap 345 kV REFUGE 42400 - JONES CREEK 47532 ckt 27 |  | 2026-12-31 | [6 empty] | 23INR0084 | SS Completed, FIS Completed, IA | TC Energy Solar LLC | COASTAL |  | 2021-03-05 | 2020-09-11 | 2020-11-19 | 2021-03-05 | 2022-03-21 | Yes | 2022-06-15 | Yes |  |  | Not Required
ERCOT | Hanson Solar | [5 empty] | PV |  |  |  | SOL |  |  |  | 400.58 | [12 empty] | Coleman |  |  |  | tap 345kV 1444 Brown - 11406 Central Bluff |  | 2027-04-17 | [6 empty] | 23INR0086 | SS Completed, FIS Started, IA | Hanson Solar, LLC | WEST |  | 2021-03-30 | 2020-10-23 | 2021-02-02 | 2021-03-25 |  |  | 2023-09-20 | Yes |  |  | Not Required
ERCOT | Kinenos Solar | [5 empty] | PV |  |  |  | SOL |  |  |  | 203.17 | [12 empty] | Brooks |  |  |  | tap 345kV 8905 North Edinburg - 8455 Lon Hill |  | 2026-12-31 | [6 empty] | 23INR0087 | SS Completed, FIS Started, No IA | Encino del Sol Energy, LLC | SOUTH |  | 2020-08-28 | 2020-12-22 | 2021-03-10 | 2020-12-03 |  | No |  | No |  |  | Not Required
ERCOT | Nockenut Springs Solar 1 | [5 empty] | PV |  |  |  | SOL |  |  |  | 203.17 | [12 empty] | Guadalupe |  |  |  | tap 345kV 5133 Elm Creek - 5915 STP ckt 1 |  | 2027-05-05 | [6 empty] | 23INR0088 | SS Completed, FIS Started, No IA | Pecan Springs Energy, LLC | SOUTH |  | 2020-09-23 | 2020-09-25 | 2020-12-16 | 2020-09-11 |  |  |  | No |  |  | Not Required
ERCOT | Donegal Solar | [5 empty] | PV |  |  |  | SOL |  |  |  | 201.68 | [12 empty] | Dickens |  |  |  | 59904 Cottonwood 345kV |  | 2027-03-01 | [6 empty] | 23INR0089 | SS Completed, FIS Started, IA | Greenalia Solar Power Donegal, LLC | PANHANDLE |  | 2020-10-08 | 2020-10-07 | 2020-12-28 | 2020-09-11 |  |  | 2022-07-25 | Yes |  |  | Not Required
ERCOT | Iguala Solar | [5 empty] | PV |  |  |  | SOL |  |  |  | 250 | [12 empty] | Victoria |  |  |  | tap 345kV 5915 STP - 8249 Angstrom |  | 2025-12-31 | [6 empty] | 23INR0090 | SS Completed, FIS Started, No IA | Iguala Solar LLC | SOUTH |  | 2021-06-11 | 2020-10-07 | 2020-12-28 | 2021-06-07 |  | Yes |  | No |  |  | Not Required
ERCOT | Cascade Solar | [5 empty] | PV |  |  |  | SOL |  |  |  | 175 | [12 empty] | Brazoria |  |  |  | 345kV Oasis (43035) – Seabreeze (43020) circuit 27 |  | 2026-02-16 | [6 empty] | 23INR0091 | SS Completed, FIS Started, IA | Cascade Solar Energy, LLC | COASTAL |  | 2021-05-05 | 2021-02-09 | 2021-05-06 | 2021-04-28 |  | No | 2023-04-17 | Yes | Not Required | Not Required | Not Required | 2023-12-07
ERCOT | Alila Solar | [5 empty] | PV |  |  |  | SOL |  |  |  | 256.5 | [12 empty] | San Patricio |  |  |  | 8249 Angstrom 345kV |  | 2026-05-15 | [6 empty] | 23INR0093 | SS Completed, FIS Completed, IA | Electra Energy Project, LLC | COASTAL |  | 2020-10-19 | 2020-10-07 | 2020-12-30 | 2020-09-11 | 2023-03-16 | No | 2023-01-03 | Yes |  |  | Not Required
ERCOT | BRP Pyxis BESS | [5 empty] | BA |  |  |  | OTH |  |  |  | 206.87 | [12 empty] | Ward |  |  |  | tap 138kV 1009 Yucca - 11197 Sand Tank Pod |  | 2025-12-01 | [6 empty] | 23INR0094 | SS Completed, FIS Completed, No IA | BRP Pyxis BESS LLC | WEST |  | 2020-09-23 | 2020-09-25 | 2020-12-16 | 2020-09-11 | 2021-09-23 |  |  | No
ERCOT | Atria Solar | [5 empty] | PV |  |  |  | SOL |  |  |  | 112.4 | [12 empty] | Chambers |  |  |  | 40770 Hacher 138kV |  | 2025-12-30 | [6 empty] | 23INR0101 | SS Completed, FIS Completed, No IA | Atria Energy Project, LLC | HOUSTON |  | 2020-10-19 | 2020-10-23 | 2021-01-12 | 2020-09-28 | 2021-12-15 |  |  | No |  |  | Not Required
ERCOT | Burksol BESS | [5 empty] | BA |  |  |  | OTH |  |  |  | 103.27 | [12 empty] | Dickens |  |  |  | 59904 Cottonwood 345kV |  | 2025-03-12 | [6 empty] | 23INR0103 | SS Completed, FIS Completed, IA | Burksol LLC | PANHANDLE |  | 2020-10-12 | 2020-10-23 | 2021-01-12 | 2020-09-28 | 2024-02-29 | No | 2022-11-17 | Yes | Not Required | Not Required | Not Required | 2024-04-03 | 2024-04-03 | 2024-04-03 |  |  | 2024-11-18 | 2024-12-20
ERCOT | BRP Kamet BESS | [5 empty] | BA |  |  |  | OTH |  |  |  | 202.46 | [12 empty] | Andrews |  |  |  | Andrews North – McKenzie Draw Switch 138 kV |  | 2025-12-01 | [6 empty] | 23INR0104 | SS Completed, FIS Started, No IA | BRP Kamet BESS LLC | WEST |  | 2020-09-28 | 2020-10-07 | 2020-12-30 | 2020-09-23 |  | No |  | No
ERCOT | PHOTON SOLAR 3 SLF | [5 empty] | PV |  |  |  | SOL |  |  |  | 109.99 | [12 empty] | Wharton |  |  |  | 44880 Waterh_POI_5 345kV |  | 2024-12-10 | [6 empty] | 23INR0111 | SS Completed, FIS Completed, IA | GulfStar Power, LLC | SOUTH |  | 2020-12-03 | 2020-10-23 | 2021-02-02 | 2020-11-24 | 2022-11-28 | No | 2021-10-01 | Yes | Not Required | Not Required | Not Required | 2021-11-05 | 2023-01-27 | 2023-01-27 |  |  | 2024-05-17 | 2024-10-02
ERCOT | Cannon Storage SLF | [5 empty] | BA |  |  |  | OTH |  |  |  | 0 | [12 empty] | Gonzales |  |  |  | Tap 138kV 7224 Luling - 7245 Gonzales |  | 2027-12-31 | [6 empty] | 23INR0113 | SS Completed, FIS Started, No IA | Cannon Solar, LLC | SOUTH |  | 2020-10-19 | 2020-11-05 | 2020-12-07 | 2020-10-29 |  |  |  | No | Not Required | Not Required
ERCOT | BRP Pobeda BESS | [5 empty] | BA |  |  |  | OTH |  |  |  | 301.41 | [12 empty] | Grimes |  |  |  | 44645 Singleton 345kV |  | 2024-12-01 | [6 empty] | 23INR0115 | SS Completed, FIS Started, No IA | BRP Pobeda BESS LLC | NORTH |  | 2020-11-06 | 2020-11-18 | 2021-02-08 | 2020-10-27 |  |  |  | No
ERCOT | Cantaloupe Solar | [5 empty] | PV |  |  |  | SOL |  |  |  | 303.13 | [12 empty] | Reeves |  |  |  | 60716 Saragosa 138kV |  | 2028-07-01 | [6 empty] | 23INR0116 | SS Completed, FIS Started, IA | Saragosa Del Sol Energy, LLC | WEST |  | 2020-10-28 | 2020-12-22 | 2021-03-09 | 2020-12-01 |  |  | 2024-04-23 | Yes | Not Required | Not Required | Not Required
ERCOT | Cantaloupe Storage | [5 empty] | BA |  |  |  | OTH |  |  |  | 251.05 | [12 empty] | Reeves |  |  |  | 60716 Saragosa 138kV |  | 2028-07-01 | [6 empty] | 23INR0117 | SS Completed, FIS Started, IA | Saragosa Del Sol Energy, LLC | WEST |  | 2020-10-28 | 2020-12-22 | 2021-03-09 | 2020-12-01 |  |  | 2024-04-23 | Yes | Not Required | Not Required | Not Required
ERCOT | Blevins Solar | [5 empty] | PV |  |  |  | SOL |  |  |  | 271.58 | [12 empty] | Falls |  |  |  | Tap Bellfalls Switch (3404) – Lake Creek Switch (3409) |  | 2025-10-30 | [6 empty] | 23INR0118 | SS Completed, FIS Completed, IA | Blevins Solar, LLC | NORTH |  | 2021-02-18 | 2021-02-04 | 2021-04-19 | 2021-02-12 | 2024-06-24 |  | 2023-06-17 | Yes | Not Required | Not Required | Not Required | 2024-07-31 | 2024-08-12 | 2024-08-12
ERCOT | Blevins Storage | [5 empty] | BA |  |  |  | OTH |  |  |  | 181.33 | [12 empty] | Falls |  |  |  | Tap Bellfalls Switch (3404) – Lake Creek Switch (3409) |  | 2025-07-27 | [6 empty] | 23INR0119 | SS Completed, FIS Completed, IA | Blevins Solar, LLC | NORTH |  | 2021-02-19 | 2021-02-04 | 2021-04-19 | 2021-02-12 | 2024-06-24 |  | 2023-06-17 | Yes | Not Required | Not Required |  | 2024-07-31 | 2024-08-12 | 2024-08-12
ERCOT | Vaca Storage | [5 empty] | BA |  |  |  | OTH |  |  |  | 101 | [12 empty] | Calhoun |  |  |  | 138kV 8723 Cangrejo |  | 2027-06-01 | [6 empty] | 23INR0123 | SS Completed, FIS Started, No IA | Long Mount Storage, LLC | COASTAL |  | 2022-06-01 | 2021-03-26 | 2021-06-14 | 2022-05-11 |  | No |  | No | Not Required | Not Required
ERCOT | Sigma Storage | [5 empty] | BA |  |  |  | OTH |  |  |  | 408.4 | [12 empty] | Harris |  |  |  | 40460 Deepwater 138kV |  | 2026-05-15 | [6 empty] | 23INR0126 | SS Completed, FIS Started, No IA | AES Distributed Energy, Inc | HOUSTON |  | 2022-02-17 | 2021-05-11 | 2021-07-30 | 2022-02-04 |  | No |  | No
ERCOT | Beacon Storage | [5 empty] | BA |  |  |  | OTH |  |  |  | 408.7 | [12 empty] | Harris |  |  |  | 40450 Deepwater 345kV |  | 2026-05-15 | [6 empty] | 23INR0127 | SS Completed, FIS Started, No IA | AES Distributed Energy, Inc | HOUSTON |  | 2022-03-23 | 2021-05-05 | 2021-07-27 | 2022-02-28 |  | No |  | No
ERCOT | BRP Batura BESS | [5 empty] | BA |  |  |  | OTH |  |  |  | 251.65 | [12 empty] | Bexar |  |  |  | 5260 Leon Creek 138kV |  | 2025-12-01 | [6 empty] | 23INR0131 | SS Completed, FIS Started, No IA | BRP Batura BESS LLC | SOUTH |  | 2020-11-12 | 2020-12-03 | 2021-02-16 | 2020-11-12 |  |  |  | No
ERCOT | BRP Bonete BESS | [5 empty] | BA |  |  |  | OTH |  |  |  | 201.13 | [12 empty] | Hidalgo |  |  |  | 8951 Stewart Road 138kV |  | 2027-12-01 | [6 empty] | 23INR0132 | SS Completed, FIS Started, No IA | BRP Bonete BESS LLC | SOUTH |  | 2020-11-17 | 2020-12-03 | 2021-02-16 | 2020-11-18 |  | No |  | No
ERCOT | Elbus BESS | [5 empty] | BA |  |  |  | OTH |  |  |  | 200.99 | [12 empty] | Caldwell |  |  |  | 9075 Lytton 138kV |  | 2027-12-01 | [6 empty] | 23INR0135 | SS Completed, FIS Started, No IA | BRP Elbus BESS LLC | SOUTH | Proj Name MW Size COD | 2020-11-30 | 2020-12-03 | 2021-02-18 | 2020-11-25 |  |  |  | No
ERCOT | BRP Diran BESS | [5 empty] | BA |  |  |  | OTH |  |  |  | 100.63 | [12 empty] | Wharton |  |  |  | 43190 South Lane City 138kV |  | 2028-01-31 | [6 empty] | 23INR0137 | SS Completed, FIS Completed, No IA | BRP Diran BESS LLC | SOUTH | COD | 2020-11-30 | 2020-12-03 | 2021-02-18 | 2020-11-25 | 2022-04-15 | No |  | No |  |  | Not Required
ERCOT | BRP Passu BESS | [5 empty] | BA |  |  |  | OTH |  |  |  | 301.82 | [12 empty] | Wilbarger |  |  |  | 6111 Riley 345kV |  | 2024-12-01 | [6 empty] | 23INR0139 | SS Completed, FIS Started, No IA | BRP Passu BESS LLC | WEST |  | 2020-11-30 | 2020-12-03 | 2021-02-19 | 2020-11-27 |  | No |  | No
ERCOT | Seine BESS | [5 empty] | BA |  |  |  | OTH |  |  |  | 301.19 | [12 empty] | Foard |  |  |  | 60500 Edith Clarke 345kV |  | 2027-12-01 | [6 empty] | 23INR0140 | SS Completed, FIS Started, No IA | BRP Seine BESS LLC | WEST |  | 2020-11-30 | 2020-12-03 | 2021-02-19 | 2020-11-27 |  | No |  | No |  |  | Not Required
ERCOT | BRP Sepik BESS | [5 empty] | BA |  |  |  | OTH |  |  |  | 200.85 | [12 empty] | Mitchell |  |  |  | tap 138kV 11342 Loraine South – 10050 Ranger Camp |  | 2028-03-01 | [6 empty] | 23INR0143 | SS Completed, FIS Started, No IA | BRP Sepik BESS LLC | WEST |  | 2020-12-08 | 2020-12-22 | 2021-03-15 | 2020-12-01 |  |  |  | No
ERCOT | Galactic Solar | [5 empty] | PV |  |  |  | SOL |  |  |  | 205.2 | [12 empty] | Grayson |  |  |  | Tap 138kV 1744 Gordonville - 11704 Sherman West |  | 2027-03-10 | [6 empty] | 23INR0144 | SS Completed, FIS Completed, IA | UKA North America, LLC | NORTH |  | 2020-12-08 | 2020-12-22 | 2021-03-10 | 2020-12-01 | 2021-12-21 | No | 2022-08-12 | No |  |  | Not Required
ERCOT | Cradle Solar | [5 empty] | PV |  |  |  | SOL |  |  |  | 200.85 | [12 empty] | Brazoria |  |  |  | tap 345kV 42500 Dow - 43035 Oasis ckt 18 |  | 2025-12-31 | [6 empty] | 23INR0150 | SS Completed, FIS Started, IA | Cradle Solar LLC | COASTAL |  | 2021-03-26 | 2021-02-04 | 2021-04-21 | 2021-03-15 |  | No | 2023-03-15 | Yes |  |  | Not Required
ERCOT | Mercury II Solar SLF | [5 empty] | PV |  |  |  | SOL |  |  |  | 206.11 | [12 empty] | Hill |  |  |  | 68092 Liberty Station 345kV |  | 2025-01-31 | [6 empty] | 23INR0153 | SS Completed, FIS Completed, IA | Mercury II Solar, LLC | NORTH | COD | 2020-12-22 | 2021-01-26 | 2021-04-12 | 2020-12-11 | 2021-10-14 |  | 2021-10-18 | Yes | Not Required | Not Required | Not Required | 2022-03-21 | 2022-04-29 | 2022-04-29 |  |  | 2023-10-19 | 2023-10-31
ERCOT | Grimes County Solar | [5 empty] | PV |  |  |  | SOL |  |  |  | 211.25 | [12 empty] | Grimes |  |  |  | 2 Keith Switch 138kV |  | 2025-06-15 | [6 empty] | 23INR0160 | SS Completed, FIS Completed, IA | Grimes County Solar Project, LLC | NORTH |  | 2020-12-16 | 2021-01-26 | 2021-04-12 | 2020-12-16 | 2024-06-17 | No | 2022-06-22 | Yes | Not Required | Not Required | Not Required | 2022-09-21 | 2024-07-11 | 2024-08-01
ERCOT | Redonda Solar | [5 empty] | PV |  |  |  | SOL |  |  |  | 253.21 | [12 empty] | Zapata |  |  |  | tap 345kV 80307 Del Sol - 80225 Cenizo |  | 2026-12-30 | [6 empty] | 23INR0162 | SS Completed, FIS Started, IA | J&R Power DevCo, LLC | SOUTH |  | 2021-08-19 | 2021-01-25 | 2021-04-12 | 2021-08-11 |  |  | 2021-12-28 | Yes | Not Required | Not Required | Not Required | 2022-04-27
ERCOT | Ringtail Ridge Storage | [5 empty] | BA |  |  |  | OTH |  |  |  | 100.57 | [12 empty] | Kendall |  |  |  | 7150 Kendall 138kV |  | 2028-05-23 | [6 empty] | 23INR0163 | SS Completed, FIS Started, No IA | KCE TX 26, LLC | SOUTH |  | 2021-01-08 | 2021-01-25 | 2021-04-16 | 2020-12-29 |  |  |  | No |  |  | Not Required
ERCOT | Steppe Reserve Storage | [5 empty] | BA |  |  |  | OTH |  |  |  | 51.9 | [12 empty] | Dimmit |  |  |  | 8283 Asherton 138 kV |  | 2028-01-01 | [6 empty] | 23INR0164 | SS Completed, FIS Started, No IA | KCE TX 25, LLC | SOUTH |  | 2021-01-08 | 2021-01-25 | 2021-04-16 | 2020-12-29 |  |  |  | No |  |  | Not Required
ERCOT | Great Kiskadee Storage | [5 empty] | BA |  |  |  | OTH |  |  |  | 103.05 | [12 empty] | Hidalgo |  |  |  | 8951 Stewart Rd 138kV |  | 2025-01-03 | [6 empty] | 23INR0166 | SS Completed, FIS Completed, IA | Great Kiskadee Storage, LLC | SOUTH | COD | 2021-10-08 | 2021-01-26 | 2021-04-12 | 2021-08-24 | 2023-10-24 |  | 2022-06-30 | Yes | Not Required | Not Required | Not Required | 2022-09-20 | 2023-10-25 | 2024-01-31 |  |  | 2024-07-10 | 2024-09-20
ERCOT | Charolais Storage | [5 empty] | BA |  |  |  | OTH |  |  |  | 150 | [12 empty] | Matagorda |  |  |  | tap 345kV 44000 W A Parish - 5915 STP |  | 2026-12-15 | [6 empty] | 23INR0168 | SS Completed, FIS Started, No IA | RWE Solar Development, LLC | COASTAL |  | 2021-06-25 | 2021-02-09 | 2021-05-06 | 2021-06-11 |  |  |  | No
ERCOT | Goodalta Solar | [5 empty] | PV |  |  |  | SOL |  |  |  | 220 | [12 empty] | Navarro |  |  |  | tap 138kV 3127 Trinidad - 212 Winkler |  | 2027-04-17 | [6 empty] | 23INR0171 | SS Completed, FIS Started, No IA | GoodAlta Power Center LLC | NORTH |  | 2021-08-03 | 2021-01-25 | 2021-04-12 | 2021-01-07 |  | No |  | No |  |  | Not Required
ERCOT | Campsey Wind | [5 empty] | WT |  |  |  | WIN |  |  |  | 238.3 | [12 empty] | Jack |  |  |  | tap 345kV 1458 Cobb - 1429 Jacksboro |  | 2028-06-01 | [6 empty] | 23INR0174 | SS Completed, FIS Started, No IA | RWE | NORTH |  | 2021-09-28 | 2021-02-09 | 2021-05-06 | 2021-09-01 |  |  |  | No |  |  | Not Required
ERCOT | Jackalope Solar | [5 empty] | PV |  |  |  | SOL |  |  |  | 155.68 | [12 empty] | San Patricio |  |  |  | 8173 Gibbs 138kV |  | 2024-12-10 | [6 empty] | 23INR0180 | SS Completed, FIS Completed, IA | Peacock Energy Project, LLC | COASTAL | COD | 2021-01-29 | 2021-02-09 | 2021-05-06 | 2021-02-02 | 2021-11-18 |  | 2021-09-30 | Yes | Not Required | Not Required | Not Required | 2021-10-18 | 2022-10-24 | 2023-10-19 |  |  | 2024-07-30 | 2024-09-19
ERCOT | Starling Storage | [5 empty] | BA |  |  |  | OTH |  |  |  | 63.6 | [12 empty] | Gonzales |  |  |  | tap 138kV 7224 Luling - 7245 Gonzales |  | 2027-05-15 | [6 empty] | 23INR0181 | SS Completed, FIS Completed, IA | Starling Storage, LLC | SOUTH |  | 2021-10-20 | 2021-01-25 | 2021-04-16 | 2021-10-07 | 2023-07-31 | No | 2023-08-03 | Yes | Not Required | Not Required | Not Required
ERCOT | Pradera Storage | [5 empty] | BA |  |  |  | OTH |  |  |  | 153.11 | [12 empty] | Webb |  |  |  | tap 345 kV Lobo 80219 - Fowlerton 5709 ckt #2 |  | 2027-03-31 | [6 empty] | 23INR0183 | SS Completed, FIS Started, No IA | Pradera Storage, LLC | SOUTH |  | 2021-10-18 | 2021-01-25 | 2021-04-16 | 2021-10-13 |  |  |  | No |  |  | Not Required
ERCOT | Leitrim 1 Solar | [5 empty] | PV |  |  |  | SOL |  |  |  | 98.44 | [12 empty] | Hill |  |  |  | tap 138kV 3522 Hillsboro - 3546 Whitney |  | 2027-04-26 | [6 empty] | 23INR0187 | SS Completed, FIS Started, No IA | Leitsol LLC | NORTH |  | 2021-03-23 | 2021-01-26 | 2021-04-12 | 2021-03-18 |  | No |  | No |  |  | Not Required
ERCOT | Cosmos Solar | [5 empty] | PV |  |  |  | SOL |  |  |  | 609.74 | [12 empty] | Wharton |  |  |  | tap 345kV 9073 Holman - 44200 Hillje |  | 2024-12-01 | [6 empty] | 23INR0190 | SS Completed, FIS Started, No IA | EDF Renewables Development, Inc. | SOUTH |  | 2021-02-10 | 2021-03-01 | 2021-05-13 | 2021-03-01 |  |  |  | No | Not Required | Not Required | Not Required
ERCOT | Pequin Energy Storage | [5 empty] | BA |  |  |  | OTH |  |  |  | 103.4 | [12 empty] | Brazoria |  |  |  | 39500 TN West Columbia 138kV |  | 2026-12-31 | [6 empty] | 23INR0194 | SS Completed, FIS Started, No IA | Pequin Energy Storage, LLC | COASTAL |  | 2021-06-29 | 2021-01-25 | 2021-04-16 | 2021-06-14 |  |  |  | No
ERCOT | Desert Willow BESS | [5 empty] | BA |  |  |  | OTH |  |  |  | 154.4 | [12 empty] | Ellis |  |  |  | tap 345kV 1906 Venus_S5 - 1916 LiggettA1_5 |  | 2025-03-20 | [6 empty] | 23INR0195 | SS Completed, FIS Completed, IA | Desert Willow Energy Storage, LLC | NORTH | COD | 2021-06-29 | 2021-02-04 | 2021-04-22 | 2021-06-14 | 2024-03-09 | No | 2023-05-15 | Yes | Not Required | Not Required | Not Required | 2024-05-01 | 2024-05-01 | 2024-05-01 |  |  | 2024-12-31
ERCOT | Paradiso BESS | [5 empty] | BA |  |  |  | OTH |  |  |  | 100.92 | [12 empty] | Atascosa |  |  |  | 8203 Pleasanton 138kV |  | 2027-08-01 | [6 empty] | 23INR0200 | SS Completed, FIS Started, No IA | VESI 13 | SOUTH |  | 2021-09-03 | 2021-03-01 | 2021-05-13 | 2021-08-20 |  | No |  | No | Not Required | Not Required
ERCOT | Erath County Solar | [5 empty] | PV |  |  |  | SOL |  |  |  | 207.4 | [12 empty] | Erath |  |  |  | tap 345kV 68020 Romney1E - 68030 KopperlW |  | 2026-08-27 | [6 empty] | 23INR0202 | SS Completed, FIS Started, IA | Erath County Solar, LLC | NORTH |  | 2021-01-20 | 2021-03-08 | 2021-05-28 | 2021-03-06 |  | Yes | 2023-06-01 | Yes |  |  | Not Required
ERCOT | GALVANIC BESS | [5 empty] | BA |  |  |  | OTH |  |  |  | 100 | [12 empty] | Kinney |  |  |  | 8252 Bracketville 138kV |  | 2026-12-30 | [6 empty] | 23INR0204 | SS Completed, FIS Started, No IA | CED Development Inc | SOUTH | COD | 2022-06-15 | 2021-02-09 | 2021-05-06 | 2022-05-13 |  |  |  | No
ERCOT | SUNSETTER BESS | [5 empty] | BA |  |  |  | OTH |  |  |  | 100 | [12 empty] | Uvalde |  |  |  | 5885 Downie 138kV |  | 2025-11-30 | [6 empty] | 23INR0205 | SS Completed, FIS Started, No IA | CED Development Inc. | SOUTH |  | 2022-05-27 | 2021-02-09 | 2021-05-06 | 2022-05-13 |  |  |  | No
ERCOT | PEREGRINE BESS | [5 empty] | BA |  |  |  | OTH |  |  |  | 150 | [12 empty] | Goliad |  |  |  | tap 345kV 8624 Grissom - 8164 Coleto Creek |  | 2027-07-01 | [6 empty] | 23INR0206 | SS Completed, FIS Started, No IA | CED Development Inc. | SOUTH |  | 2022-06-15 | 2021-02-10 | 2021-05-06 | 2022-05-13 |  |  |  | No |  |  | Not Required
ERCOT | El Patrimonio Solar | [5 empty] | PV |  |  |  | SOL |  |  |  | 152.32 | [12 empty] | Bexar |  |  |  | tap 138kV 5429 Trumbo - 5260 Leon Creek |  | 2026-09-23 | [6 empty] | 23INR0207 | SS Completed, FIS Completed, IA | Heritage Solar LLC | SOUTH |  | 2022-03-02 | 2021-03-16 | 2021-05-28 | 2021-11-23 | 2024-10-17 | No | 2023-12-11 | No |  |  | Not Required
ERCOT | Outpost Storage | [5 empty] | BA |  |  |  | OTH |  |  |  | 508.1 | [12 empty] | Webb |  |  |  | Tap 345kV 80219 Lobo - 5709 Fowlerton |  | 2026-05-30 | [6 empty] | 23INR0209 | SS Completed, FIS Started, No IA | Hecate Energy Outpost Storage LLC | SOUTH |  | 2021-02-15 | 2021-03-01 | 2021-05-13 | 2021-02-15 |  |  |  | No
ERCOT | Rosscommon Solar | [5 empty] | PV |  |  |  | SOL |  |  |  | 91 | [12 empty] | Lamar |  |  |  | tap 138kV 1691 Valley Switch - 1776 Paris Switch |  | 2027-04-19 | [6 empty] | 23INR0211 | SS Completed, FIS Started, No IA | Roscsol, LLC | NORTH |  | 2021-01-30 | 2021-03-01 | 2021-05-13 | 2021-02-01 |  |  |  | No |  |  | Not Required
ERCOT | Harley Hand Storage | [5 empty] | BA |  |  |  | OTH |  |  |  | 509 | [12 empty] | Nolan |  |  |  | 11420 Sweetwater East 345kV |  | 2025-08-01 | [6 empty] | 23INR0214 | SS Completed, FIS Started, No IA | Hecate Energy Harley Hand Solar LLC | WEST |  | 2022-04-04 | 2021-03-01 | 2021-05-13 | 2022-03-22 |  |  |  | No | Not Required | Not Required | Not Required
ERCOT | Big River Solar | [5 empty] | PV |  |  |  | SOL |  |  |  | 104.35 | [12 empty] | Zapata |  |  |  | tap 138kV 8299 Zapata - 8957 Lopeno4A |  | 2028-12-31 | [6 empty] | 23INR0215 | SS Completed, FIS Started, No IA | Rio Grande River Solar LLC | SOUTH | COD | 2021-04-09 | 2021-05-04 | 2021-07-27 | 2021-04-15 |  |  |  | No |  |  | Not Required
ERCOT | Venus Mill Storage | [5 empty] | BA |  |  |  | OTH |  |  |  | 100.8 | [12 empty] | Ellis |  |  |  | 138 kV Tap #442 Rail Port - #1905 Griffith |  | 2026-01-20 | [6 empty] | 23INR0216 | SS Completed, FIS Started, No IA | KCE TX 14, LLC | NORTH |  | 2022-02-11 | 2022-03-14 | 2022-06-09 | 2022-03-04 |  | No |  | No | Not Required | Not Required | Not Required
ERCOT | Dogfish BESS | [5 empty] | BA |  |  |  | OTH |  |  |  | 78.2 | [12 empty] | Pecos |  |  |  | tap 138kV 38331 TN Alamo St – 38455 TN Holiday |  | 2025-04-16 | [6 empty] | 23INR0219 | SS Completed, FIS Completed, IA | Dogfish ESS Assets, LLC | WEST |  | 2021-09-23 | 2021-03-16 | 2021-05-28 | 2021-09-14 | 2024-07-31 | No | 2023-06-01 | Yes | Not Required | Not Required |  | 2023-08-01 | 2024-08-01 | 2024-08-01
ERCOT | HOPSLAM BESS | [5 empty] | BA |  |  |  | OTH |  |  |  | 151.11 | [12 empty] | Pecos |  |  |  | 38430 White Baker TNP 138kV |  | 2025-09-20 | [6 empty] | 23INR0220 | SS Completed, FIS Started, No IA | Momentum LRC Holdco LLC | WEST |  | 2021-11-15 | 2021-03-16 | 2021-05-28 | 2021-11-09 |  |  |  | No | Not Required | Not Required | Not Required
ERCOT | Sunbelt Solar | [5 empty] | PV |  |  |  | SOL |  |  |  | 81.5 | [12 empty] | Kaufman |  |  |  | tap 138kV 6902 Talty - 6801 Patton |  | 2026-12-31 | [6 empty] | 23INR0222 | SS Completed, FIS Started, No IA | Rose Hill Solar LLC | NORTH |  | 2021-10-05 | 2021-03-16 | 2021-05-28 | 2021-09-30 |  |  |  | No |  |  | Not Required
ERCOT | Garcitas Creek Solar | [5 empty] | PV |  |  |  | SOL |  |  |  | 201.94 | [12 empty] | Jackson |  |  |  | Tap 345 kV 5915 South Texas Project – 8249 Angstrom |  | 2026-12-30 | [6 empty] | 23INR0223 | SS Completed, FIS Started, IA | Garcitas Creek Solar LLC | SOUTH |  | 2021-10-18 | 2021-10-05 | 2021-12-08 | 2021-10-08 |  |  | 2022-06-30 | Yes | Not Required | Not Required | Not Required | 2022-08-24
ERCOT | Morning Glory Solar | [5 empty] | PV |  |  |  | SOL |  |  |  | 122.4 | [12 empty] | Tom Green |  |  |  | tap 345kV 7077 Amos Creek - 76009 Twin Buttes |  | 2026-03-31 | [6 empty] | 23INR0224 | SS Completed, FIS Started, No IA | Armadillo Solar, LLC | WEST |  | 2022-05-31 | 2021-06-16 | 2021-09-07 | 2022-05-17 |  |  |  | No |  |  | Not Required
ERCOT | MRG GOODY SOLAR | [5 empty] | PV |  |  |  | SOL |  |  |  | 171.72 | [12 empty] | Lamar |  |  |  | Tap 138 kV Toco Switch (#1700) – Paris Switch (#1693) |  | 2025-07-07 | [6 empty] | 23INR0225 | SS Completed, FIS Completed, IA | MRG GOODY SOLAR PROJECT, LLC | NORTH |  | 2022-04-04 | 2021-03-16 | 2021-06-11 | 2022-03-22 | 2023-11-21 |  | 2023-11-07 | Yes |  |  | Not Required
ERCOT | Maleza Solar II | [5 empty] | PV |  |  |  | SOL |  |  |  | 254.94 | [12 empty] | Wharton |  |  |  | tap Blue – Hillje 345 kv Ckt.#27 |  | 2025-11-01 | [6 empty] | 23INR0227 | SS Completed, FIS Started, No IA | Brush Solar, LLC | SOUTH |  | 2021-05-24 | 2021-04-06 | 2021-06-24 | 2021-05-19 |  |  |  | No |  |  | Not Required
ERCOT | Hiru Solar | [5 empty] | PV |  |  |  | SOL |  |  |  | 614.4 | [12 empty] | Clay |  |  |  | Tap 345kV 6111 Riley - 1730 West Krum ckt 1 |  | 2026-05-29 | [6 empty] | 23INR0228 | SS Completed, FIS Completed, No IA | Hecate Energy Hazel LLC | WEST |  | 2021-09-08 | 2021-04-21 | 2021-07-14 | 2021-08-30 | 2023-05-18 | No |  | No | Not Required | Not Required | Not Required
ERCOT | CH Solterra LLC | [5 empty] | PV |  |  |  | SOL |  |  |  | 143 | [12 empty] | Hopkins |  |  |  | Tap 138kV 11796 White Oak POI - 11797 Brinker POI |  | 2026-09-30 | [6 empty] | 23INR0229 | SS Completed, FIS Started, No IA | CH Solterra LLC | NORTH | COD | 2021-03-17 | 2021-03-19 | 2021-06-11 | 2021-03-18 |  | No |  | No | Not Required | Not Required | Not Required
ERCOT | Rocinante Solar | [5 empty] | PV |  |  |  | SOL |  |  |  | 95.29 | [12 empty] | Gonzales |  |  |  | tap 138kV 7595 Deer Creek - 7621 Nixon |  | 2026-05-18 | [6 empty] | 23INR0231 | SS Completed, FIS Started, IA | Brush Country Solar Project, LLC | SOUTH |  | 2021-04-28 | 2021-04-22 | 2021-07-14 | 2021-04-22 |  | No | 2022-04-25 | Yes |  |  | Not Required
ERCOT | Rocinante BESS | [5 empty] | BA |  |  |  | OTH |  |  |  | 33.17 | [12 empty] | Gonzales |  |  |  | tap 138kV 7595 Deer Creek - 7621 Nixon |  | 2026-05-18 | [6 empty] | 23INR0232 | SS Completed, FIS Started, IA | Brush Country Solar Project, LLC | SOUTH |  | 2021-04-28 | 2021-04-22 | 2021-07-14 | 2021-04-22 |  | No | 2022-04-25 | Yes |  |  | Not Required
ERCOT | Earthwise Solar | [5 empty] | PV |  |  |  | SOL |  |  |  | 370.5 | [12 empty] | Hardeman |  |  |  | Tap 345kV 60504 Tesla - 61001 Jim Treece |  | 2026-12-31 | [6 empty] | 23INR0233 | SS Completed, FIS Started, No IA | Quanah Solar 2 | WEST |  | 2022-02-23 | 2022-03-14 | 2022-06-09 | 2022-02-25 |  |  |  | No | Not Required | Not Required | Not Required
ERCOT | Chiltepin Solar | [5 empty] | PV |  |  |  | SOL |  |  |  | 200 | [12 empty] | Reeves |  |  |  | 6673 Musquiz 138kV |  | 2025-06-30 | [6 empty] | 23INR0234 | SS Completed, FIS Started, No IA | Chiltepin Solar-Storage, LLC | WEST |  | 2021-11-09 | 2021-04-22 | 2021-07-14 | 2021-10-31 |  |  |  | No |  |  | Not Required
ERCOT | Hoyte Solar | [5 empty] | PV |  |  |  | SOL |  |  |  | 206.75 | [12 empty] | Milam |  |  |  | (3707) Cannon Switch 138kV |  | 2026-03-31 | [6 empty] | 23INR0235 | SS Completed, FIS Completed, IA | Milano Solar, LLC | SOUTH |  | 2021-04-02 | 2021-04-01 | 2021-07-02 | 2021-03-25 | 2022-06-07 | No | 2022-10-14 | Yes |  |  | Not Required
ERCOT | Big River BESS | [5 empty] | BA |  |  |  | OTH |  |  |  | 51.26 | [12 empty] | Zapata |  |  |  | tap 138kV 8299 Zapata - 8957 Lopeno4A |  | 2028-12-31 | [6 empty] | 23INR0237 | SS Completed, FIS Started, No IA | Rio Grande River Solar LLC | SOUTH |  | 2021-04-09 | 2021-05-04 | 2021-07-27 | 2021-04-15 |  |  |  | No
ERCOT | Tiger Solar | [5 empty] | PV |  |  |  | SOL |  |  |  | 255 | [12 empty] | Jones |  |  |  | 68004 PHANTOM HILL 345KV |  | 2027-06-30 | [6 empty] | 23INR0244 | SS Completed, FIS Started, IA | Vaca Del Sol, LLC | WEST |  | 2021-04-21 | 2021-04-29 | 2021-07-22 | 2021-04-29 |  | Yes | 2024-10-30 | Yes |  |  | Not Required
ERCOT | Limewood Storage | [5 empty] | BA |  |  |  | OTH |  |  |  | 50 | [12 empty] | Bell |  |  |  | 3420 Temple Pecan Creek 138kV |  | 2028-12-29 | [6 empty] | 23INR0248 | SS Completed, FIS Started, IA | Limewood Bell Renewables LLC | NORTH |  | 2021-11-03 | 2021-04-30 | 2021-07-22 | 2021-10-06 |  |  | 2023-02-22 | Yes | Not Required | Not Required
ERCOT | Limewood Solar | [5 empty] | PV |  |  |  | SOL |  |  |  | 204.6 | [12 empty] | Bell |  |  |  | 3420 Temple Pecan Creek 138kV |  | 2025-12-31 | [6 empty] | 23INR0249 | SS Completed, FIS Started, IA | Limewood Bell Renewables LLC | NORTH |  | 2021-11-03 | 2021-04-30 | 2021-07-22 | 2021-10-06 |  | No | 2023-02-22 | Yes | Not Required | Not Required | Not Required
ERCOT | Flatland Solar Project | [5 empty] | PV |  |  |  | SOL |  |  |  | 182.2 | [12 empty] | Scurry |  |  |  | 11319 Scurry County 138kV |  | 2025-12-31 | [6 empty] | 23INR0260 | SS Completed, FIS Started, No IA | Flatland Solar Project, LLC | WEST |  | 2021-05-04 | 2021-05-10 | 2021-07-30 | 2021-04-28 |  | No |  | No | Not Required | Not Required | Not Required
ERCOT | Dodd Solar I | [5 empty] | PV |  |  |  | SOL |  |  |  | 201.8 | [12 empty] | Henderson |  |  |  | Tap 138kV 6951 Eustace Southeast Switch – 3131 Forest Grove Switch |  | 2027-09-30 | [6 empty] | 23INR0261 | SS Completed, FIS Completed, No IA | Forest Grove Solar LLC | NORTH |  | 2022-04-12 | 2021-06-24 | 2021-09-20 | 2022-04-04 | 2024-03-13 |  |  | No |  |  | Not Required
ERCOT | Langer Storage | [5 empty] | BA |  |  |  | OTH |  |  |  | 61.53 | [12 empty] | Bosque |  |  |  | tap 345kV 68040 Kopperl - 68091 Navarro |  | 2027-03-01 | [6 empty] | 23INR0266 | SS Completed, FIS Started, No IA | Langer Solar, LLC | NORTH |  | 2022-03-22 | 2021-05-10 | 2021-07-30 | 2022-02-25 |  | No |  | No
ERCOT | BRP Aras BESS | [5 empty] | BA |  |  |  | OTH |  |  |  | 303.59 | [12 empty] | Upton |  |  |  | 76595 North McCamey 138kV |  | 2025-12-01 | [6 empty] | 23INR0272 | SS Completed, FIS Started, No IA | BRP Aras BESS LLC | WEST |  | 2021-05-27 | 2021-05-31 | 2021-08-19 | 2021-05-10 |  |  |  | No | Not Required | Not Required
ERCOT | Poco Trail Solar | [5 empty] | PV |  |  |  | SOL |  |  |  | 438.75 | [12 empty] | Wilbarger |  |  |  | Tap 345kV 6101 Riley - 1422 Bowman Byrd Road Switch |  | 2027-05-01 | [6 empty] | 23INR0273 | SS Completed, FIS Started, No IA | Eastern Trail Solar Center, LLC | WEST |  | 2021-06-02 | 2021-09-14 | 2021-11-30 | 2021-07-12 |  | No |  | No | Not Required | Not Required | Not Required
ERCOT | BRP Parana BESS | [5 empty] | BA |  |  |  | OTH |  |  |  | 303.67 | [12 empty] | Guadalupe |  |  |  | 7178 Marion 138kV |  | 2025-12-01 | [6 empty] | 23INR0274 | SS Completed, FIS Started, No IA | BRP Parana BESS | SOUTH |  | 2021-06-01 | 2021-05-31 | 2021-08-19 | 2021-05-10 |  |  |  | No | Not Required | Not Required
ERCOT | BRP Nile BESS | [5 empty] | BA |  |  |  | OTH |  |  |  | 202.34 | [12 empty] | Webb |  |  |  | 80220 Cenizo 345kV |  | 2027-12-01 | [6 empty] | 23INR0275 | SS Completed, FIS Started, No IA | BRP Nile BESS LLC | SOUTH |  | 2021-06-01 | 2021-05-31 | 2021-08-19 | 2021-05-10 |  |  |  | No
ERCOT | Tucana BESS | [5 empty] | BA |  |  |  | OTH |  |  |  | 201.3 | [12 empty] | Andrews |  |  |  | 1157 Andrews County South 138kV |  | 2028-03-01 | [6 empty] | 23INR0278 | SS Completed, FIS Started, No IA | BRP Tucana BESS LLC | WEST |  | 2021-06-01 | 2021-06-03 | 2021-08-19 | 2021-05-10 |  | No |  | No |  |  | Not Required
ERCOT | BRP Trivor BESS | [5 empty] | BA |  |  |  | OTH |  |  |  | 202.34 | [12 empty] | Andrews |  |  |  | 1272 Fullerton 138kV |  | 2028-03-01 | [6 empty] | 23INR0279 | SS Completed, FIS Started, No IA | BRP Trivor BESS LLC | WEST |  | 2021-06-01 | 2021-06-03 | 2022-03-15 | 2021-05-10 |  | No |  | No |  |  | Not Required
ERCOT | Kota Battery | [5 empty] | BA |  |  |  | OTH |  |  |  | 200.6 | [12 empty] | Carson |  |  |  | 23900 Alibates 345kV |  | 2026-12-31 | [6 empty] | 23INR0283 | SS Completed, FIS Started, No IA | Kota Storage, LLC | PANHANDLE |  | 2021-06-02 | 2021-06-07 | 2021-08-27 | 2021-06-02 |  |  |  | No
ERCOT | Las Moras Battery | [5 empty] | BA |  |  |  | OTH |  |  |  | 101 | [12 empty] | Kinney |  |  |  | 8252 Brackett 138kV |  | 2026-06-01 | [6 empty] | 23INR0284 | SS Completed, FIS Started, No IA | Las Moras Storage, LLC | SOUTH |  | 2021-06-01 | 2021-06-07 | 2021-08-27 | 2021-06-02 |  | No |  | No
ERCOT | Dry Creek Solar I | [5 empty] | PV |  |  |  | SOL |  |  |  | 201.06 | [12 empty] | Rusk |  |  |  | tap 345kV 3100 Martin Lake - 3105 Elkton (Dorsett 345kV Switching Station) |  | 2026-01-01 | [6 empty] | 23INR0286 | SS Completed, FIS Completed, IA | OAK HILL SOLAR LLC | NORTH |  | 2022-04-04 | 2021-08-18 | 2021-11-05 | 2022-03-30 | 2024-06-12 | No | 2023-11-02 | Yes | Not Required | Not Required | Not Required | 2024-10-29 | 2024-10-29 | 2024-10-29
ERCOT | Avila BESS | [5 empty] | BA |  |  |  | OTH |  |  |  | 164.28 | [12 empty] | Pecos |  |  |  | 38340 TN Airport 138kV |  | 2025-05-01 | [6 empty] | 23INR0287 | SS Completed, FIS Completed, IA | BRP Avila BESS LLC | WEST |  | 2021-06-02 | 2021-05-31 | 2022-01-17 | 2021-05-20 | 2024-07-22 | No | 2023-02-06 | Yes | Not Required | Not Required |  | 2024-07-31 | 2024-09-12 | 2024-10-03
ERCOT | Skull Creek Solar | [5 empty] | PV |  |  |  | SOL |  |  |  | 137.26 | [12 empty] | Anderson |  |  |  | Tap 138kV 3281 Tennessee Colony - 3499 Blackfoot Massey Lake Switch in TSP’s Pin Oak Switch - Long Lake Substation |  | 2026-09-16 | [6 empty] | 23INR0289 | SS Completed, FIS Completed, IA | Skull Creek Solar, LLC | NORTH |  | 2022-01-10 | 2021-05-28 | 2021-08-19 | 2021-12-16 | 2023-11-22 | No | 2024-05-20 | No | Not Required | Not Required | Not Required
ERCOT | Zeya BESS | [5 empty] | BA |  |  |  | OTH |  |  |  | 255.33 | [12 empty] | Galveston |  |  |  | 38740 Heights 138kV |  | 2026-06-01 | [6 empty] | 23INR0290 | SS Completed, FIS Started, IA | BRP Zeya BESS LLC | HOUSTON |  | 2021-06-02 | 2021-05-31 | 2022-03-09 | 2021-05-20 |  | No | 2023-01-20 | Yes | Not Required | Not Required | Not Required
ERCOT | Sultan Solar | [5 empty] | PV |  |  |  | SOL |  |  |  | 206.11 | [12 empty] | Bosque |  |  |  | tap 345kV 68080 Sam Switch – 68090 Kopperl |  | 2026-12-31 | [6 empty] | 23INR0295 | SS Completed, FIS Started, No IA | Lake Whitney Solar, LLC | NORTH |  | 2021-06-03 | 2021-07-01 | 2021-09-27 | 2021-06-29 |  |  |  | Yes |  |  | Not Required
ERCOT | Trojan Solar SLF | [5 empty] | PV |  |  |  | SOL |  |  |  | 150.59 | [12 empty] | Cooke |  |  |  | 11735 Cedar Elm Switch 345kV |  | 2026-02-28 | [6 empty] | 23INR0296 | SS Completed, FIS Started, IA | Compadre Solar, LLC | NORTH |  | 2021-06-03 | 2021-07-01 | 2021-09-22 | 2021-06-30 |  | No | 2022-10-10 | Yes | Not Required | Not Required | Not Required | 2023-07-28
ERCOT | Anole BESS | [5 empty] | BA |  |  |  | OTH |  |  |  | 247.1 | [12 empty] | Dallas |  |  |  | 2432 Tri-Corner 345kV |  | 2025-05-30 | [6 empty] | 23INR0299 | SS Completed, FIS Completed, IA | Anole Energy Storage, LLC | NORTH |  | 2021-06-30 | 2021-07-01 | 2021-09-22 | 2021-06-14 | 2024-04-03 | No | 2023-04-26 | Yes |  |  | Not Required | 2024-04-30 | 2024-04-30 | 2024-04-30
ERCOT | Greater Bryant G Solar | [5 empty] | PV |  |  |  | SOL |  |  |  | 17.7 | [12 empty] | Midland |  |  |  | 11165 Sloan Switch 138kV |  | 2026-02-15 | [6 empty] | 23INR0300 | SS Completed, FIS Started, IA | Greater Bryant G Solar, LLC | WEST |  | 2021-06-09 | 2021-06-17 | 2021-09-01 | 2021-06-16 |  | No | 2022-07-18 | No |  |  | Not Required
ERCOT | Fowler Ranch Storage | [5 empty] | BA |  |  |  | OTH |  |  |  | 26.07 | [12 empty] | Crane |  |  |  | 76025 Castle Mountain 138kV |  | 2026-02-01 | [6 empty] | 23INR0308 | SS Completed, FIS Started, No IA | Crane BESS, LLC | WEST |  | 2022-06-03 | 2021-06-21 | 2021-09-07 | 2022-05-18 |  |  |  | No |  |  | Not Required
ERCOT | Dunkel BESS | [5 empty] | BA |  |  |  | OTH |  |  |  | 225 | [12 empty] | Lubbock |  |  |  | 59156 Yellow House Canyon 115kV |  | 2026-04-03 | [6 empty] | 23INR0310 | SS Completed, FIS Started, No IA | Momentum Energy Storage Partners | PANHANDLE |  | 2022-06-10 | 2022-06-27 | 2022-09-22 | 2022-06-20 |  |  |  | No
ERCOT | Hofbrau BESS | [5 empty] | BA |  |  |  | OTH |  |  |  | 180.72 | [12 empty] | Tom Green |  |  |  | 6442 Redcreek 138kV |  | 2028-07-01 | [6 empty] | 23INR0312 | SS Completed, FIS Started, No IA | Momentum Energy Storage Partners, LLC | WEST | COD | 2021-09-22 | 2021-09-22 | 2021-12-09 | 2021-09-22 |  | No |  | No |  |  | Not Required
ERCOT | Marcelina Storage | [5 empty] | BA |  |  |  | OTH |  |  |  | 203.21 | [12 empty] | Wilson |  |  |  | Tap 345 kV 5133 Elm Creek - 5901 San Miguel |  | 2026-12-18 | [6 empty] | 23INR0318 | SS Completed, FIS Completed, No IA | Marcelina Solar, LLC | SOUTH |  | 2022-05-03 | 2021-08-09 | 2021-10-29 | 2022-04-22 | 2024-01-23 |  |  | No |  |  | Not Required
ERCOT | Columbus Storage | [5 empty] | BA |  |  |  | OTH |  |  |  | 51.3 | [12 empty] | Colorado |  |  |  | 78103 Nada Substation 138kV |  | 2026-03-15 | [6 empty] | 23INR0322 | SS Completed, FIS Started, No IA | EDP Renewables North America LLC | SOUTH |  | 2022-04-20 | 2021-08-12 | 2021-10-29 | 2022-04-06 |  |  |  | No
ERCOT | Lumberjack Storage | [5 empty] | BA |  |  |  | OTH |  |  |  | 51.3 | [12 empty] | Cherokee |  |  |  | 138 kV Tap 3110 Stryker Creek - 3147 Troup |  | 2026-07-01 | [6 empty] | 23INR0324 | SS Completed, FIS Completed, IA | EDP Renewables North America LLC | NORTH |  | 2022-04-20 | 2021-08-12 | 2021-10-29 | 2022-04-06 | 2023-07-24 | No | 2024-03-20 | No | Not Required | Not Required
ERCOT | BRP Snowdon BESS | [5 empty] | BA |  |  |  | OTH |  |  |  | 410.94 | [12 empty] | Briscoe |  |  |  | 23914 Tule Canyon Substation 345kV |  | 2026-07-01 | [6 empty] | 23INR0330 | SS Completed, FIS Started, No IA | BRP SNOWDON BESS LLC | PANHANDLE |  | 2021-09-15 | 2021-09-15 | 2021-11-29 | 2021-09-08 |  |  |  | No
ERCOT | Orange Grove BESS | [5 empty] | BA |  |  |  | OTH |  |  |  | 61.39 | [12 empty] | Jim Wells |  |  |  | 5660 Orange Grove Switching Station 138 kV |  | 2027-04-30 | [6 empty] | 23INR0331 | SS Completed, FIS Completed, IA | Talitha Energy Project, LLC | SOUTH |  | 2021-07-20 | 2021-07-15 | 2021-09-28 | 2021-07-15 | 2022-05-03 | No | 2022-11-30 | Yes | Not Required | Not Required |  | 2023-04-04
ERCOT | Backwater Solar | [5 empty] | PV |  |  |  | SOL |  |  |  | 80 | [12 empty] | Cooke |  |  |  | Tap 138 kV line from Spring (#684) - Leo(#685) |  | 2027-05-06 | [6 empty] | 23INR0332 | SS Completed, FIS Completed, No IA | Backwater Solar LLC | NORTH | COD | 2021-09-17 | 2021-08-24 | 2021-11-15 | 2021-08-24 | 2023-04-24 |  |  | No |  |  | Not Required
ERCOT | Liberty Senate Energy Storage 1 | [5 empty] | BA |  |  |  | OTH |  |  |  | 207.4 | [12 empty] | Jack |  |  |  | 1445 Burwick 345kV |  | 2025-10-27 | [6 empty] | 23INR0334 | SS Completed, FIS Completed, No IA | Senate Solar LLC | NORTH |  | 2021-09-16 | 2021-10-05 | 2021-12-08 | 2021-10-03 | 2023-03-31 |  |  | No | Not Required | Not Required
ERCOT | BRP Bachman BESS | [5 empty] | BA |  |  |  | OTH |  |  |  | 411.04 | [12 empty] | Wharton |  |  |  | 44040 BAILEY 345kV |  | 2027-12-01 | [6 empty] | 23INR0335 | SS Completed, FIS Completed, No IA | BRP Bachman BESS LLC | SOUTH |  | 2021-10-05 | 2021-10-05 | 2021-12-08 | 2021-09-14 | 2022-07-08 |  |  | No
ERCOT | Bypass Battery Storage | [5 empty] | BA |  |  |  | OTH |  |  |  | 207.89 | [12 empty] | Fort Bend |  |  |  | 44000 W_A_P__POI5A 345 kV |  | 2025-12-15 | [6 empty] | 23INR0336 | SS Completed, FIS Started, IA | Bypass BESS LLC | HOUSTON |  | 2022-02-18 | 2021-08-18 | 2021-11-05 | 2022-02-03 |  | No | 2023-12-04 | Yes | Not Required | Not Required | Not Required | 2024-01-09
ERCOT | Larkspur Energy Storage | [5 empty] | BA |  |  |  | OTH |  |  |  | 307.46 | [12 empty] | Upton |  |  |  | 71213 Benedum 138kV |  | 2026-05-05 | [6 empty] | 23INR0340 | SS Completed, FIS Started, IA | Larkspur Energy Storage LLC | WEST |  | 2021-07-30 | 2021-08-02 | 2021-10-25 | 2021-07-27 |  |  | 2022-02-28 | No | Not Required | Not Required
ERCOT | Brizo BESS | [5 empty] | BA |  |  |  | OTH |  |  |  | 140.76 | [12 empty] | Victoria |  |  |  | 138 kV Loop 463 Substation (#5680) |  | 2027-12-01 | [6 empty] | 23INR0342 | SS Completed, FIS Started, No IA | BRP Brizo BESS LLC | SOUTH |  | 2021-10-05 | 2021-10-05 | 2021-12-22 | 2021-09-24 |  |  |  | No |  |  | Not Required
ERCOT | Guajillo Energy Storage | [5 empty] | BA |  |  |  | OTH |  |  |  | 204.8 | [12 empty] | Webb |  |  |  | 80219 Lobo Substation 345kV |  | 2025-07-30 | [6 empty] | 23INR0343 | SS Completed, FIS Completed, IA | Guajillo Energy Storage LLC | SOUTH |  | 2021-08-02 | 2021-08-09 | 2021-11-01 | 2021-07-27 | 2024-10-31 | No | 2021-12-21 | Yes | Not Required | Not Required | Not Required | 2022-06-27 | 2024-10-31 | 2024-10-31
ERCOT | XE Hermes Solar | [5 empty] | PV |  |  |  | SOL |  |  |  | 100.36 | [12 empty] | Bell |  |  |  | Tap 345kV 3687 Bell County East Switch - 39950 TNP One Plant Ckt 2 |  | 2025-09-30 | [6 empty] | 23INR0344 | SS Completed, FIS Completed, IA | Bell Solar 1 LLC | NORTH | COD | 2022-06-14 | 2021-09-21 | 2021-12-09 | 2022-06-01 | 2024-04-19 |  | 2023-11-08 | Yes |  |  | Not Required
ERCOT | Elmax Power Station | [5 empty] | GT |  |  |  | GAS |  |  |  | 518.83 | [12 empty] | Harris |  |  |  | Tap 138 kV Lake Houston (#40820) - Atascocita (#40130) ckt 66 |  | 2026-06-01 | [6 empty] | 23INR0345 | SS Completed, FIS Completed, No IA | Elmax Generating, LLC | HOUSTON |  | 2021-09-14 | 2021-09-14 | 2021-11-30 | 2021-09-14 | 2024-03-29 | No |  | No | 2023-10-06 | Not Required | 2023-10-06
ERCOT | Aggie Energy storage | [5 empty] | BA |  |  |  | OTH |  |  |  | 104.4 | [12 empty] | Brazos |  |  |  | TABOR RD (#32882) |  | 2026-06-15 | [6 empty] | 23INR0348 | SS Completed, FIS Started, No IA | KINGFISHER ENERGY STORAGE LLC | NORTH |  | 2021-08-13 | 2021-08-16 | 2021-11-05 | 2021-08-13 |  |  |  | No
ERCOT | Tokio Solar | [5 empty] | PV |  |  |  | SOL |  |  |  | 170.45 | [12 empty] | McLennan |  |  |  | Tap 138kV 3592 Waco Atco - 170 Cotton Belt |  | 2027-08-25 | [6 empty] | 23INR0349 | SS Completed, FIS Started, IA | Gransolar Texas Eight, LLC | NORTH |  | 2022-05-04 | 2021-08-12 | 2021-11-01 | 2022-04-14 |  |  | 2023-11-06 | Yes | Not Required | Not Required | Not Required | 2023-11-17
ERCOT | Fort Duncan BESS | [5 empty] | BA |  |  |  | OTH |  |  |  | 101.52 | [12 empty] | Maverick |  |  |  | 78015 Rosita Creek ROSICR 138kV will be at the new LCRA TSC Sunglow Substation |  | 2025-06-01 | [6 empty] | 23INR0350 | SS Completed, FIS Completed, IA | Fort Duncan BESS LLC | SOUTH |  | 2021-08-09 | 2021-08-17 | 2021-11-05 | 2021-08-16 | 2024-07-29 | No | 2022-12-12 | Yes | Not Required | Not Required |  | 2024-07-31 | 2024-07-31 | 2024-07-31
ERCOT | Seven Flags BESS | [5 empty] | BA |  |  |  | OTH |  |  |  | 102.7 | [12 empty] | Webb |  |  |  | 8295 Wormser Substation 138kV |  | 2025-12-15 | [6 empty] | 23INR0351 | SS Completed, FIS Completed, IA | Seven Flags BESS LLC | SOUTH | COD | 2021-09-01 | 2021-09-01 | 2021-11-22 | 2021-08-19 | 2024-12-19 | No | 2023-05-19 | Yes | Not Required | Not Required | Not Required
ERCOT | Blue Valley Solar | [5 empty] | PV |  |  |  | SOL |  |  |  | 147.99 | [12 empty] | Val Verde |  |  |  | Tap on the 138 kV Comstock(#8683) - Corral Line(#60389) |  | 2027-03-15 | [6 empty] | 23INR0352 | SS Completed, FIS Started, No IA | Blue Valley Solar, LLC | WEST |  | 2021-11-12 | 2021-11-16 | 2022-01-17 | 2021-11-04 |  | No |  | No | Not Required | Not Required | Not Required
ERCOT | Bordertown BESS | [5 empty] | BA |  |  |  | OTH |  |  |  | 106.15 | [12 empty] | Starr |  |  |  | 8796 Roma 138kV |  | 2026-05-01 | [6 empty] | 23INR0354 | SS Completed, FIS Started, IA | Bordertown BESS LLC | SOUTH | COD | 2021-08-17 | 2021-09-01 | 2021-11-22 | 2021-08-19 |  | No | 2022-10-12 | Yes | Not Required | Not Required | Not Required
ERCOT | Castor BESS | [5 empty] | BA |  |  |  | OTH |  |  |  | 205.39 | [12 empty] | Brazoria |  |  |  | 138 kV West Columbia Local Substation (#39530) |  | 2025-06-01 | [6 empty] | 23INR0358 | SS Completed, FIS Completed, IA | BRP Castor BESS LLC | COASTAL |  | 2021-10-01 | 2021-10-04 | 2021-12-22 | 2021-09-24 | 2024-07-31 | No | 2023-02-15 | Yes | Not Required | Not Required |  | 2024-10-22 | 2024-10-22 | 2024-10-22
ERCOT | BRP Crios BESS | [5 empty] | BA |  |  |  | OTH |  |  |  | 87.37 | [12 empty] | Comanche |  |  |  | Tap 138 kV 1649 HASSE_P8 - 1684 SABANA_8 |  | 2028-03-01 | [6 empty] | 23INR0359 | SS Completed, FIS Started, No IA | BRP Crios BESS LLC | NORTH |  | 2021-10-18 | 2021-10-18 | 2022-01-07 | 2021-09-30 |  |  |  | No
ERCOT | BRP Charon BESS | [5 empty] | BA |  |  |  | OTH |  |  |  | 410.81 | [12 empty] | Fort Bend |  |  |  | Tap Smithers (#44650) and Bellaire (#47000) 345kV |  | 2027-12-01 | [6 empty] | 23INR0360 | SS Completed, FIS Completed, No IA | BRP Charon BESS LLC | HOUSTON |  | 2021-10-08 | 2021-10-08 | 2021-12-22 | 2021-09-24 | 2022-10-10 | No |  | No
ERCOT | Third Coast BESS | [5 empty] | BA |  |  |  | OTH |  |  |  | 102.82 | [12 empty] | Jackson |  |  |  | 8125 Lolita substation 138kV |  | 2025-12-15 | [6 empty] | 23INR0361 | SS Completed, FIS Completed, IA | Third Coast BESS LLC | SOUTH |  | 2021-09-16 | 2021-08-24 | 2021-11-16 | 2021-09-01 | 2024-12-02 | No | 2023-05-17 | Yes | Not Required | Not Required | Not Required
ERCOT | Tierra Seca BESS | [5 empty] | BA |  |  |  | OTH |  |  |  | 102.7 | [12 empty] | Val Verde |  |  |  | 138kV 8255 HAMILTON4A (Hamilton Road Substation) |  | 2025-10-01 | [6 empty] | 23INR0364 | SS Completed, FIS Completed, IA | Tierra Seca BESS LLC | WEST |  | 2021-09-14 | 2021-08-24 | 2021-11-16 | 2021-09-01 | 2024-10-21 | No | 2023-05-18 | Yes | Not Required | Not Required | Not Required | 2024-10-30 | 2024-10-30 | 2024-10-30
ERCOT | Amsterdam Solar II | [5 empty] | PV |  |  |  | SOL |  |  |  | 509.88 | [12 empty] | Brazoria |  |  |  | tap 345kV 43035 Oasis - 42500 Dow c27, c18 |  | 2026-02-01 | [6 empty] | 23INR0366 | SS Completed, FIS Completed, No IA | Cottonwood Bayou Solar II, LLC | COASTAL | COD | 2021-12-02 | 2021-08-12 | 2021-10-29 | 2021-11-18 | 2023-07-31 |  |  | No | Not Required | Not Required | Not Required
ERCOT | Fewell Solar | [5 empty] | PV |  |  |  | SOL |  |  |  | 203.5 | [12 empty] | Limestone |  |  |  | Tap 138kV 3597 Groesbeck - 3634 Groesbeck Main |  | 2027-03-15 | [6 empty] | 23INR0367 | SS Completed, FIS Completed, IA | Fewell Solar LLC | NORTH |  | 2022-02-28 | 2021-08-19 | 2021-11-05 | 2022-02-17 | 2023-04-17 | No | 2023-08-18 | Yes | Not Required | Not Required | Not Required | 2023-08-28
ERCOT | Rocking X Solar | [5 empty] | PV |  |  |  | SOL |  |  |  | 602.2 | [12 empty] | Parker |  |  |  | Tap the 345 kV Parker Switch (bus#1436) – Comanche Peak SES (bus#1900) Double-Circuit line, Circuit 1. |  | 2027-04-02 | [6 empty] | 23INR0368 | SS Completed, FIS Started, No IA | 7100 Tin Top LLC | NORTH |  | 2023-09-25 | 2023-10-04 | 2023-12-19 | 2023-09-06 |  |  |  | No | Not Required | Not Required | Not Required
ERCOT | Cross Trails Storage | [5 empty] | BA |  |  |  | OTH |  |  |  | 58.29 | [12 empty] | Scurry |  |  |  | 60090 WKN Breaker 69kV |  | 2025-05-25 | [6 empty] | 23INR0372 | SS Completed, FIS Completed, IA | Cross Trails Energy Storage Project, LLC | WEST |  | 2021-11-03 | 2021-11-03 | 2022-01-17 | 2021-10-29 | 2024-07-30 |  | 2024-07-18 | Yes | Not Required | Not Required |  | 2024-07-26 | 2024-07-26 | 2024-08-01
ERCOT | Fronton Solar 1 | [5 empty] | PV |  |  |  | SOL |  |  |  | 132.7 | [12 empty] | Starr |  |  |  | 8796 Roma Substation 138kV |  | 2026-12-14 | [6 empty] | 23INR0373 | SS Completed, FIS Completed, No IA | Meshek USA Inc. | SOUTH |  | 2021-10-05 | 2021-10-05 | 2021-12-22 | 2021-09-17 | 2023-08-10 | No |  | No | Not Required | Not Required | Not Required
ERCOT | Grand Acres | [5 empty] | PV |  |  |  | SOL |  |  |  | 153.03 | [12 empty] | Cameron |  |  |  | 8359 South Santa Rosa 138 kV |  | 2027-02-23 | [6 empty] | 23INR0374 | SS Completed, FIS Started, No IA | Meshek USA Inc. | COASTAL |  | 2021-10-06 | 2021-10-07 | 2021-12-22 | 2021-10-06 |  | No |  | No | Not Required | Not Required | Not Required
ERCOT | Backwater Storage | [5 empty] | BA |  |  |  | OTH |  |  |  | 100 | [12 empty] | Cooke |  |  |  | Tap 138 kV 684 Spring - 685 Leo |  | 2027-09-15 | [6 empty] | 23INR0375 | SS Completed, FIS Completed, No IA | Backwater Solar LLC | NORTH |  | 2021-09-02 | 2021-09-17 | 2021-12-06 | 2021-09-17 | 2023-04-24 |  |  | No |  |  | Not Required
ERCOT | Cascade Storage | [5 empty] | BA |  |  |  | OTH |  |  |  | 250 | [12 empty] | Brazoria |  |  |  | 345kV Oasis (43035) – Seabreeze circuit 27 |  | 2026-01-16 | [6 empty] | 23INR0376 | SS Completed, FIS Started, No IA | Oyster Creek LLC | COASTAL |  | 2021-09-09 | 2021-09-09 | 2021-11-29 | 2021-09-09 |  |  |  | No |  |  | Not Required
ERCOT | Bexar ESS | [5 empty] | BA |  |  |  | OTH |  |  |  | 102.6 | [12 empty] | Bexar |  |  |  | 5007 Alamo One 138kV |  | 2025-08-22 | [6 empty] | 23INR0381 | SS Completed, FIS Completed, IA | Bexar ESS LLC | SOUTH |  | 2022-01-05 | 2021-09-21 | 2021-12-06 |  | 2024-07-08 |  | 2023-07-31 | Yes |  |  |  | 2023-08-25 | 2024-10-31 | 2024-10-31
ERCOT | Outer Loop BESS | [5 empty] | BA |  |  |  | OTH |  |  |  | 201.2 | [12 empty] | Harris |  |  |  | 40700 Greens Bayou 345kV |  | 2027-12-06 | [6 empty] | 23INR0382 | SS Completed, FIS Started, No IA | Black Mountain Energy Storage II | HOUSTON |  | 2022-05-02 | 2021-09-29 | 2021-12-06 | 2022-04-19 |  | No |  | No
ERCOT | Camp Creek Solar SLF | [5 empty] | PV |  |  |  | SOL |  |  |  | 165.6 | [12 empty] | Robertson |  |  |  | TAP 345 KV 3400 TWIN OAK SWITCH - 46020 LIMESTONE PLANT CIRCUIT 1 |  | 2026-12-16 | [6 empty] | 23INR0385 | SS Completed, FIS Completed, IA | White Rock Solar, LLC | NORTH |  | 2021-12-17 | 2021-12-24 | 2022-03-17 | 2021-12-09 | 2024-01-26 | Yes | 2023-07-15 | No |  |  | Not Required
ERCOT | Pioneer DJ Wind | [5 empty] | WT |  |  |  | WIN |  |  |  | 140.32 | [12 empty] | Midland |  |  |  | 138 kV Driver station (Bus #: 23863) |  | 2025-01-31 | [6 empty] | 23INR0387 | SS Completed, FIS Completed, IA | Pioneer Hutt Wind Energy LLC | WEST | COD | 2021-10-11 | 2021-10-11 | 2021-12-22 | 2021-10-07 | 2023-03-28 | No | 2023-04-04 | Yes | Not Required | Not Required | Not Required | 2023-04-28 | 2023-04-28 | 2023-04-28 |  |  | 2023-12-19 | 2024-01-09
ERCOT | THUNDER ROAD ENERGY STORAGE | [5 empty] | BA |  |  |  | OTH |  |  |  | 153.4 | [12 empty] | Dallas |  |  |  | 12491 FISH CREEK 138KV |  | 2027-05-31 | [6 empty] | 23INR0391 | SS Completed, FIS Started, No IA | Hecate Grid Thunder Road Storage LLC | NORTH |  | 2021-12-29 | 2021-10-22 | 2022-01-17 | 2021-12-17 |  |  |  | No
ERCOT | Honeycomb Storage SLF | [5 empty] | BA |  |  |  | OTH |  |  |  | 0.37 | [12 empty] | Bee |  |  |  | 69 kV Tynan Substation (#8107) |  | 2026-03-03 | [6 empty] | 23INR0392 | SS Completed, FIS Started, IA | Honeycomb Solar, LLC | SOUTH | COD | 2021-10-26 | 2021-11-16 | 2022-01-17 | 2021-11-02 |  | No | 2023-05-01 | Yes | Not Required | Not Required | Not Required
ERCOT | Headcamp BESS | [5 empty] | BA |  |  |  | OTH |  |  |  | 152.88 | [12 empty] | Pecos |  |  |  | tap 138kV 38331 TN Alamo St – 38455 TN Holiday |  | 2025-06-16 | [6 empty] | 23INR0401 | SS Completed, FIS Completed, IA | Momentum Headcamp LLC | WEST |  | 2022-02-11 | 2021-12-03 | 2022-02-28 | 2022-01-21 | 2024-09-18 | No | 2024-02-16 | Yes | Not Required | Not Required |  | 2024-04-11 | 2024-10-31 | 2024-10-31
ERCOT | Sunbelt Storage | [5 empty] | BA |  |  |  | OTH |  |  |  | 52 | [12 empty] | Kaufman |  |  |  | Tap 138kV 6902 Talty - 6894 Rose Hill |  | 2024-12-24 | [6 empty] | 23INR0409 | SS Completed, FIS Started, No IA | Rose Hill Solar LLC | NORTH |  | 2021-11-09 | 2021-11-12 | 2022-02-08 | 2021-11-09 |  |  |  | No
ERCOT | Flag City Storage SLF | [5 empty] | BA |  |  |  | OTH |  |  |  | 0 | [12 empty] | Jackson |  |  |  | tap 138kV 5588 Red Bluff - 5546 Danevang |  | 2026-12-31 | [6 empty] | 23INR0414 | SS Completed, FIS Started, No IA | Flag City Solar Project, LLC | SOUTH |  | 2021-11-16 | 2021-11-18 | 2022-02-08 | 2021-11-18 |  | No |  | No | Not Required | Not Required
ERCOT | Angelo Storage | [5 empty] | BA |  |  |  | OTH |  |  |  | 102.97 | [12 empty] | Tom Green |  |  |  | 76009 Twin Buttes 345kV |  | 2024-11-15 | [6 empty] | 23INR0418 | SS Completed, FIS Completed, IA | Angelo Storage, LLC | WEST |  | 2021-11-15 | 2021-11-22 | 2022-02-15 | 2021-11-16 | 2023-05-01 |  | 2021-12-03 | Yes | Not Required | Not Required | Not Required | 2023-05-01 | 2023-05-01 | 2023-05-01 |  |  | 2024-02-01 | 2024-03-25
ERCOT | SOHO BESS | [5 empty] | BA |  |  |  | OTH |  |  |  | 206.32 | [12 empty] | Brazoria |  |  |  | 43035 Oasis 345kV |  | 2026-08-04 | [6 empty] | 23INR0419 | SS Completed, FIS Completed, IA | ESTX-PLDHOUSTON2 | COASTAL | COD | 2021-12-13 | 2021-12-03 | 2022-02-28 | 2021-12-03 | 2022-06-28 | No | 2022-12-01 | Yes | Not Required | Not Required |  | 2023-01-19
ERCOT | Tidwell Prairie IV Energy Storage | [5 empty] | BA |  |  |  | OTH |  |  |  | 202.88 | [12 empty] | Robertson |  |  |  | Tap TNP ONE 39950 and Twin Oak 3400 |  | 2027-07-01 | [6 empty] | 23INR0421 | SS Completed, FIS Started, No IA | Tidwell Prairie LLC | NORTH |  | 2021-11-15 | 2021-11-15 | 2022-02-11 | 2021-11-09 |  |  |  | No
ERCOT | Masroor Storage | [5 empty] | BA |  |  |  | OTH |  |  |  | 203 | [12 empty] | Fannin |  |  |  | Bus #1760 Bonham 138kV |  | 2025-06-26 | [6 empty] | 23INR0422 | SS Completed, FIS Completed, No IA | Masroor Energy Storage LLC | NORTH |  | 2021-11-16 | 2021-11-16 | 2022-02-12 | 2021-11-16 | 2023-05-26 |  |  | No |  |  | Not Required
ERCOT | Camp Creek Storage SLF | [5 empty] | BA |  |  |  | OTH |  |  |  | 0 | [12 empty] | Robertson |  |  |  | TAP 345 KV 3400 TWIN OAK SWITCH - 46020 LIMESTONE PLANT CIRCUIT 1 |  | 2026-12-16 | [6 empty] | 23INR0423 | SS Completed, FIS Completed, IA | White Rock Solar | NORTH |  | 2021-12-24 | 2021-12-24 | 2022-03-17 | 2021-12-21 | 2024-01-26 | Yes | 2023-07-15 | No |  |  | Not Required
ERCOT | Coneflower Storage Project | [5 empty] | BA |  |  |  | OTH |  |  |  | 178.92 | [12 empty] | Chambers |  |  |  | 40855 JORDON 138 kV |  | 2027-02-03 | [6 empty] | 23INR0425 | SS Completed, FIS Started, IA | Coneflower Storage Project LLC | HOUSTON |  | 2022-07-11 | 2021-12-20 | 2022-03-11 | 2022-07-06 |  | No | 2024-03-25 | Yes | Not Required | Not Required | Not Required | 2024-04-11
ERCOT | BRP Pollux BESS | [5 empty] | BA |  |  |  | OTH |  |  |  | 163.42 | [12 empty] | Bosque |  |  |  | 138 kV Olsen Switching Station (#37460) |  | 2026-12-01 | [6 empty] | 23INR0431 | SS Completed, FIS Started, No IA | BRP Pollux BESS LLC | NORTH |  | 2021-12-20 | 2022-01-06 | 2022-03-16 | 2022-01-04 |  | No |  | No | Not Required | Not Required
ERCOT | Smokey Willie Solar SLF | [5 empty] | PV |  |  |  | SOL |  |  |  | 200.92 | [12 empty] | Anderson |  |  |  | Tap 138kV 3325 Blackburn Switch – 3272 Palestine |  | 2026-03-13 | [6 empty] | 23INR0439 | SS Completed, FIS Completed, No IA | Neches Solar, LLC | NORTH |  | 2021-12-29 | 2022-01-06 | 2022-03-31 | 2021-12-29 | 2023-09-22 | No |  | No |  |  | Not Required
ERCOT | Bug Tussle Wind Project | [5 empty] | WT |  |  |  | WIN |  |  |  | 396.8 | [12 empty] | Lamar |  |  |  | Tap 1729 Valley South and 1692 Paris |  | 2026-09-14 | [6 empty] | 23INR0441 | SS Completed, FIS Completed, IA | Bug Tussle Wind, LLC | NORTH |  | 2022-08-30 | 2022-01-13 | 2022-04-11 | 2022-08-16 | 2024-01-18 |  | 2024-07-10 | No |  |  | Not Required
ERCOT | Bessie Storage | [5 empty] | BA |  |  |  | OTH |  |  |  | 210.8 | [12 empty] | Starr |  |  |  | Charly Egner Substation Tap 345kV 80355 Del Sol - 80368 LV4 Bridge |  | 2026-12-01 | [6 empty] | 23INR0455 | SS Completed, FIS Started, No IA | Bessie Energy Storage, LLC | SOUTH |  | 2022-02-08 | 2022-02-21 | 2022-05-19 | 2022-02-07 |  | No |  | No | Not Required | Not Required | Not Required
ERCOT | Bronze Quinta Storage | [5 empty] | BA |  |  |  | OTH |  |  |  | 103.51 | [12 empty] | Hidalgo |  |  |  | S_MCALLN 8371 (S. McAllen 138kV Substation) |  | 2028-01-01 | [6 empty] | 23INR0456 | SS Completed, FIS Started, No IA | KCE TX 28, LLC | SOUTH |  | 2022-01-12 | 2022-01-13 | 2022-04-11 | 2022-01-11 |  |  |  | No | Not Required | Not Required
ERCOT | PHOTON BESS1 SLF | [5 empty] | BA |  |  |  | OTH |  |  |  | 152.74 | [12 empty] | Wharton |  |  |  | 44880 Waterh_POI_5 345kV |  | 2025-02-15 | [6 empty] | 23INR0460 | SS Completed, FIS Completed, IA | GulfStar Power, LLC | SOUTH | COD | 2022-05-18 | 2022-06-02 | 2022-08-29 | 2022-05-11 | 2023-04-10 |  | 2023-03-23 | Yes | Not Required | Not Required | Not Required | 2023-04-28 | 2023-04-28 | 2023-04-28 |  |  | 2024-05-17 | 2024-09-09
ERCOT | Palladium Storage | [5 empty] | BA |  |  |  | OTH |  |  |  | 152 | [12 empty] | Hidalgo |  |  |  | Tap 138 kV 8656 Luna - 8033 Pantera |  | 2026-04-27 | [6 empty] | 23INR0462 | SS Completed, FIS Started, No IA | Palladium Energy Storage LLC | SOUTH |  |  | 2022-02-28 | 2022-05-27 | 2022-01-21 |  |  |  | No |  |  | Not Required
ERCOT | Sloan Storage | [5 empty] | BA |  |  |  | OTH |  |  |  | 200.9 | [12 empty] | Henderson |  |  |  | 3179 Pauline 138kV |  | 2026-03-27 | [6 empty] | 23INR0464 | SS Completed, FIS Started, No IA | Sloan Energy Storage LLC | NORTH |  | 2022-07-13 | 2022-02-21 | 2022-05-21 | 2022-06-29 |  |  |  | No | Not Required | Not Required
ERCOT | Shoshana Storage | [5 empty] | BA |  |  |  | OTH |  |  |  | 221 | [12 empty] | Matagorda |  |  |  | Tap STP – Refuge ckt 27 |  | 2026-08-28 | [6 empty] | 23INR0466 | SS Completed, FIS Completed, No IA | Shoshana Storage Project LLC | COASTAL |  | 2022-05-31 | 2022-03-30 | 2022-06-26 | 2022-05-16 | 2024-03-27 | Yes |  | No |  |  | Not Required
ERCOT | Lavender Storage Project | [5 empty] | BA |  |  |  | OTH |  |  |  | 231.9 | [12 empty] | Bexar |  |  |  | Tap 138kV Deely (bus 5110) - Laredo (bus 5255) |  | 2026-06-01 | [6 empty] | 23INR0467 | SS Completed, FIS Started, No IA | Lavender Storage Project LLC | SOUTH |  | 2022-11-03 | 2022-02-28 | 2022-05-27 | 2022-10-21 |  |  |  | No |  |  | Not Required
ERCOT | Petunia Storage Project | [5 empty] | BA |  |  |  | OTH |  |  |  | 231.86 | [12 empty] | Milam |  |  |  | 138kV Tap 3675 Rogers - 3485 Tin Roof Pod |  | 2026-07-06 | [6 empty] | 23INR0468 | SS Completed, FIS Completed, No IA | Petunia Storage Project LLC | SOUTH |  | 2022-04-14 | 2022-03-12 | 2022-06-02 | 2022-04-01 | 2024-06-26 | No |  | No | Not Required | Not Required | Not Required
ERCOT | Big Elm Storage | [5 empty] | BA |  |  |  | OTH |  |  |  | 100.8 | [12 empty] | Bell |  |  |  | Tap 345 kV 3414 Temple Switch - 3409 Lake Creek |  | 2026-08-15 | [6 empty] | 23INR0469 | SS Completed, FIS Completed, IA | Big Elm Storage, LLC | NORTH | COD | 2022-10-25 | 2022-04-18 | 2022-07-08 | 2022-10-11 | 2024-02-19 | No | 2024-05-10 | Yes |  |  | Not Required | 2024-05-15
ERCOT | Ophelia Solar | [5 empty] | PV |  |  |  | SOL |  |  |  | 110.5 | [12 empty] | Ector |  |  |  | Tapping the 138 kV Line from Moss Switch (Bus# 1019) to Shin Oak POD (Bus# 11128). The project has a 110 MW PUN load at the high side of the MPT (refer to the substation SLD). |  | 2026-01-27 | [6 empty] | 23INR0471 | SS Completed, FIS Started, No IA | Ophelia Solar | WEST |  | 2022-08-15 | 2022-09-02 | 2022-11-29 | 2022-08-01 |  |  |  | No |  |  | Not Required
ERCOT | Sepanta Solar | [5 empty] | PV |  |  |  | SOL |  |  |  | 217.26 | [12 empty] | Nolan |  |  |  | 1339 ESKOTA_9 138kV (PSS/E BUS #1339, Station Name: ESKOTA_8, kV: 138 kV) Property is adjacent (West) to the Oncor Sweetwater Eskota Switch #1339. POI would simply be on the other side of the fence of the switch. |  | 2026-04-20 | [6 empty] | 23INR0473 | SS Completed, FIS Started, No IA | BREG - Belgian Renewable Energy Group | WEST |  | 2022-11-17 | 2022-10-18 | 2023-01-13 | 2022-11-15 |  |  |  | No |  |  | Not Required
ERCOT | AP Greenport | [5 empty] | BA |  |  |  | OTH |  |  |  | 100.45 | [12 empty] | Travis |  |  |  | Austrop – Lost Pines 345 kV transmission line (Bus #7040 – 9041) |  | 2026-02-18 | [6 empty] | 23INR0474 | SS Completed, FIS Completed, No IA | AP Greenport | SOUTH |  | 2022-09-14 | 2022-06-10 | 2022-09-06 | 2022-06-24 | 2023-09-29 | No |  | No |  |  | Not Required
ERCOT | XE Rhoda Storage | [5 empty] | BA |  |  |  | OTH |  |  |  | 141.23 | [12 empty] | Milam |  |  |  | Tap 138kV 32 Robertson - 64 Milano |  | 2027-08-04 | [6 empty] | 23INR0478 | SS Completed, FIS Started, No IA | Milam Energy, LLC | SOUTH |  | 2022-03-31 | 2022-04-18 | 2022-07-15 | 2022-03-18 |  |  |  | No | Not Required | Not Required | Not Required
ERCOT | Taormina Storage | [5 empty] | BA |  |  |  | OTH |  |  |  | 231.86 | [12 empty] | Bexar |  |  |  | Tap 138kV VH Braunig (5025) to Valley Road 138kV (5465) |  | 2026-06-01 | [6 empty] | 23INR0479 | SS Completed, FIS Started, No IA | Taormina Storage Project LLC | SOUTH |  | 2022-11-08 | 2022-04-18 | 2022-07-15 | 2022-10-26 |  |  |  | No |  |  | Not Required
ERCOT | Camellia Storage | [5 empty] | BA |  |  |  | OTH |  |  |  | 90.76 | [12 empty] | Hidalgo |  |  |  | Tap 138 kV 8358 NORTH MERCEDES - 8327 HARLINGEN 138 kV |  | 2026-06-30 | [6 empty] | 23INR0480 | SS Completed, FIS Started, No IA | Camellia Storage Project LLC | SOUTH |  | 2022-07-12 | 2022-07-05 | 2022-10-01 | 2022-07-06 |  |  |  | No | Not Required | Not Required | Not Required
ERCOT | Hacienda Storage | [5 empty] | BA |  |  |  | OTH |  |  |  | 201.9 | [12 empty] | Galveston |  |  |  | 38745 Attwater 138kV |  | 2026-06-09 | [6 empty] | 23INR0485 | SS Completed, FIS Started, No IA | Galveston Energy Storage LLC | HOUSTON |  | 2022-04-20 | 2022-05-10 | 2022-08-06 | 2022-04-04 |  |  |  | No |  |  | Not Required
ERCOT | Lamar Unit 1 Repower | [5 empty] | CC |  |  |  | GAS |  |  |  | 66 | [12 empty] | Lamar |  |  |  | 1692 Paris Switch Station 345kV |  | 2027-12-18 | [6 empty] | 23INR0486 | SS Completed, FIS Started, No IA | La Frontera Holdings, LLC | NORTH |  | 2023-06-26 | 2022-06-02 | 2022-08-30 |  |  |  |  | No
ERCOT | Brightside Solar Alt POI | [5 empty] | PV |  |  |  | SOL |  |  |  | 50 | [12 empty] | Live Oak |  |  |  | 8156 Charter Substation 138kV |  | 2025-08-14 | [6 empty] | 23INR0487 | SS Completed, FIS Not Started, IA | Brightside Solar, LLC | SOUTH |  |  | 2022-05-16 | 2022-08-05 |  |  |  | 2020-06-11 | Yes |  |  | Not Required
ERCOT | Cartwheel BESS 1 | [5 empty] | BA |  |  |  | OTH |  |  |  | 154.2 | [12 empty] | Hopkins |  |  |  | Tap 345kV 1697 Sulphur Springs Switch – 2464 Cash Switch |  | 2025-07-31 | [6 empty] | 23INR0494 | SS Completed, FIS Completed, IA | Cartwheel BESS, LLC | NORTH |  | 2022-05-20 | 2022-06-02 | 2022-08-30 | 2022-05-10 | 2024-04-12 |  | 2023-11-10 | Yes |  |  |  | 2024-11-04 | 2024-11-04 | 2024-10-30
ERCOT | Cartwheel BESS 2 | [5 empty] | BA |  |  |  | OTH |  |  |  | 156.91 | [12 empty] | Hopkins |  |  |  | Tap 345kV 1697 Sulphur Springs Switch – 2464 Cash Switch |  | 2026-06-15 | [6 empty] | 23INR0495 | SS Completed, FIS Completed, No IA | RWE Renewables | NORTH | COD | 2022-05-20 | 2022-06-02 | 2022-08-30 | 2022-05-10 | 2024-04-12 |  |  | No
ERCOT | San Perlita BESS 1 | [5 empty] | BA |  |  |  | OTH |  |  |  | 150 | [12 empty] | Willacy |  |  |  | 8601 Cebolla 345kV |  | 2025-12-15 | [6 empty] | 23INR0496 | SS Completed, FIS Started, No IA | RWE Renewables | COASTAL |  | 2022-05-20 | 2022-06-02 | 2022-08-29 | 2022-05-10 |  |  |  | No
ERCOT | San Perlita BESS 2 | [5 empty] | BA |  |  |  | OTH |  |  |  | 150 | [12 empty] | Willacy |  |  |  | 8601 Cebolla 345kV |  | 2025-12-15 | [6 empty] | 23INR0497 | SS Completed, FIS Started, No IA | RWE Renewables | COASTAL |  | 2022-05-20 | 2022-06-02 | 2022-08-29 | 2022-05-10 |  |  |  | No
ERCOT | Soda Lake BESS 1 | [5 empty] | BA |  |  |  | OTH |  |  |  | 203.87 | [12 empty] | Crane |  |  |  | 138kV Soda Lake Substation (#76026) |  | 2025-08-31 | [6 empty] | 23INR0501 | SS Completed, FIS Completed, IA | Mendoza Trail BESS, LLC | WEST |  | 2022-08-03 | 2022-09-02 | 2022-11-29 | 2022-08-09 | 2024-10-22 |  | 2018-08-20 | Yes |  |  | Not Required | 2024-11-01 | 2024-11-01 | 2024-11-01
ERCOT | Adelite Storage | [5 empty] | BA |  |  |  | OTH |  |  |  | 231.88 | [12 empty] | Milam |  |  |  | Tap 138kV Thorndale North (bus #3659) – Rookie Switch (bus #3701) |  | 2026-06-30 | [6 empty] | 23INR0502 | SS Completed, FIS Completed, IA | Adelite Storage Project LLC | SOUTH |  | 2022-09-13 | 2022-06-27 | 2022-09-22 | 2022-09-09 | 2024-05-01 |  | 2024-08-27 | No |  |  | Not Required
ERCOT | Ardesia Storage | [5 empty] | BA |  |  |  | OTH |  |  |  | 100 | [12 empty] | Caldwell |  |  |  | Tap 138kV 7325 Mendoza - 7216 Lockhart |  | 2026-08-28 | [6 empty] | 23INR0503 | SS Completed, FIS Started, No IA | Ardesia Storage Project LLC | SOUTH |  | 2022-08-29 | 2022-06-10 | 2022-09-06 | 2022-07-22 |  |  |  | No |  |  | Not Required
ERCOT | Temple II Repower | [5 empty] | CC |  |  |  | GAS |  |  |  | 0 | [12 empty] | Bell |  |  |  | 3413 Knob Creek |  | 2024-09-01 | [6 empty] | 23INR0524 | SS Completed, FIS Completed, IA | Panda Temple Power II | NORTH |  | 2022-08-01 | 2022-08-05 | 2022-11-01 | 2022-07-22 | 2023-01-04 |  | 2012-06-21 | Yes | 2020-06-18 |  | 2023-01-26 | 2023-01-29 | 2023-01-29 | 2023-01-31
ERCOT | Roadrunner Crossing BESS SLF | [5 empty] | BA |  |  |  | OTH |  |  |  | 40 | [12 empty] | Eastland |  |  |  | 68051 Reata 354kV |  | 2026-07-01 | [6 empty] | 23INR0538 | SS Completed, FIS Started, No IA | Roadrunner Crossing BESS | NORTH |  | 2022-10-23 | 2022-11-15 | 2023-02-10 | 2022-10-28 |  |  |  | No |  |  | Not Required
ERCOT | Cascabel Wind 2 | [5 empty] | WT |  |  |  | WIN |  |  |  | 197.75 | [12 empty] | Zapata |  |  |  | 345 kV Rapido Substation (New ETT Substation) tapping the existing 345 kV Line from CENIZO7C (#80225) to DELSOL7C (#80307). |  | 2027-12-01 | [6 empty] | 23INR0561 | SS Completed, FIS Started, No IA | Vaquero Wind Energy, LLC | SOUTH | COD | 2023-03-08 | 2023-03-13 | 2023-06-09 | 2023-02-15 |  |  |  | No |  |  | Not Required
ERCOT | Goodnight Wind II | [5 empty] | WT |  |  |  | WIN |  |  |  | 259.2 | [12 empty] | Armstrong |  |  |  | tap 345kV 23900 Alibates - 23914 Tule Canyon CKT2 |  | 2026-06-27 | [6 empty] | 23INR0637 | SS Completed, FIS Not Started, IA | FGE Goodnight II, LLC | PANHANDLE | COD | 2023-04-28 | 2023-04-19 | 2023-04-19 |  |  | No | 2019-08-18 | Yes | Not Required | Not Required | Not Required | 2023-05-01 | 2023-05-01
ERCOT | Invictus Energy Storage | [5 empty] | BA |  |  |  | OTH |  |  |  | 140.53 | [12 empty] | Coleman |  |  |  | 6390 FIREROCK4A 138kV |  | 2028-05-31 | [6 empty] | 23INR0794 | SS Completed, FIS Started, No IA | Indigo BESS LLC | WEST |  | 2024-06-21 | 2024-01-03 | 2024-03-28 |  |  |  |  | No |  |  | Not Required
ERCOT | Stem Solar | [5 empty] | PV |  |  |  | SOL |  |  |  | 200 | [12 empty] | Swisher |  |  |  | tap 345kV 23914 Tule Canyon - 23912 Ogallala |  | 2025-08-26 | [6 empty] | 24INR0003 | SS Completed, FIS Started, No IA | Innovative Solar 134, LLC | PANHANDLE |  | 2020-12-03 | 2020-02-04 | 2020-04-27 | 2020-10-22 |  |  |  | No |  |  | Not Required
ERCOT | Nockenut Springs Solar 2 | [5 empty] | PV |  |  |  | SOL |  |  |  | 203.26 | [12 empty] | Guadalupe |  |  |  | tap 345kV 5133 Elm Creek - 5915 STP ckt 1 |  | 2027-05-05 | [6 empty] | 24INR0007 | SS Completed, FIS Started, No IA | Pecan Springs Energy, LLC | SOUTH |  | 2020-09-23 | 2020-09-25 | 2020-12-16 | 2020-09-11 |  |  |  | No |  |  | Not Required
ERCOT | Pinnington Solar | [5 empty] | PV |  |  |  | SOL |  |  |  | 653.7 | [12 empty] | Jack |  |  |  | 1506 Long Hollow Switch 345kV |  | 2026-04-30 | [6 empty] | 24INR0010 | SS Completed, FIS Completed, IA | Hecate Energy Longhorn Solar LLC | NORTH | COD | 2020-11-03 | 2020-12-03 | 2021-02-17 | 2020-11-10 | 2024-12-17 |  | 2023-11-02 | Yes |  |  | Not Required | 2023-11-15
ERCOT | Pinnington Storage | [5 empty] | BA |  |  |  | OTH |  |  |  | 508.7 | [12 empty] | Jack |  |  |  | tap both 345kV 1430 Graham - 1436 Parker 345kV lines |  | 2026-04-30 | [6 empty] | 24INR0011 | SS Completed, FIS Completed, No IA | Hecate Energy Longhorn Storage LLC | NORTH | COD | 2020-11-10 | 2020-12-03 | 2021-02-17 | 2020-11-10 | 2023-10-18 |  |  | No
ERCOT | Five Wells Solar | [5 empty] | PV |  |  |  | SOL |  |  |  | 322.82 | [12 empty] | Bell |  |  |  | 3687 Bell Country East 345kV |  | 2024-12-30 | [6 empty] | 24INR0015 | SS Completed, FIS Completed, IA | Five Wells Solar Center LLC | NORTH |  | 2021-02-18 | 2021-02-04 | 2021-04-21 | 2021-01-22 | 2023-03-09 |  | 2022-09-01 | Yes | Not Required | Not Required | Not Required | 2023-03-22 | 2023-04-28 | 2023-04-28 |  |  | 2023-09-14 | 2023-10-11
ERCOT | Percy Farm Solar | [5 empty] | PV |  |  |  | SOL |  |  |  | 198.63 | [12 empty] | Matagorda |  |  |  | Tap 345kV 8123 Blessing - 5915 STP |  | 2028-12-31 | [6 empty] | 24INR0020 | SS Completed, FIS Started, No IA | Percy Farm Solar 1, LLC | COASTAL |  | 2021-08-05 | 2021-03-16 | 2021-06-11 | 2021-07-21 |  | No |  | No | Not Required | Not Required | Not Required
ERCOT | Boxcar Solar | [5 empty] | PV |  |  |  | SOL |  |  |  | 355.82 | [12 empty] | Ellis |  |  |  | Tap 345kV 1907 Venus N - 68091 Navarro |  | 2027-04-01 | [6 empty] | 24INR0022 | SS Completed, FIS Started, No IA | EDF Renewables Development, Inc. | NORTH |  | 2021-03-25 | 2021-03-31 | 2021-06-17 | 2021-03-17 |  |  |  | No |  |  | Not Required
ERCOT | Compadre Solar | [5 empty] | PV |  |  |  | SOL |  |  |  | 406.14 | [12 empty] | Hill |  |  |  | tap 345kV 68090 Sam Switch - 1907 Venus |  | 2024-12-25 | [6 empty] | 24INR0023 | SS Completed, FIS Completed, IA | Hill Solar I, LLC | NORTH |  | 2021-03-29 | 2021-03-16 | 2021-05-28 | 2021-03-08 | 2024-01-31 | No | 2022-11-12 | Yes | Not Required | Not Required | Not Required | 2024-02-01 | 2024-02-01 | 2024-02-01 |  |  | 2024-10-30 | 2024-11-13
ERCOT | Stoneridge Solar | [5 empty] | PV |  |  |  | SOL |  |  |  | 201.6 | [12 empty] | Milam |  |  |  | Tap 345 kV 13429 SANDOW SWITCH - 7040 AUSTROP Beulah Switch to tap above line |  | 2025-04-30 | [6 empty] | 24INR0031 | SS Completed, FIS Completed, IA | Stoneridge Solar, LLC | SOUTH |  | 2022-02-14 | 2021-10-08 | 2022-01-03 | 2022-01-31 | 2024-05-21 | No | 2023-05-15 | Yes | Not Required | Not Required | Not Required | 2024-07-18 | 2024-07-18 | 2024-07-18
ERCOT | PP Jaguar Solar | [5 empty] | PV |  |  |  | SOL |  |  |  | 300 | [12 empty] | McLennan |  |  |  | Tap 345kV 13405 Tradinghouse SES - 68090 Sam Switch |  | 2027-02-11 | [6 empty] | 24INR0038 | SS Completed, FIS Completed, IA | PP Jaguar Solar LLC | NORTH | COD | 2021-07-23 | 2021-03-18 | 2021-06-11 | 2021-07-15 | 2022-08-30 |  | 2022-09-12 | Yes |  |  | Not Required | 2023-08-25 | 2024-01-23
ERCOT | PP Jaguar BESS | [5 empty] | BA |  |  |  | OTH |  |  |  | 314.25 | [12 empty] | McLennan |  |  |  | Tap 345kV 13405 Tradinghouse SES - 68090 Sam Switch |  | 2025-06-30 | [6 empty] | 24INR0039 | SS Completed, FIS Completed, IA | PP Jaguar BESS LLC | NORTH |  | 2021-08-13 | 2021-03-18 | 2021-06-11 | 2021-07-15 | 2024-07-30 |  | 2022-09-12 | Yes |  |  |  | 2023-08-25 | 2024-01-22 | 2024-08-01
ERCOT | Rosebud Solar SLF | [5 empty] | PV |  |  |  | SOL |  |  |  | 130 | [12 empty] | Falls |  |  |  | Tap 69kV 67 BAGGINS - 69 BARCLAY |  | 2028-01-15 | [6 empty] | 24INR0040 | SS Completed, FIS Started, No IA | Rosebud Solar, LLC | NORTH |  | 2022-01-12 | 2021-04-13 | 2021-07-06 | 2022-01-10 |  |  |  | No |  |  | Not Required
ERCOT | Rock N' Roll Solar SLF | [5 empty] | PV |  |  |  | SOL |  |  |  | 151.97 | [12 empty] | Brazoria |  |  |  | tap 138kV 44600 Rosharon - 44531 Winmil |  | 2026-07-31 | [6 empty] | 24INR0041 | SS Completed, FIS Started, No IA | Rock N Roll Solar | COASTAL |  | 2022-02-10 | 2021-05-10 | 2021-07-30 | 2022-01-20 |  | No |  | No | Not Required | Not Required | Not Required
ERCOT | Yaupon Solar SLF | [5 empty] | PV |  |  |  | SOL |  |  |  | 204.08 | [12 empty] | Milam |  |  |  | Tap 345 kV Gibson Switch (3706) – TNP One (39950) |  | 2026-06-15 | [6 empty] | 24INR0042 | SS Completed, FIS Started, IA | Yaupon Solar, LLC | SOUTH |  | 2021-12-07 | 2021-03-30 | 2021-06-17 | 2021-11-23 |  |  | 2023-09-28 | Yes |  |  | Not Required
ERCOT | Miller's Branch II | [5 empty] | PV |  |  |  | SOL |  |  |  | 200 | [12 empty] | Haskell |  |  |  | Tap 345kV 60703 Gauss - 60514 Clear Crossing (60712 QUASAR) |  | 2026-04-01 | [6 empty] | 24INR0044 | SS Completed, FIS Started, No IA | Miller's Branch Solar, LLC | WEST |  | 2021-11-02 | 2021-11-04 | 2020-03-06 | 2021-11-04 |  |  |  | No |  |  | Not Required
ERCOT | Pradera Solar | [5 empty] | PV |  |  |  | SOL |  |  |  | 118 | [12 empty] | Webb |  |  |  | tap 345 kV Lobo (80219) - Fowlerton (5709) |  | 2024-10-31 | [6 empty] | 24INR0056 | SS Completed, FIS Started, No IA | Pradera Solar, LLC | SOUTH |  | 2021-06-02 | 2021-07-08 | 2021-09-28 | 2021-06-23 |  |  |  | No |  |  | Not Required
ERCOT | Hanson Storage | [5 empty] | BA |  |  |  | OTH |  |  |  | 101.39 | [12 empty] | Coleman |  |  |  | tap 345kV 1444 Brown - 11406 Central Bluff |  | 2027-04-17 | [6 empty] | 24INR0057 | SS Completed, FIS Started, IA | Hanson Solar, LLC | WEST |  | 2021-08-23 | 2021-06-21 | 2021-09-08 | 2021-08-19 |  |  | 2023-09-20 | No |  |  | Not Required
ERCOT | Briggs Storage | [5 empty] | BA |  |  |  | OTH |  |  |  | 70.39 | [12 empty] | Haskell |  |  |  | tap 345kV 60515 Clear Crossing - 60507 Pendulo |  | 2027-09-15 | [6 empty] | 24INR0058 | SS Completed, FIS Started, No IA | Briggs Solar, LLC | WEST |  | 2022-03-18 | 2021-05-31 | 2021-08-18 | 2022-03-04 |  |  |  | No
ERCOT | Cuchillas Solar | [5 empty] | PV |  |  |  | SOL |  |  |  | 305.6 | [12 empty] | Webb |  |  |  | 80219 Lobo 345kV |  | 2026-05-01 | [6 empty] | 24INR0059 | SS Completed, FIS Started, IA | Gransolar Texas Two, LLC | SOUTH |  | 2022-02-24 | 2021-06-02 | 2021-08-18 | 2022-02-11 |  | No | 2023-06-20 | Yes |  |  | Not Required
ERCOT | Eighteenmile Solar SLF | [5 empty] | PV |  |  |  | SOL |  |  |  | 153.06 | [12 empty] | Goliad |  |  |  | Tap 138kV 5730 Four Corners - 5728 Choate |  | 2026-12-01 | [6 empty] | 24INR0061 | SS Completed, FIS Started, No IA | Weser Solar, LLC | SOUTH | COD | 2021-09-02 | 2021-08-18 | 2021-11-05 | 2021-08-24 |  |  |  | No |  |  | Not Required
ERCOT | Eighteenmile Storage SLF | [5 empty] | BA |  |  |  | OTH |  |  |  | 0 | [12 empty] | Goliad |  |  |  | Tap 5730 Four Corners to 5728 Choate 138 kV |  | 2026-12-01 | [6 empty] | 24INR0062 | SS Completed, FIS Started, No IA | Weser Solar, LLC | SOUTH | COD | 2022-01-12 | 2021-12-29 | 2022-02-08 | 2022-01-07 |  |  |  | No
ERCOT | Keys Hollow Solar Phase II SLF | [5 empty] | PV |  |  |  | SOL |  |  |  | 204.08 | [12 empty] | Goliad |  |  |  | 345kV Tap 8164 Coleto Creek - 8673 RAPTOR7A |  | 2028-03-10 | [6 empty] | 24INR0065 | SS Completed, FIS Started, IA | Keys Hollow Solar, LLC | SOUTH |  | 2021-08-25 | 2021-06-17 | 2021-09-01 | 2021-07-29 |  | No | 2024-10-29 | No | Not Required | Not Required | Not Required
ERCOT | Keys Hollow Storage Phase II SLF | [5 empty] | BA |  |  |  | OTH |  |  |  | 0 | [12 empty] | Goliad |  |  |  | 345kV Tap 8164 Coleto Creek - 8673 RAPTOR7A |  | 2028-03-10 | [6 empty] | 24INR0066 | SS Completed, FIS Started, IA | Keys Hollow Solar, LLC | SOUTH |  | 2022-01-20 | 2021-06-17 | 2021-09-01 | 2022-01-10 |  | No | 2024-10-29 | No | Not Required | Not Required
ERCOT | KEYS HOLLOW SOLAR SLF | [5 empty] | PV |  |  |  | SOL |  |  |  | 204.08 | [12 empty] | Goliad |  |  |  | TAP 345 KV LINE FROM COLETO 8164 - RAPTOR7A 8673 |  | 2028-03-10 | [6 empty] | 24INR0067 | SS Completed, FIS Started, IA | Keys Hollow Solar, LLC | SOUTH |  | 2022-03-10 | 2021-06-17 | 2021-09-01 | 2022-03-04 |  | No | 2024-10-29 | No |  |  | Not Required
ERCOT | KEYS HOLLOW STORAGE SLF | [5 empty] | BA |  |  |  | OTH |  |  |  | 0 | [12 empty] | Goliad |  |  |  | TAP 345 KV LINE FROM COLETO 8164 - RAPTOR7A 8673 |  | 2028-03-10 | [6 empty] | 24INR0068 | SS Completed, FIS Started, IA | Keys Hollow Solar, LLC | SOUTH |  | 2022-03-10 | 2021-06-17 | 2021-09-01 | 2022-03-04 |  | No | 2024-10-29 | No
ERCOT | Triple B Solar Alt#2 | [5 empty] | PV |  |  |  | SOL |  |  |  | 150 | [12 empty] | Lampasas |  |  |  | Tap 138kV 7066 Adamsville - 7064 Lampasas |  | 2027-07-01 | [6 empty] | 24INR0069 | SS Completed, FIS Started, No IA | Triple B Solar LLC | NORTH |  | 2021-12-15 | 2021-06-10 | 2021-09-01 | 2021-11-15 |  |  |  | No |  |  | Not Required
ERCOT | Sypert Branch Solar Project | [5 empty] | PV |  |  |  | SOL |  |  |  | 261.15 | [12 empty] | Milam |  |  |  | Tap 345kV #3751 Scooter Switch - #3687 Bell County East Switch Ckt 2 |  | 2026-01-31 | [6 empty] | 24INR0070 | SS Completed, FIS Completed, IA | Sypert Branch Solar LLC | SOUTH |  | 2022-05-10 | 2021-09-21 | 2021-12-06 | 2022-04-28 | 2024-10-31 | No | 2023-10-12 | Yes | Not Required | Not Required | Not Required | 2023-10-18
ERCOT | Hyacinth Storage | [5 empty] | BA |  |  |  | OTH |  |  |  | 103.05 | [12 empty] | Harris |  |  |  | 46500 Tomball 345 kV |  | 2030-12-25 | [6 empty] | 24INR0073 | SS Completed, FIS Started, No IA | Hyacinth Storage, LLC | HOUSTON |  | 2022-04-02 | 2021-07-02 | 2021-09-22 | 2022-03-21 |  |  |  | No
ERCOT | Quarter Ranch Solar | [5 empty] | PV |  |  |  | SOL |  |  |  | 154.12 | [12 empty] | Zapata |  |  |  | 80223 Cenizo Substation 345kV |  | 2026-09-30 | [6 empty] | 24INR0077 | SS Completed, FIS Started, No IA | Gransolar Texas Three LLC | SOUTH |  | 2022-03-28 | 2021-07-13 | 2021-09-28 | 2022-03-23 |  | No |  | No |  |  | Not Required
ERCOT | Apogee Wind II | [5 empty] | WT |  |  |  | WIN |  |  |  | 47.25 | [12 empty] | Throckmorton |  |  |  | 60791 Perigee Substation 345kV |  | 2026-03-31 | [6 empty] | 24INR0078 | SS Completed, FIS Started, No IA | King Creek Wind Farm 3, LLC | WEST |  | 2021-12-29 | 2021-07-13 | 2021-09-20 | 2021-12-14 |  |  |  | No |  |  | Not Required
ERCOT | Boxcar Solar 2 | [5 empty] | PV |  |  |  | SOL |  |  |  | 251.3 | [12 empty] | Ellis |  |  |  | Tap 345 kV 1907 Venus N - 68091 Navarro |  | 2027-09-30 | [6 empty] | 24INR0079 | SS Completed, FIS Started, No IA | EDF Renewables Development, Inc. | NORTH |  | 2022-06-07 | 2021-07-13 | 2021-09-28 | 2022-05-23 |  | Yes |  | No |  |  | Not Required
ERCOT | SANJAC BESS | [5 empty] | BA |  |  |  | OTH |  |  |  | 202.37 | [12 empty] | Harris |  |  |  | 40270 Riverside 138kV |  | 2027-04-04 | [6 empty] | 24INR0081 | SS Completed, FIS Started, No IA | Castleman Power | HOUSTON |  | 2021-07-08 | 2021-07-08 | 2021-09-28 | 2021-07-08 |  |  |  | No
ERCOT | Pisgah Ridge Solar 2 | [5 empty] | PV |  |  |  | SOL |  |  |  | 101.89 | [12 empty] | Navarro |  |  |  | Tap 345kV 68091 Navarro - 46020 Limestone |  | 2026-12-01 | [6 empty] | 24INR0086 | SS Completed, FIS Started, No IA | Pisgah Ridge Solar 2, LLC | NORTH |  | 2021-09-07 | 2021-07-14 | 2021-10-07 | 2021-08-25 |  | No |  | No | Not Required | Not Required | Not Required
ERCOT | Pisgah Ridge Storage 3 | [5 empty] | BA |  |  |  | OTH |  |  |  | 101.36 | [12 empty] | Navarro |  |  |  | Tap 345kV 68091 Navarro - 46020 Limestone |  | 2026-12-01 | [6 empty] | 24INR0087 | SS Completed, FIS Started, No IA | Pisgah Ridge 3, LLC | NORTH |  | 2021-09-07 | 2021-07-14 | 2021-10-07 | 2021-08-25 |  | No |  | No | Not Required | Not Required
ERCOT | Tres Margaritas Solar | [5 empty] | PV |  |  |  | SOL |  |  |  | 60.95 | [12 empty] | Dimmit |  |  |  | Tap 138kV 8613 Big Wells – 8212 Dilley Switching Station |  | 2026-06-30 | [6 empty] | 24INR0088 | SS Completed, FIS Started, No IA | Gransolar Texas Six, LLC | SOUTH |  | 2022-03-08 | 2021-07-13 | 2021-10-08 | 2022-02-21 |  | No |  | No |  |  | Not Required
ERCOT | BRP Springbok Solar | [5 empty] | PV |  |  |  | SOL |  |  |  | 202.39 | [12 empty] | Hale |  |  |  | 23920 Blackwater Draw Switching Station 345kV |  | 2027-12-01 | [6 empty] | 24INR0091 | SS Completed, FIS Started, No IA | Antelope Solar LLC | PANHANDLE |  | 2021-08-25 | 2021-08-25 | 2021-11-17 | 2021-08-02 |  | No |  | No | Not Required | Not Required | Not Required
ERCOT | Oriana Solar | [5 empty] | PV |  |  |  | SOL |  |  |  | 181 | [12 empty] | Victoria |  |  |  | Tap 138kV 5502 Rayburn - 5584 Vanderbilt |  | 2025-04-06 | [6 empty] | 24INR0093 | SS Completed, FIS Completed, IA | Oriana Solar LLC | SOUTH |  | 2021-08-25 | 2021-08-25 | 2021-11-17 | 2021-08-13 | 2024-07-30 |  | 2023-02-27 | Yes | Not Required | Not Required | Not Required | 2024-07-25 | 2024-08-01 | 2024-08-01
ERCOT | Dovetail Solar 1 | [5 empty] | PV |  |  |  | SOL |  |  |  | 666.1 | [12 empty] | Jack |  |  |  | Tap 345 KV 1421 Willow Creek - 60515 Clear Crossing Ckt 2 |  | 2027-04-15 | [6 empty] | 24INR0094 | SS Completed, FIS Started, No IA | Hecate Energy Dovetail Solar 1 LLC | NORTH |  | 2022-06-23 | 2021-09-21 | 2021-12-09 | 2022-06-06 |  |  |  | No | Not Required | Not Required | Not Required
ERCOT | Dovetail Solar 2 | [5 empty] | PV |  |  |  | SOL |  |  |  | 666.1 | [12 empty] | Jack |  |  |  | Tap 345 KV 1421 Willow Creek - 60515 Clear Crossing |  | 2028-03-31 | [6 empty] | 24INR0095 | SS Completed, FIS Started, No IA | Hecate Energy Dovetail Solar 2 LLC | NORTH |  | 2022-07-29 | 2021-10-26 | 2022-01-21 | 2022-07-15 |  |  |  | No |  |  | Not Required
ERCOT | BRP Volga BESS | [5 empty] | BA |  |  |  | OTH |  |  |  | 174.63 | [12 empty] | Dallas |  |  |  | 138 kV Seagoville Switch Substation (#2434; ONCOR) |  | 2027-12-01 | [6 empty] | 24INR0096 | SS Completed, FIS Started, No IA | BRP Volga BESS LLC | NORTH |  | 2021-12-13 | 2021-12-20 | 2022-03-16 | 2021-12-03 |  | No |  | No | Not Required | Not Required
ERCOT | Dovetail Solar 3 | [5 empty] | PV |  |  |  | SOL |  |  |  | 666.1 | [12 empty] | Jack |  |  |  | Tap 345kV 1421 Willow Creek – 11523 THOMPRIC |  | 2028-12-29 | [6 empty] | 24INR0097 | SS Completed, FIS Started, No IA | Hecate Energy Dovetail Solar Holdings LLC | NORTH |  | 2022-08-29 | 2021-12-13 | 2022-02-08 | 2022-08-06 |  |  |  | No |  |  | Not Required
ERCOT | Dovetail Storage | [5 empty] | BA |  |  |  | OTH |  |  |  | 508.7 | [12 empty] | Jack |  |  |  | Tap 345 KV 1421 Willow Creek-60515 Clear Crossing CKT#2 |  | 2027-04-15 | [6 empty] | 24INR0098 | SS Completed, FIS Started, No IA | Hecate Energy Dovetail Storage LLC | NORTH |  | 2022-06-20 | 2021-09-28 | 2021-12-03 | 2022-05-31 |  |  |  | No
ERCOT | Two Rivers Solar | [5 empty] | PV |  |  |  | SOL |  |  |  | 219.35 | [12 empty] | Milam |  |  |  | Tap 138kV 64 Milano – 32 Robertson |  | 2027-05-10 | [6 empty] | 24INR0099 | SS Completed, FIS Completed, No IA | Two Rivers Solar, LLC | SOUTH |  | 2021-07-27 | 2021-07-27 | 2021-10-21 | 2021-07-22 | 2024-08-15 | No |  | No | Not Required | Not Required | Not Required
ERCOT | Lampe Solar | [5 empty] | PV |  |  |  | SOL |  |  |  | 60.24 | [12 empty] | Washington |  |  |  | Tap 138 kV 7572 Gay Hill - 7573 Lyons |  | 2027-12-26 | [6 empty] | 24INR0101 | SS Completed, FIS Started, No IA | Gransolar Texas Seven LLC | SOUTH |  | 2022-04-27 | 2021-08-03 | 2021-10-18 | 2022-04-14 |  | No |  | No |  |  | Not Required
ERCOT | Val Vista Grid BESS 2 | [5 empty] | BA |  |  |  | OTH |  |  |  | 210.56 | [12 empty] | Hidalgo |  |  |  | Tap 345kV 8383 North Edinburg - 80137 Stewart Road |  | 2028-06-01 | [6 empty] | 24INR0102 | SS Completed, FIS Started, No IA | Val Vista Grid, LLC | SOUTH | MW Size | 2021-09-30 | 2021-10-01 | 2021-12-09 | 2021-10-01 |  |  |  | No | Not Required | Not Required
ERCOT | Opuntia Solar SLF | [5 empty] | PV |  |  |  | SOL |  |  |  | 102.04 | [12 empty] | Refugio |  |  |  | tap 138kV 5607 Warburton - 8912 Medio Creek |  | 2028-03-10 | [6 empty] | 24INR0103 | SS Completed, FIS Started, No IA | Opuntia Solar, LLC | COASTAL |  | 2021-08-24 | 2021-08-24 | 2021-11-16 | 2021-08-09 |  |  |  | No | Not Required | Not Required | Not Required
ERCOT | Braswell Solar | [5 empty] | PV |  |  |  | SOL |  |  |  | 42.6 | [12 empty] | McLennan |  |  |  | Tap 69kV 147 Lorena - 3580 Eddy Substation (Will be converted to 138kV line before 3/14/25 per TSP) |  | 2026-05-30 | [6 empty] | 24INR0104 | SS Completed, FIS Started, No IA | Gransolar Texas Nine, LLC | NORTH |  | 2022-04-20 | 2021-08-30 | 2021-11-18 | 2022-04-08 |  | No |  | No | Not Required | Not Required | Not Required
ERCOT | Payne Battlecreek | [5 empty] | PV |  |  |  | SOL |  |  |  | 84.99 | [12 empty] | Hill |  |  |  | tap 138kV 213 Haney - 3515 Hubbard |  | 2026-05-15 | [6 empty] | 24INR0106 | SS Completed, FIS Completed, IA | Gransolar Texas Ten, LLC | NORTH |  | 2022-03-23 | 2021-08-12 | 2021-10-29 | 2022-03-10 | 2023-04-17 | No | 2024-02-23 | No | Not Required | Not Required | Not Required
ERCOT | Louisa Energy Storage | [5 empty] | BA |  |  |  | OTH |  |  |  | 102.77 | [12 empty] | Bexar |  |  |  | 138 kV Helotes (#5200) |  | 2026-05-01 | [6 empty] | 24INR0108 | SS Completed, FIS Completed, No IA | Viridity Energy Solutions Inc. | SOUTH |  | 2021-11-16 | 2021-11-16 | 2022-01-17 | 2021-11-08 | 2023-07-10 | No |  | No | Not Required | Not Required
ERCOT | Oriana BESS | [5 empty] | BA |  |  |  | OTH |  |  |  | 60.3 | [12 empty] | Victoria |  |  |  | Tap 138kV 5502 Rayburn - 5584 Vanderbilt |  | 2026-06-15 | [6 empty] | 24INR0109 | SS Completed, FIS Started, IA | Oriana Solar LLC | SOUTH |  | 2022-02-24 | 2021-08-25 | 2021-11-17 | 2022-02-14 |  |  | 2023-02-27 | Yes | Not Required | Not Required | Not Required | 2023-08-25
ERCOT | Kildare | [5 empty] | PV |  |  |  | SOL |  |  |  | 70 | [12 empty] | Jackson |  |  |  | 5524 Cordele 69 Sub 69 kV |  | 2026-09-30 | [6 empty] | 24INR0110 | SS Completed, FIS Completed, No IA | Galsol, LLC | SOUTH |  | 2022-01-19 | 2022-01-28 | 2022-04-26 | 2022-01-18 | 2023-12-06 |  |  | No |  |  | Not Required
ERCOT | BRP Triton BESS | [5 empty] | BA |  |  |  | OTH |  |  |  | 205.36 | [12 empty] | Comanche |  |  |  | 138 kV Comanche Switch Substation (#1441) |  | 2026-12-01 | [6 empty] | 24INR0111 | SS Completed, FIS Started, No IA | BRP Triton BESS LLC | NORTH |  | 2021-10-18 | 2021-10-18 | 2022-01-12 | 2021-10-08 |  |  |  | No | Not Required | Not Required
ERCOT | Aster Solar | [5 empty] | PV |  |  |  | SOL |  |  |  | 203.52 | [12 empty] | Guadalupe |  |  |  | 7042 Zorn 345kV |  | 2026-10-15 | [6 empty] | 24INR0115 | SS Completed, FIS Started, No IA | Aster Solar | SOUTH |  | 2022-06-16 | 2021-09-21 | 2021-12-09 | 2022-05-24 |  |  |  | No |  |  | Not Required
ERCOT | Hart Wind 2 | [5 empty] | WT |  |  |  | WIN |  |  |  | 163.4 | [12 empty] | Castro |  |  |  | Tap 345kV 23912 OGALLALA - 23920 BLACKWATER DRAW SWITCH |  | 2025-11-01 | [6 empty] | 24INR0116 | SS Completed, FIS Completed, IA | Hart Wind, LLC | PANHANDLE | MW Size | 2022-05-20 | 2021-10-21 | 2022-01-17 | 2022-05-06 | 2023-11-13 |  | 2023-10-06 | Yes |  |  | Not Required | 2024-10-31 | 2024-12-12 | 2024-12-11
ERCOT | Utley Solar | [5 empty] | PV |  |  |  | SOL |  |  |  | 221.78 | [12 empty] | Freestone |  |  |  | Tap 345kV 3381 Big Brown Switch - 3391 Jewett |  | 2027-09-30 | [6 empty] | 24INR0117 | SS Completed, FIS Started, No IA | Palmera Solar Development LLC | NORTH |  | 2022-03-23 | 2021-09-07 | 2021-11-29 | 2022-03-09 |  |  |  | No |  |  | Not Required
ERCOT | Possum Kingdom Solar | [5 empty] | PV |  |  |  | SOL |  |  |  | 262.22 | [12 empty] | Jack |  |  |  | Tap 345kV 1421 Willow Creek Switch – 11523 Thomas Price |  | 2027-10-29 | [6 empty] | 24INR0118 | SS Completed, FIS Started, No IA | PK Solar, LLC | NORTH |  | 2022-06-02 | 2021-09-13 | 2021-11-29 | 2022-05-23 |  | No |  | No | Not Required | Not Required | Not Required |  |  |  | 2025-05-01 | 2026-05-08
ERCOT | Eytcheson Ranches Solar | [5 empty] | PV |  |  |  | SOL |  |  |  | 76.42 | [12 empty] | Navarro |  |  |  | Tap 69kV 186 Navarro Mills – 107 Prairie Hill |  | 2028-01-01 | [6 empty] | 24INR0120 | SS Completed, FIS Started, No IA | Gransolar Texas Fourteen, LLC | NORTH |  | 2022-05-31 | 2021-09-14 | 2021-11-29 | 2022-05-26 |  | No |  | No |  |  | Not Required
ERCOT | PHOTO BESS 1 | [5 empty] | BA |  |  |  | OTH |  |  |  | 75 | [12 empty] | Uvalde |  |  |  | 5885 Downie 138kV |  | 2026-09-01 | [6 empty] | 24INR0121 | SS Completed, FIS Started, No IA | CED Development Inc. | SOUTH |  | 2022-05-31 | 2021-10-29 | 2021-12-08 | 2022-05-13 |  |  |  | No
ERCOT | PHOTO BESS 2 | [5 empty] | BA |  |  |  | OTH |  |  |  | 150 | [12 empty] | Uvalde |  |  |  | 5885 Downie 138kV |  | 2026-09-01 | [6 empty] | 24INR0122 | SS Completed, FIS Started, No IA | CED Development Inc. | SOUTH |  | 2022-05-31 | 2021-10-29 | 2021-12-08 | 2022-05-13 |  |  |  | No
ERCOT | High Noon Solar | [5 empty] | PV |  |  |  | SOL |  |  |  | 182 | [12 empty] | Hill |  |  |  | Tap 138kV 445 Yates - 444 Covington |  | 2027-12-01 | [6 empty] | 24INR0124 | SS Completed, FIS Started, IA | High Noon Solar Project, LLC | NORTH |  | 2021-11-02 | 2021-11-03 | 2021-12-29 | 2021-11-02 |  |  | 2024-05-03 | Yes |  |  | Not Required
ERCOT | Grasshopper Solar | [5 empty] | PV |  |  |  | SOL |  |  |  | 407.68 | [12 empty] | Haskell |  |  |  | Smoky Hill 345kV Sub (Bus #6104) Locational coordinates : 33.34414; 99.624637 |  | 2028-10-01 | [6 empty] | 24INR0125 | SS Completed, FIS Started, No IA | Grasshopper Solar LLC | WEST |  | 2021-09-28 | 2021-09-28 | 2021-12-09 | 2021-09-22 |  |  |  | No |  |  | Not Required
ERCOT | High Noon Storage | [5 empty] | BA |  |  |  | OTH |  |  |  | 94 | [12 empty] | Hill |  |  |  | Tap 138kV 445 Yates - 444 Covington |  | 2027-12-01 | [6 empty] | 24INR0126 | SS Completed, FIS Started, IA | High Noon Solar Project, LLC | NORTH |  | 2021-11-02 | 2021-11-03 | 2021-12-29 | 2021-11-02 |  |  | 2024-05-08 | Yes
ERCOT | Naduah Solar | [5 empty] | PV |  |  |  | SOL |  |  |  | 102.3 | [12 empty] | Limestone |  |  |  | Tap 69kV Ben Hur (99) - Prairie Hill (107) |  | 2026-06-15 | [6 empty] | 24INR0127 | SS Completed, FIS Completed, No IA | Gransolar Texas Fifteen, LLC | NORTH |  | 2022-06-17 | 2021-09-27 | 2021-12-09 | 2022-06-06 | 2024-08-02 | No |  | No |  |  | Not Required
ERCOT | Desna BESS | [5 empty] | BA |  |  |  | OTH |  |  |  | 205.46 | [12 empty] | Brazoria |  |  |  | 39703 TNP FM524 138kV |  | 2025-06-01 | [6 empty] | 24INR0128 | SS Completed, FIS Completed, IA | BRP Desna BESS LLC | COASTAL |  | 2021-12-05 | 2021-12-15 | 2022-03-11 | 2021-11-29 | 2024-08-01 |  | 2023-09-15 | Yes | Not Required | Not Required | Not Required | 2024-10-30 | 2024-10-30 | 2024-10-30
ERCOT | BRP Artemis BESS | [5 empty] | BA |  |  |  | OTH |  |  |  | 411.32 | [12 empty] | Grimes |  |  |  | 40600 Roans Prairie Substation 345kV |  | 2028-12-01 | [6 empty] | 24INR0130 | SS Completed, FIS Started, No IA | BRP Artemis BESS LLC | NORTH | COD | 2021-12-15 | 2021-12-20 | 2022-03-16 | 2021-12-03 |  | No |  | No
ERCOT | Zelus BESS | [5 empty] | BA |  |  |  | OTH |  |  |  | 201.03 | [12 empty] | Zapata |  |  |  | the 138 kV Zapata Substation (#8299; AEP) |  | 2027-12-01 | [6 empty] | 24INR0131 | SS Completed, FIS Started, No IA | BRP Zelus BESS LLC | SOUTH |  | 2021-12-15 | 2021-12-20 | 2022-03-16 | 2021-12-03 |  |  |  | No |  |  | Not Required
ERCOT | Bowhead Solar | [5 empty] | PV |  |  |  | SOL |  |  |  | 165 | [12 empty] | Kleberg |  |  |  | Tap 138kV 8519 Kleberg – 8518 Kingsville |  | 2026-01-15 | [6 empty] | 24INR0132 | SS Completed, FIS Started, No IA | Baffin Bay Solar, LLC | COASTAL |  | 2022-08-30 | 2021-11-16 | 2022-02-12 | 2022-08-09 |  |  |  | No |  |  | Not Required
ERCOT | BRP Hestia BESS | [5 empty] | BA |  |  |  | OTH |  |  |  | 29.05 | [12 empty] | Edwards |  |  |  | the 69 kV Rock Springs Substation (#78238, LCRA) |  | 2028-12-01 | [6 empty] | 24INR0133 | SS Completed, FIS Started, No IA | BRP Hestia BESS LLC | SOUTH |  | 2021-12-28 | 2021-12-29 | 2022-03-25 | 2021-12-28 |  |  |  | No
ERCOT | BRP Hemera BESS | [5 empty] | BA |  |  |  | OTH |  |  |  | 206.96 | [12 empty] | Deaf Smith |  |  |  | 345 kV Deaf Smith Substation (#23908, Oncor) |  | 2026-07-01 | [6 empty] | 24INR0134 | SS Completed, FIS Started, No IA | BRP Hemera BESS LLC | PANHANDLE |  | 2021-12-20 | 2021-12-29 | 2022-03-25 | 2021-12-14 |  |  |  | No
ERCOT | BRP Mekong BESS | [5 empty] | BA |  |  |  | OTH |  |  |  | 413.74 | [12 empty] | Robertson |  |  |  | Tap 345 kV line from Twin Oak Switch (#3400) to TPN One Plant Switchyard (#39950) |  | 2027-12-01 | [6 empty] | 24INR0135 | SS Completed, FIS Completed, No IA | BRP Mekong BESS LLC | NORTH |  | 2021-12-15 | 2021-12-20 | 2022-03-16 | 2021-12-03 | 2024-04-15 |  |  | No
ERCOT | Eagle Springs Storage | [5 empty] | BA |  |  |  | OTH |  |  |  | 55.1 | [12 empty] | Delta |  |  |  | Tap Lake Creek Substation (#6835) – Enloe Switching station (#6834) 138 kV Line |  | 2025-12-31 | [6 empty] | 24INR0136 | SS Completed, FIS Started, No IA | Eagle Springs Solar, LLC | NORTH |  | 2022-06-20 | 2021-10-18 | 2022-01-12 | 2022-06-13 |  | No |  | No
ERCOT | Eagle Springs Solar | [5 empty] | PV |  |  |  | SOL |  |  |  | 110.1 | [12 empty] | Delta |  |  |  | Tap Lake Creek Substation (#6835) – Enloe Switching station (#6834) 138 kV Line |  | 2025-12-31 | [6 empty] | 24INR0137 | SS Completed, FIS Started, No IA | Eagle Springs Solar, LLC | NORTH |  | 2022-06-20 | 2021-10-18 | 2022-01-12 | 2022-06-13 |  | No |  | No |  |  | Not Required
ERCOT | Midpoint Storage | [5 empty] | BA |  |  |  | OTH |  |  |  | 50.9 | [12 empty] | Hill |  |  |  | 138 KV Tap #3518 BLUM to #237 Blanton |  | 2025-08-30 | [6 empty] | 24INR0138 | SS Completed, FIS Completed, IA | Midpoint Solar, LLC | NORTH |  | 2022-05-24 | 2021-10-15 | 2022-01-04 | 2022-05-11 | 2024-10-31 | No | 2023-10-31 | Yes | Not Required | Not Required | Not Required | 2023-11-13 | 2024-11-01 | 2024-11-01
ERCOT | Midpoint Solar | [5 empty] | PV |  |  |  | SOL |  |  |  | 98.3 | [12 empty] | Hill |  |  |  | 138 KV Tap #3518 BLUM to #237 Blanton |  | 2025-08-30 | [6 empty] | 24INR0139 | SS Completed, FIS Completed, IA | Midpoint Solar, LLC | NORTH |  | 2022-05-18 | 2021-10-15 | 2022-01-04 | 2022-05-04 | 2024-10-31 | No | 2023-10-31 | Yes | Not Required | Not Required | Not Required | 2023-11-13 | 2024-11-01 | 2024-11-01
ERCOT | Gaia Storage | [5 empty] | BA |  |  |  | OTH |  |  |  | 76.83 | [12 empty] | Navarro |  |  |  | Tap 138kV 3127 Trinidad SES - 3454 Montfort Switch |  | 2025-12-23 | [6 empty] | 24INR0140 | SS Completed, FIS Started, IA | Gaia Solar, LLC | NORTH | COD | 2022-05-23 | 2021-12-29 | 2022-03-23 | 2022-05-11 |  | No | 2023-11-08 | Yes | Not Required | Not Required | Not Required | 2023-11-15
ERCOT | Gaia Solar | [5 empty] | PV |  |  |  | SOL |  |  |  | 152.65 | [12 empty] | Navarro |  |  |  | Tap 138kV 3127 Trinidad SES - 3454 Montfort Switch |  | 2025-12-23 | [6 empty] | 24INR0141 | SS Completed, FIS Started, IA | Gaia Solar, LLC | NORTH | COD | 2022-05-23 | 2021-12-29 | 2022-03-23 | 2022-05-11 |  | No | 2023-11-08 | Yes | Not Required | Not Required | Not Required | 2023-11-15
ERCOT | De Los Santos | [5 empty] | BA |  |  |  | OTH |  |  |  | 200.97 | [12 empty] | Maverick |  |  |  | 78015 Rosita Creek Substation 138kV |  | 2027-12-01 | [6 empty] | 24INR0142 | SS Completed, FIS Started, No IA | BRP De Los Santos BESS LLC | SOUTH |  | 2022-02-09 | 2022-05-10 | 2022-08-05 | 2022-04-18 |  |  |  | No | Not Required | Not Required
ERCOT | Calpine Guadalupe Peakers | [5 empty] | GT |  |  |  | GAS |  |  |  | 450 | [12 empty] | Guadalupe |  |  |  | 7044 Marion 345kV |  | 2027-05-23 | [6 empty] | 24INR0145 | SS Completed, FIS Started, No IA | Guadalupe Peaking Energy Center, LLC | SOUTH |  | 2021-10-26 | 2021-11-15 | 2022-02-11 | 2021-10-18 |  |  |  | No
ERCOT | Lupinus Solar 1 | [5 empty] | PV |  |  |  | SOL |  |  |  | 164.86 | [12 empty] | Franklin |  |  |  | Tap 345 kV 11699 Woodard Switch - 1695 Monticello SES |  | 2026-09-21 | [6 empty] | 24INR0150 | SS Completed, FIS Completed, No IA | Lupinus Solar, LLC | NORTH |  | 2022-05-23 | 2021-12-08 | 2022-03-04 | 2022-05-11 | 2024-07-12 | No |  | No |  |  | Not Required
ERCOT | Lupinus Storage 1 | [5 empty] | BA |  |  |  | OTH |  |  |  | 82.97 | [12 empty] | Franklin |  |  |  | Tap 345 kV 11699 Woodard Switch - 1695 Monticello SES |  | 2026-09-21 | [6 empty] | 24INR0153 | SS Completed, FIS Completed, No IA | Lupinus Solar, LLC | NORTH |  | 2022-05-23 | 2021-12-13 | 2022-03-10 | 2022-05-11 | 2024-07-12 | No |  | No
ERCOT | Lupinus Solar 2 | [5 empty] | PV |  |  |  | SOL |  |  |  | 244.24 | [12 empty] | Franklin |  |  |  | 1794 Monticello Tap Substation 138 kV |  | 2026-09-21 | [6 empty] | 24INR0154 | SS Completed, FIS Completed, No IA | Lupinus Solar 2, LLC | NORTH |  | 2022-05-23 | 2021-12-13 | 2022-03-10 | 2022-05-11 | 2024-06-26 | No |  | No | Not Required | Not Required | Not Required
ERCOT | Lupinus Storage 2 | [5 empty] | BA |  |  |  | OTH |  |  |  | 122.92 | [12 empty] | Franklin |  |  |  | 1794 Monticello Tap Substation 138 kV |  | 2026-09-21 | [6 empty] | 24INR0155 | SS Completed, FIS Completed, No IA | Lupinus Solar 2, LLC | NORTH |  | 2022-06-03 | 2021-12-13 | 2022-03-10 | 2022-05-11 | 2024-06-26 | No |  | No
ERCOT | Moonstone Solar Project | [5 empty] | PV |  |  |  | SOL |  |  |  | 145.81 | [12 empty] | Wilson |  |  |  | Tap 138kV Eagle Creek (5132) to Floresville (5155) |  | 2026-03-31 | [6 empty] | 24INR0156 | SS Completed, FIS Completed, No IA | Ignis TX Solar One LLC | SOUTH |  | 2022-06-20 | 2021-10-27 | 2022-01-24 | 2022-06-07 | 2024-01-18 |  |  | No |  |  | Not Required
ERCOT | Merope BESS | [5 empty] | BA |  |  |  | OTH |  |  |  | 401.92 | [12 empty] | Comanche |  |  |  | 345 kV Corn Trail Switch Substation (#11441) |  | 2028-03-01 | [6 empty] | 24INR0157 | SS Completed, FIS Started, No IA | BRP Merope BESS LLC | NORTH |  | 2021-12-13 | 2021-12-20 | 2022-03-16 | 2021-12-03 |  |  |  | No |  |  | Not Required
ERCOT | Huisache Solar | [5 empty] | PV |  |  |  | SOL |  |  |  | 125.59 | [12 empty] | Wilson |  |  |  | Tapping the Elm Creek to Shaula circuit 1 |  | 2026-02-15 | [6 empty] | 24INR0160 | SS Completed, FIS Started, No IA | Huisache Solar, LLC | SOUTH |  | 2022-07-11 | 2021-12-03 | 2022-03-01 | 2022-06-22 |  |  |  | No | Not Required | Not Required | Not Required
ERCOT | Miranda Solar Project | [5 empty] | PV |  |  |  | SOL |  |  |  | 261.42 | [12 empty] | McMullen |  |  |  | Tap 345kV 5709 Fowlerton - 5901 San Miguel Ckt 1 |  | 2026-08-30 | [6 empty] | 24INR0161 | SS Completed, FIS Completed, IA | Miranda Solar Project, LLC | SOUTH |  | 2022-06-27 | 2021-11-03 | 2022-01-07 | 2022-06-22 | 2024-09-03 |  | 2024-07-16 | No | Not Required |  | Not Required
ERCOT | Stillhouse Solar | [5 empty] | PV |  |  |  | SOL |  |  |  | 212.55 | [12 empty] | Bell |  |  |  | tap 345 kV Bell County East Switch (3687) – Little Pond Switch (3377) |  | 2025-09-01 | [6 empty] | 24INR0166 | SS Completed, FIS Completed, IA | Stillhouse Solar LLC | NORTH | COD | 2021-11-17 | 2021-11-24 | 2022-02-19 | 2021-11-23 | 2024-10-31 | No | 2023-06-07 | Yes | Not Required | Not Required | Not Required | 2024-10-31 | 2024-10-31 | 2024-10-31
ERCOT | OCI SunRoper | [5 empty] | PV |  |  |  | SOL |  |  |  | 265.1 | [12 empty] | Wharton |  |  |  | tap138kV #43190 South Lane City to #42985 Dyann CKT#60 |  | 2026-07-01 | [6 empty] | 24INR0167 | SS Completed, FIS Completed, No IA | OCI SunRoper LLC | SOUTH |  | 2021-11-18 | 2021-11-24 | 2022-02-19 | 2021-11-23 | 2024-05-30 | No |  | No |  |  | Not Required
ERCOT | Tejano Storage | [5 empty] | BA |  |  |  | OTH |  |  |  | 152 | [12 empty] | Victoria |  |  |  | Tap 138kV 8125 Lolita - 8172 Victoria |  | 2026-06-01 | [6 empty] | 24INR0168 | SS Completed, FIS Started, No IA | Tejano Storage, LLC | SOUTH |  | 2022-05-06 | 2022-03-30 | 2022-06-26 | 2022-04-18 |  | No |  | No
ERCOT | Yaupon Storage SLF | [5 empty] | BA |  |  |  | OTH |  |  |  | 0 | [12 empty] | Milam |  |  |  | to Tap 345 kV Gibson Switch (3706) – TNP One (39950) |  | 2028-07-01 | [6 empty] | 24INR0169 | SS Completed, FIS Started, IA | Yaupon Solar, LLC | SOUTH |  | 2022-01-12 | 2021-11-10 | 2022-02-08 | 2022-01-10 |  |  | 2023-09-28 | Yes |  |  | Not Required
ERCOT | Smith Lake Solar DC | [5 empty] | PV |  |  |  | SOL |  |  |  | 402 | [12 empty] | Grimes |  |  |  | TAP 345 KV 44645 SINGLETON - 44900 ZENITH Ckt #99 |  | 2026-11-30 | [6 empty] | 24INR0172 | SS Completed, FIS Started, No IA | Smith Lake Solar | NORTH |  | 2022-11-30 | 2022-02-07 | 2022-05-06 | 2022-11-02 |  | Yes |  | No |  |  | Not Required
ERCOT | Solar Star North Herty Storage | [5 empty] | BA |  |  |  | OTH |  |  |  | 125.4 | [12 empty] | Angelina |  |  |  | 3319 Redland Switch 138 kV |  | 2026-04-20 | [6 empty] | 24INR0174 | SS Completed, FIS Completed, No IA | Solar Star North Herty Storage, LLC | NORTH |  | 2022-09-09 | 2022-02-21 | 2022-05-21 | 2022-08-15 | 2024-04-08 |  |  | No |  |  | Not Required
ERCOT | Mitchell Plant Road Solar | [5 empty] | PV |  |  |  | SOL |  |  |  | 201.5 | [12 empty] | Pecos |  |  |  | 138 kV 38430 White Baker TNP |  | 2026-04-01 | [6 empty] | 24INR0177 | SS Completed, FIS Started, No IA | DHI Power, LLC | WEST |  | 2022-01-31 | 2022-02-21 | 2022-05-21 | 2022-01-28 |  | No |  | No | Not Required | Not Required | Not Required
ERCOT | Cumulus Grid BESS | [5 empty] | BA |  |  |  | OTH |  |  |  | 210.74 | [12 empty] | Ellis |  |  |  | 1906 Venus Switch Substation 345kV |  | 2028-01-01 | [6 empty] | 24INR0178 | SS Completed, FIS Started, No IA | Cumulus Grid, LLC | NORTH | COD | 2022-11-01 | 2022-03-14 | 2022-04-18 | 2022-10-18 |  |  |  | No |  |  | Not Required
ERCOT | Bowhead Storage | [5 empty] | BA |  |  |  | OTH |  |  |  | 40 | [12 empty] | Kleberg |  |  |  | Tap 138kV 8519 Kleberg – 8518 Kingsville |  | 2026-01-15 | [6 empty] | 24INR0179 | SS Completed, FIS Started, No IA | Baffin Bay Solar, LLC | COASTAL |  | 2022-09-13 | 2021-12-03 | 2022-02-28 | 2022-08-26 |  |  |  | No
ERCOT | Frio Farm | [5 empty] | PV |  |  |  | SOL |  |  |  | 106.5 | [12 empty] | Frio |  |  |  | 8221 BIG FOOT4A 138kV |  | 2026-06-25 | [6 empty] | 24INR0180 | SS Completed, FIS Started, No IA | PREMIER ENGINEERING USA CORP. | SOUTH |  | 2022-10-03 | 2021-12-20 | 2022-03-10 | 2022-09-13 |  |  |  | No |  |  | Not Required
ERCOT | Bynum Solar Project | [5 empty] | PV |  |  |  | SOL |  |  |  | 56.4 | [12 empty] | Coryell |  |  |  | Tap 69kV 37470 Olsen - 37520 Sycamore |  | 2025-12-01 | [6 empty] | 24INR0181 | SS Completed, FIS Started, IA | Bynum Solar Project, LLC | NORTH |  | 2022-06-02 | 2021-12-18 | 2022-03-11 | 2022-05-23 |  |  | 2023-11-22 | No |  |  | Not Required |  |  |  | 2025-01-04
ERCOT | DeSpain Solar Project | [5 empty] | PV |  |  |  | SOL |  |  |  | 236.17 | [12 empty] | Kinney |  |  |  | 7425 Odlaw Switch 138kV |  | 2026-07-01 | [6 empty] | 24INR0182 | SS Completed, FIS Started, No IA | Gransolar Texas Thirteen LLC | SOUTH |  | 2022-06-22 | 2021-12-05 | 2022-03-02 | 2022-06-16 |  |  |  | No |  |  | Not Required
ERCOT | Altamira Solar | [5 empty] | PV |  |  |  | SOL |  |  |  | 150.66 | [12 empty] | Zapata |  |  |  | 8985 San Ygnacio 138 kV Substation |  | 2028-03-01 | [6 empty] | 24INR0183 | SS Completed, FIS Started, No IA | J&R Power DevCo, LLC | SOUTH |  | 2022-10-25 | 2022-01-20 | 2022-04-18 | 2022-10-07 |  |  |  | No |  |  | Not Required
ERCOT | Slate Solar Project | [5 empty] | PV |  |  |  | SOL |  |  |  | 104.89 | [12 empty] | Zapata |  |  |  | Tap 138kV 8646 Rio Bravo - 8985 San Ygancio |  | 2027-10-30 | [6 empty] | 24INR0184 | SS Completed, FIS Started, No IA | Ignis TX Solar Three LLC | SOUTH |  | 2022-08-03 | 2021-12-20 | 2022-03-10 | 2022-07-13 |  | No |  | No |  |  | Not Required
ERCOT | Rowdy Creek Solar | [5 empty] | PV |  |  |  | SOL |  |  |  | 351.78 | [12 empty] | Lamar |  |  |  | Tap 345kV 1692 Paris Switch – 1690 Valley SES |  | 2027-04-01 | [6 empty] | 24INR0186 | SS Completed, FIS Started, No IA | Rowdy Creek Solar LLC | NORTH |  | 2021-12-13 | 2022-01-28 | 2022-04-27 | 2022-01-25 |  |  |  | No |  |  | Not Required
ERCOT | Rowdy Creek BESS | [5 empty] | BA |  |  |  | OTH |  |  |  | 175.89 | [12 empty] | Lamar |  |  |  | Tap 345kV 1692 Paris Switch – 1690 Valley SES |  | 2027-04-01 | [6 empty] | 24INR0187 | SS Completed, FIS Started, No IA | Rowdy Creek Solar LLC | NORTH |  | 2021-12-13 | 2022-01-28 | 2022-04-27 | 2022-01-25 |  |  |  | No |  |  | Not Required
ERCOT | Tehuacana Creek Solar SLF | [5 empty] | PV |  |  |  | SOL |  |  |  | 505.5 | [12 empty] | Navarro |  |  |  | Tap 345kV 3381 Big Brown – 68091 Navarro |  | 2026-12-31 | [6 empty] | 24INR0188 | SS Completed, FIS Started, IA | Tehuacana Creek Solar LLC | NORTH | SFS/NtP | 2021-12-15 | 2021-12-20 | 2022-03-10 | 2021-12-09 |  |  | 2024-11-25 | Yes |  |  | Not Required
ERCOT | Tehuacana Creek BESS SLF | [5 empty] | BA |  |  |  | OTH |  |  |  | 0 | [12 empty] | Navarro |  |  |  | Tap 345kV 3381 Big Brown – 68091 Navarro |  | 2026-12-31 | [6 empty] | 24INR0189 | SS Completed, FIS Completed, IA | Tehuacana Creek Solar LLC | NORTH | SFS/NtP | 2021-12-15 | 2021-12-20 | 2022-03-10 | 2021-12-09 | 2024-04-09 |  | 2024-11-25 | Yes |  |  | Not Required
ERCOT | Dori BQ BESS | [5 empty] | BA |  |  |  | OTH |  |  |  | 154 | [12 empty] | Harris |  |  |  | 138kV line Holmes (#47210) - Garden Villas (#42680); CNP |  | 2025-11-30 | [6 empty] | 24INR0196 | SS Completed, FIS Started, IA | Sunnyside Energy LLC | HOUSTON |  | 2022-01-05 | 2022-02-07 | 2022-05-06 | 2022-01-19 |  | No | 2023-05-31 | No | Not Required | Not Required
ERCOT | Opuntia Storage SLF | [5 empty] | BA |  |  |  | OTH |  |  |  | 0 | [12 empty] | Refugio |  |  |  | tap 138 kV 5607 Warburton - 8912 Medio Creek |  | 2028-03-10 | [6 empty] | 24INR0197 | SS Completed, FIS Started, No IA | Opuntia Solar, LLC | COASTAL |  | 2022-02-01 | 2022-02-07 | 2022-05-07 | 2022-01-20 |  |  |  | No | Not Required | Not Required
ERCOT | Two Forks BESS | [5 empty] | BA |  |  |  | OTH |  |  |  | 309.7 | [12 empty] | Cooke |  |  |  | 684 SPRING 138kV |  | 2027-07-01 | [6 empty] | 24INR0198 | SS Completed, FIS Started, IA | Two Forks LLC | NORTH |  | 2022-10-23 | 2022-01-28 | 2022-04-26 | 2022-10-13 |  | No | 2024-05-03 | Yes |  |  | Not Required | 2024-05-06
ERCOT | White Tail Solar | [5 empty] | PV |  |  |  | SOL |  |  |  | 226.8 | [12 empty] | Deaf Smith |  |  |  | Tap 345kV Windmill (23910) – AJ Swope (23906) |  | 2026-04-22 | [6 empty] | 24INR0200 | SS Completed, FIS Completed, No IA | Mule Deer Solar LLC | PANHANDLE |  | 2022-11-09 | 2022-02-07 | 2022-05-07 | 2022-10-21 | 2024-06-07 |  |  | No |  |  | Not Required
ERCOT | Short Creek Solar | [5 empty] | PV |  |  |  | SOL |  |  |  | 625 | [12 empty] | Wichita |  |  |  | Tap 345kV 6101 Riley - 1425 Fisher Road Switch |  | 2029-03-02 | [6 empty] | 24INR0201 | SS Completed, FIS Started, IA | Wichita Solar I, LLC | WEST |  | 2022-10-17 | 2022-01-20 | 2022-04-18 | 2022-10-12 |  | No | 2024-10-02 | Yes |  |  | Not Required
ERCOT | Trigo Solar Project | [5 empty] | PV |  |  |  | SOL |  |  |  | 145.62 | [12 empty] | La Salle |  |  |  | 5705 Fowlerton 138kV |  | 2025-12-15 | [6 empty] | 24INR0204 | SS Completed, FIS Started, No IA | Ignis TX Solar Two LLC | SOUTH |  | 2022-08-15 | 2022-01-07 | 2022-04-01 | 2022-07-27 |  |  |  | No |  |  | Not Required
ERCOT | Wensowitch Solar | [5 empty] | PV |  |  |  | SOL |  |  |  | 146.08 | [12 empty] | Navarro |  |  |  | Tapping 138 kV line Telico (192) to Montfort Switch (3454) |  | 2027-09-23 | [6 empty] | 24INR0205 | SS Completed, FIS Started, No IA | Greenalia Solar Power Wensowitch LLC | NORTH |  | 2022-08-15 | 2022-01-07 | 2022-04-01 | 2022-07-25 |  |  |  | No |  |  | Not Required
ERCOT | Glasgow Solar | [5 empty] | PV |  |  |  | SOL |  |  |  | 203.5 | [12 empty] | Navarro |  |  |  | 345kV line between BUS #2466 Big Onion to #68091 Navarro circuit |  | 2027-03-16 | [6 empty] | 24INR0206 | SS Completed, FIS Completed, IA | Glasgow Solar LLC | NORTH |  | 2022-02-03 | 2022-02-07 | 2022-05-07 | 2022-01-12 | 2023-09-10 | No | 2023-11-08 | Yes | Not Required | Not Required | Not Required
ERCOT | Glasgow Storage | [5 empty] | BA |  |  |  | OTH |  |  |  | 101 | [12 empty] | Navarro |  |  |  | 345kV line between BUS #2466 Big Onion to #68091 Navarro circuit |  | 2027-03-16 | [6 empty] | 24INR0207 | SS Completed, FIS Completed, IA | Glasgow Solar LLC | NORTH |  |  | 2022-02-21 | 2022-05-07 | 2022-02-02 | 2023-09-10 |  | 2023-11-08 | Yes | Not Required | Not Required
ERCOT | Eastbell Milam Solar II | [5 empty] | PV |  |  |  | SOL |  |  |  | 150.6 | [12 empty] | Milam |  |  |  | 345 kV Bell County East Switch (bus# 3687) - TNP One (bus# 39950) circuit 2 |  | 2025-01-24 | [6 empty] | 24INR0208 | SS Completed, FIS Completed, IA | Cattlemen Solar Park II LLC | SOUTH |  | 2022-02-07 | 2022-03-07 | 2022-06-02 | 2022-02-03 | 2024-02-01 |  | 2023-10-25 | Yes |  |  | Not Required | 2024-02-01 | 2024-02-01 | 2024-02-01 |  |  | 2024-09-13 | 2024-11-20
ERCOT | Raven Storage | [5 empty] | BA |  |  |  | OTH |  |  |  | 101.83 | [12 empty] | Wharton |  |  |  | Tap 138kV 44740 Wallis - 44190 East Bernard CKT#65 |  | 2026-07-31 | [6 empty] | 24INR0210 | SS Completed, FIS Completed, No IA | Raven Storage, LLC | SOUTH |  | 2022-11-01 | 2022-01-28 | 2022-04-26 | 2022-10-18 | 2024-09-09 | No |  | No |  |  | Not Required
ERCOT | Owens Solar | [5 empty] | PV |  |  |  | SOL |  |  |  | 203.5 | [12 empty] | Bosque |  |  |  | Tap 138kV line between 177 BOSQUE and 181 Cayote |  | 2025-12-31 | [6 empty] | 24INR0213 | SS Completed, FIS Started, No IA | Owens Solar LLC | NORTH |  | 2022-02-01 | 2022-02-07 | 2022-05-06 | 2022-01-12 |  |  |  | No |  |  | Not Required
ERCOT | St. Gall Solar | [5 empty] | PV |  |  |  | SOL |  |  |  | 207 | [12 empty] | Pecos |  |  |  | 38355 Leon Creek 138kV |  | 2026-06-01 | [6 empty] | 24INR0233 | SS Completed, FIS Started, No IA | St. Gall Solar LLC | WEST |  | 2022-02-07 | 2022-02-28 | 2022-05-27 | 2022-02-24 |  | No |  | No |  |  | Not Required
ERCOT | Rock N' Roll Storage SLF | [5 empty] | BA |  |  |  | OTH |  |  |  | 0 | [12 empty] | Brazoria |  |  |  | tap 138kV 44600 Rosharon - 44531 Winmil |  | 2026-07-31 | [6 empty] | 24INR0234 | SS Completed, FIS Started, No IA | Rock N' Roll Solar, LLC | COASTAL |  | 2022-02-10 | 2022-02-28 | 2022-05-27 | 2022-02-11 |  | No |  | No | Not Required | Not Required | Not Required
ERCOT | Rock N' Roll Storage Two | [5 empty] | BA |  |  |  | OTH |  |  |  | 206 | [12 empty] | Brazoria |  |  |  | tap 138kV 44600 Rosharon - 44531 Winmil |  | 2026-07-31 | [6 empty] | 24INR0235 | SS Completed, FIS Started, No IA | Rock N' Roll Solar, LLC | COASTAL |  | 2022-02-24 | 2022-02-28 | 2022-05-27 | 2022-02-11 |  | No |  | No | Not Required | Not Required
ERCOT | Appaloosa Run BESS | [5 empty] | BA |  |  |  | OTH |  |  |  | 100 | [12 empty] | Upton |  |  |  | New Palouse 138kV (#60278) |  | 2026-08-30 | [6 empty] | 24INR0238 | SS Completed, FIS Started, No IA | APPALOOSA RUN STORAGE, LLC | WEST |  | 2022-02-11 | 2022-03-07 | 2022-06-02 | 2022-03-01 |  |  |  | No |  |  | 2024-02-09
ERCOT | Trojan BESS SLF | [5 empty] | BA |  |  |  | OTH |  |  |  | 0 | [12 empty] | Cooke |  |  |  | 11735 Cedar Elm Switch 345kV |  | 2027-07-01 | [6 empty] | 24INR0239 | SS Completed, FIS Started, No IA | Trojan BESS | NORTH |  | 2022-05-17 | 2022-06-02 | 2022-08-30 | 2022-04-19 |  |  |  | No
ERCOT | Whitethorn Solar | [5 empty] | PV |  |  |  | SOL |  |  |  | 274.83 | [12 empty] | Pecos |  |  |  | Tap 345kV 76002 Bakerfield - 60404 Solstice CKT#1 |  | 2027-05-01 | [6 empty] | 24INR0240 | SS Completed, FIS Started, No IA | Greasewood III LLC | WEST |  | 2022-10-07 | 2022-05-11 | 2022-06-29 | 2022-09-23 |  |  |  | No |  |  | Not Required
ERCOT | Diamondback BESS | [5 empty] | BA |  |  |  | OTH |  |  |  | 203.8 | [12 empty] | Starr |  |  |  | 80355 Del Sol 345kV |  | 2030-06-30 | [6 empty] | 24INR0245 | SS Completed, FIS Started, No IA | Diamondback BESS | SOUTH |  | 2022-02-16 | 2022-03-07 | 2022-06-02 | 2022-03-01 |  |  |  | No | Not Required | Not Required | 2023-04-13
ERCOT | Sultan BESS | [5 empty] | BA |  |  |  | OTH |  |  |  | 203.8 | [12 empty] | Bosque |  |  |  | tap 345kV 68080 Sam Switch – 68090 Kopperl |  | 2027-07-08 | [6 empty] | 24INR0246 | SS Completed, FIS Started, No IA | Sultan BESS | NORTH |  | 2022-02-16 | 2022-03-07 | 2022-06-02 | 2022-03-01 |  |  |  | No
ERCOT | Lacy Creek Energy Storage SLF | [5 empty] | BA |  |  |  | OTH |  |  |  | 0 | [12 empty] | Glasscock |  |  |  | 59907 Bernoulli 345kV |  | 2026-07-01 | [6 empty] | 24INR0247 | SS Completed, FIS Started, No IA | Edmondson Ranch Wind Holdings, LLC | WEST |  | 2022-04-02 | 2024-04-09 | 2024-07-05 | 2024-02-20 |  |  |  | Yes |  |  | Not Required
ERCOT | Hickerson BESS | [5 empty] | BA |  |  |  | OTH |  |  |  | 0 | [12 empty] | Bosque |  |  |  | tap 345kV 68091 Navarro - 68040 Kopperl |  | 2027-07-01 | [6 empty] | 24INR0249 | SS Completed, FIS Started, No IA | Hickerson BESS | NORTH |  | 2022-02-24 | 2022-03-07 | 2022-06-02 | 2022-02-24 |  |  |  | No |  |  | Not Required
ERCOT | Kruth Storage | [5 empty] | BA |  |  |  | OTH |  |  |  | 203 | [12 empty] | Angelina |  |  |  | 3319 Redland 138kV |  | 2026-03-31 | [6 empty] | 24INR0252 | SS Completed, FIS Started, No IA | Martinez Energy Storage LLC | NORTH |  | 2022-08-05 | 2022-02-28 | 2022-05-27 | 2022-07-22 |  |  |  | No | Not Required | Not Required | Not Required
ERCOT | Mitchell Plant Road Storage | [5 empty] | BA |  |  |  | OTH |  |  |  | 201.6 | [12 empty] | Pecos |  |  |  | 138 kV 38430 White Baker TNP |  | 2026-04-01 | [6 empty] | 24INR0255 | SS Completed, FIS Started, No IA | DHI POWER, LLC | WEST |  | 2022-02-23 | 2022-02-28 | 2022-05-21 | 2022-02-25 |  | No |  | No | Not Required | Not Required | Not Required
ERCOT | Kennedy Solar | [5 empty] | PV |  |  |  | SOL |  |  |  | 101.5 | [12 empty] | Navarro |  |  |  | Tap 345kV 68040 Kopprl Capacitor Yard - 68091 Navarro |  | 2028-12-31 | [6 empty] | 24INR0256 | SS Completed, FIS Started, No IA | Kennedy Bypass Solar LLC | NORTH | COD | 2022-07-11 | 2022-03-07 | 2022-06-02 | 2022-06-29 |  |  |  | No |  |  | Not Required
ERCOT | Pruett Solar | [5 empty] | PV |  |  |  | SOL |  |  |  | 150.54 | [12 empty] | Wise |  |  |  | Tap 138kV 587 Greenwood - 685 Leo |  | 2027-05-25 | [6 empty] | 24INR0257 | SS Completed, FIS Completed, No IA | Crandall Solar LLC | NORTH |  | 2022-04-13 | 2022-02-28 | 2022-05-27 | 2022-04-05 | 2024-06-14 |  |  | No |  |  | Not Required
ERCOT | Zeissel Solar | [5 empty] | PV |  |  |  | SOL |  |  |  | 457.5 | [12 empty] | Knox |  |  |  | 60700 Gauss 345 KV |  | 2028-07-01 | [6 empty] | 24INR0258 | SS Completed, FIS Started, IA | ZSS Power, LLC | WEST |  | 2022-05-19 | 2022-02-28 | 2022-05-27 | 2022-04-25 |  |  | 2024-02-24 | Yes | Not Required | Not Required | Not Required
ERCOT | Lager Storage | [5 empty] | BA |  |  |  | OTH |  |  |  | 31.1 | [12 empty] | Nueces |  |  |  | 8031 Gillrina 69kV |  | 2026-04-30 | [6 empty] | 24INR0260 | SS Completed, FIS Started, No IA | Momentum Energy Storage Partners,LLC | COASTAL | MW Size | 2022-02-21 | 2022-02-28 | 2022-05-27 | 2022-02-23 |  | No |  | No
ERCOT | Cold Creek Solar | [5 empty] | PV |  |  |  | SOL |  |  |  | 455 | [12 empty] | Schleicher |  |  |  | 76003 Big Hill Substation 345kV |  | 2026-12-31 | [6 empty] | 24INR0263 | SS Completed, FIS Started, No IA | Cold Creek Solar LLC | WEST |  | 2022-03-30 | 2022-04-18 | 2022-07-08 | 2022-04-13 |  |  |  | No |  |  | Not Required
ERCOT | Jarvis BESS | [5 empty] | BA |  |  |  | OTH |  |  |  | 308.4 | [12 empty] | Brazoria |  |  |  | 43035 Oasis Substation 345kV |  | 2025-01-28 | [6 empty] | 24INR0265 | SS Completed, FIS Completed, IA | SMT Ironman BESS LLC | COASTAL | COD | 2022-02-28 | 2022-03-14 | 2022-04-18 | 2022-03-08 | 2024-04-15 |  | 2022-12-15 | Yes |  |  | Not Required | 2023-08-25 | 2024-04-08 | 2024-04-30 |  |  | 2024-10-17 | 2024-11-12
ERCOT | Cold Creek Storage | [5 empty] | BA |  |  |  | OTH |  |  |  | 172.4 | [12 empty] | Schleicher |  |  |  | 76003 Big Hill Substation 345kV |  | 2026-12-31 | [6 empty] | 24INR0266 | SS Completed, FIS Started, No IA | Cold Creek Solar LLC | WEST |  | 2022-04-13 | 2022-04-18 | 2022-07-08 | 2022-04-13 |  |  |  | No |  |  | Not Required
ERCOT | Bar Candela Solar SLF | [5 empty] | PV |  |  |  | SOL |  |  |  | 200.3 | [12 empty] | Freestone |  |  |  | Long Lake Sub (Bus 3280) – Long Lake Tap Switch (Bus 3279) |  | 2027-12-31 | [6 empty] | 24INR0269 | SS Completed, FIS Completed, No IA | Bar Candela Solar Project LLC | NORTH |  | 2022-12-16 | 2022-03-21 | 2022-06-13 | 2022-12-06 | 2024-02-09 |  |  | No |  |  | Not Required
ERCOT | Bar Candela Storage SLF | [5 empty] | BA |  |  |  | OTH |  |  |  | 0 | [12 empty] | Freestone |  |  |  | Long Lake Sub (Bus 3280) – Long Lake Tap Switch (Bus 3279) |  | 2027-12-31 | [6 empty] | 24INR0271 | SS Completed, FIS Completed, No IA | Bar Candela Storage Project LLC | NORTH |  | 2022-12-16 | 2022-03-21 | 2022-06-13 | 2022-12-05 | 2024-02-09 |  |  | No | Not Required | Not Required
ERCOT | Brushy Creek Storage SLF | [5 empty] | BA |  |  |  | OTH |  |  |  | 0 | [12 empty] | Tom Green |  |  |  | the 345 kV San Angelo Red Creek Substation (#6444); AEP |  | 2028-06-01 | [6 empty] | 24INR0272 | SS Completed, FIS Started, No IA | Brushy Creek Solar | WEST |  | 2022-03-03 | 2022-03-30 | 2022-06-26 | 2022-03-08 |  | No |  | No |  |  | Not Required
ERCOT | Bufflehead BESS | [5 empty] | BA |  |  |  | OTH |  |  |  | 200 | [12 empty] | Collin |  |  |  | 2475 Lavon Switch 138kV |  | 2026-07-06 | [6 empty] | 24INR0274 | SS Completed, FIS Completed, IA | Black Mountain Energy Storage II | NORTH |  | 2022-02-25 | 2022-03-07 | 2022-06-02 | 2022-02-28 | 2023-05-04 |  | 2024-04-10 | No | Not Required | Not Required
ERCOT | Picadillo BESS | [5 empty] | BA |  |  |  | OTH |  |  |  | 100.83 | [12 empty] | Martin |  |  |  | 23837 Buffalo 138kV |  | 2026-12-15 | [6 empty] | 24INR0275 | SS Completed, FIS Completed, IA | Black Mountain Energy Storage II | WEST |  | 2022-02-25 | 2022-03-07 | 2022-06-02 | 2022-02-28 | 2023-06-13 |  | 2024-01-23 | No
ERCOT | Port Bay ESC | [5 empty] | BA |  |  |  | OTH |  |  |  | 200 | [12 empty] | Aransas |  |  |  | 8434 Rockport Substation (ROCKPORT4A) 138kV |  | 2027-06-28 | [6 empty] | 24INR0280 | SS Completed, FIS Started, No IA | FRESH AIR ENERGY II, LLC | COASTAL |  | 2022-03-18 | 2022-03-21 | 2022-06-16 | 2022-03-07 |  | No |  | No
ERCOT | Red Egret BESS | [5 empty] | BA |  |  |  | OTH |  |  |  | 310.58 | [12 empty] | Galveston |  |  |  | 38820 FREEWAY PARK 138KV |  | 2025-12-31 | [6 empty] | 24INR0281 | SS Completed, FIS Completed, IA | Red Egret LLC | HOUSTON | COD | 2022-10-23 | 2022-03-14 | 2022-06-09 | 2022-10-13 | 2024-10-04 | No | 2023-06-07 | Yes | Not Required | Not Required | Not Required | 2023-08-08 | 2024-08-13
ERCOT | Royal River BESS | [5 empty] | BA |  |  |  | OTH |  |  |  | 310.7 | [12 empty] | Brazoria |  |  |  | Tap 138kV 42110 Angleton - 43381 West Columbia |  | 2027-01-11 | [6 empty] | 24INR0282 | SS Completed, FIS Started, No IA | Royal River LLC | COASTAL |  | 2023-02-08 | 2022-03-30 | 2022-06-27 |  |  | No |  | No |  |  | Not Required
ERCOT | Sunshine Solar | [5 empty] | PV |  |  |  | SOL |  |  |  | 130.72 | [12 empty] | Victoria |  |  |  | Tap on the 138kV Lolita (#8125) - Victoria (#8172) Line |  | 2026-12-01 | [6 empty] | 24INR0283 | SS Completed, FIS Started, No IA | Sunshine Energy LLC | SOUTH |  | 2022-08-29 | 2022-09-02 | 2022-11-29 | 2022-08-24 |  |  |  | No |  |  | Not Required
ERCOT | APV Plumwood Storage | [5 empty] | BA |  |  |  | OTH |  |  |  | 200.82 | [12 empty] | Chambers |  |  |  | Tap 138kV 40171 Baytown - 40015Cedar Bayou Plant |  | 2027-05-01 | [6 empty] | 24INR0285 | SS Completed, FIS Completed, IA | APV Lonestar Energy LLC | HOUSTON |  | 2022-03-18 | 2022-03-30 | 2022-06-26 | 2022-03-22 | 2024-04-24 | No | 2024-09-03 | No
ERCOT | Rockridge Solar Project | [5 empty] | PV |  |  |  | SOL |  |  |  | 221.27 | [12 empty] | Guadalupe |  |  |  | 7225 Hickory Forest 138kV |  | 2025-11-15 | [6 empty] | 24INR0287 | SS Completed, FIS Started, No IA | Magnolia Solar Development LLC | SOUTH |  | 2022-08-10 | 2022-04-18 | 2022-07-12 | 2022-08-03 |  |  |  | No |  |  | Not Required
ERCOT | Ratcliff Solar | [5 empty] | PV |  |  |  | SOL |  |  |  | 85.74 | [12 empty] | Freestone |  |  |  | Tap 138kV 3279 Long Lake Tap Switch - 3280 Long Lake |  | 2027-09-07 | [6 empty] | 24INR0289 | SS Completed, FIS Started, No IA | Greenalia Solar Power Ratcliff | NORTH |  | 2022-08-22 | 2022-06-27 | 2022-09-23 | 2022-08-17 |  |  |  | No |  |  | Not Required
ERCOT | Rubicon Alpha Wind | [5 empty] | WT |  |  |  | WIN |  |  |  | 225.6 | [12 empty] | Haskell |  |  |  | Tap 345kV 60791 Perigee – 6235 Abilene Mulberry Creek |  | 2027-07-01 | [6 empty] | 24INR0291 | SS Completed, FIS Started, IA | Throckmorton Wind, LLC | WEST |  | 2022-03-28 | 2022-05-10 | 2022-08-06 | 2022-04-15 |  |  | 2024-05-08 | Yes | Not Required | Not Required | Not Required
ERCOT | Citrus Flatts BESS | [5 empty] | BA |  |  |  | OTH |  |  |  | 100.8 | [12 empty] | Cameron |  |  |  | 80022 Oleander 138kV |  | 2026-02-25 | [6 empty] | 24INR0294 | SS Completed, FIS Started, IA | Citrus Flatts Energy Center, LLC | COASTAL |  | 2022-03-21 | 2022-03-30 | 2022-06-26 | 2022-03-24 |  | No | 2023-09-08 | Yes |  |  | Not Required |  |  |  | 2024-10-24 | 2025-08-28
ERCOT | Lucky Bluff BESS SLF | [5 empty] | BA |  |  |  | OTH |  |  |  | 100.8 | [12 empty] | Erath |  |  |  | 1652 Fullhouse 138kV tapped in 138kV 1641 Stephenville - 1636 Dublin |  | 2025-10-15 | [6 empty] | 24INR0295 | SS Completed, FIS Completed, IA | Lucky Bluff BESS LLC | NORTH |  | 2022-03-23 | 2022-03-30 | 2022-06-26 | 2022-03-24 | 2024-10-23 | No | 2023-11-08 | Yes | Not Required | Not Required | Not Required | 2023-11-20 | 2024-10-31 | 2024-10-31
ERCOT | Leighton Solar SLF | [5 empty] | PV |  |  |  | SOL |  |  |  | 183 | [12 empty] | Limestone |  |  |  | 99 BENHUR 69kV |  | 2026-10-17 | [6 empty] | 24INR0298 | SS Completed, FIS Started, IA | Lavender Solar LLC | NORTH |  | 2022-04-27 | 2022-05-11 | 2022-08-05 | 2022-03-16 |  | No | 2024-05-28 | Yes |  |  | Not Required
ERCOT | Pintail Pass BESS | [5 empty] | BA |  |  |  | OTH |  |  |  | 207.25 | [12 empty] | San Patricio |  |  |  | 8249 ANGSTROM 345KV |  | 2025-08-27 | [6 empty] | 24INR0302 | SS Completed, FIS Completed, IA | Pintail Pass BESS, LLC | COASTAL |  | 2022-04-02 | 2022-04-18 | 2022-06-16 | 2022-04-07 | 2024-10-15 | No | 2023-05-16 | Yes |  |  |  | 2024-11-01 | 2024-11-01 | 2024-11-01
ERCOT | Erika Solar | [5 empty] | PV |  |  |  | SOL |  |  |  | 204.08 | [12 empty] | Kaufman |  |  |  | Tap 345kV ELKTON 5 (#3105 ) to Tricrn1 5 (#2432) |  | 2026-07-01 | [6 empty] | 24INR0303 | SS Completed, FIS Started, IA | Erika Solar, LLC | NORTH |  | 2022-05-02 | 2022-07-25 | 2022-10-18 | 2022-07-06 |  | No | 2023-10-12 | No |  |  | Not Required
ERCOT | MRG Goody Storage | [5 empty] | BA |  |  |  | OTH |  |  |  | 50.4 | [12 empty] | Lamar |  |  |  | Tap 138 kV Toco Switch (#1700) – Paris Switch (#1693) |  | 2025-07-07 | [6 empty] | 24INR0305 | SS Completed, FIS Completed, IA | MRG Goody Solar Project LLC | NORTH |  | 2022-04-07 | 2022-05-10 | 2022-08-05 | 2022-04-11 | 2023-11-21 |  | 2023-11-07 | Yes
ERCOT | Arroyo Storage | [5 empty] | BA |  |  |  | OTH |  |  |  | 183.76 | [12 empty] | Cameron |  |  |  | Tap 345kV 8318 Rio Hondo - 8317 La Palma (New Gulch Substation ) |  | 2025-10-22 | [6 empty] | 24INR0306 | SS Completed, FIS Completed, IA | BT Cantwell Solar, LLC | COASTAL |  | 2022-05-03 | 2022-05-10 | 2022-08-05 | 2022-04-26 | 2024-04-30 |  | 2022-08-10 | Yes |  |  |  | 2024-06-24 | 2024-06-24 | 2024-10-29
ERCOT | Forts Trail Solar | [5 empty] | PV |  |  |  | SOL |  |  |  | 200.93 | [12 empty] | Taylor |  |  |  | 11406 Central Bluff Switch 345kV |  | 2027-07-29 | [6 empty] | 24INR0308 | SS Completed, FIS Started, No IA | JC Central Bluff, LLC | WEST |  | 2022-06-07 | 2022-06-02 | 2022-08-30 | 2022-06-03 |  | No |  | No |  |  | Not Required
ERCOT | Backbone Creek BESS | [5 empty] | BA |  |  |  | OTH |  |  |  | 120.69 | [12 empty] | Burnet |  |  |  | 7351 STARCKE 138kV |  | 2026-12-26 | [6 empty] | 24INR0313 | SS Completed, FIS Started, IA | Backbone Creek BESS LLC | SOUTH |  | 2022-05-09 | 2022-04-18 | 2022-07-08 | 2022-04-27 |  |  | 2023-12-22 | No |  |  | Not Required
ERCOT | Black Springs BESS SLF | [5 empty] | BA |  |  |  | OTH |  |  |  | 120.68 | [12 empty] | Palo Pinto |  |  |  | 1571 ORAN 138KV |  | 2025-10-15 | [6 empty] | 24INR0315 | SS Completed, FIS Completed, IA | Black Springs BESS LLC | NORTH |  | 2022-06-02 | 2022-04-18 | 2022-07-12 | 2022-05-05 | 2023-08-17 |  | 2023-10-18 | Yes |  |  |  | 2024-04-19 | 2024-10-04 | 2024-10-31
ERCOT | Burro Loco Energy Storage | [5 empty] | BA |  |  |  | OTH |  |  |  | 25.14 | [12 empty] | Cameron |  |  |  | 8626 Resaca 69kV |  | 2026-12-01 | [6 empty] | 24INR0319 | SS Completed, FIS Started, No IA | VESI | COASTAL |  | 2022-07-14 | 2022-07-18 | 2022-10-14 | 2022-07-08 |  |  |  | No | Not Required | Not Required
ERCOT | Blarney Solar | [5 empty] | PV |  |  |  | SOL |  |  |  | 81 | [12 empty] | Hopkins |  |  |  | tap 138kV 1815 Cumby Tap - 1819 Commerce South Sub |  | 2026-05-04 | [6 empty] | 24INR0326 | SS Completed, FIS Completed, No IA | Sligsol, LLC | NORTH |  | 2022-04-20 | 2022-07-05 | 2022-10-01 | 2022-04-21 | 2023-10-18 |  |  | No |  |  | Not Required
ERCOT | XE Murat Storage | [5 empty] | BA |  |  |  | OTH |  |  |  | 60.14 | [12 empty] | Harris |  |  |  | tap the 138 kV CROSBY C66(#40391) -ATASCOCITA (#40130) Line; CNP |  | 2025-05-05 | [6 empty] | 24INR0329 | SS Completed, FIS Completed, IA | Liberty 1 Solar LLC | HOUSTON |  | 2022-05-16 | 2022-06-02 | 2022-08-30 | 2022-04-28 | 2023-05-02 | No | 2023-11-01 | Yes | Not Required |  | Not Required | 2024-02-01 | 2024-02-01 | 2024-02-01
ERCOT | TRAVIS KIMBRO BESS | [5 empty] | BA |  |  |  | OTH |  |  |  | 36.84 | [12 empty] | Travis |  |  |  | 7337 Kimbro 138kV |  | 2028-09-18 | [6 empty] | 24INR0330 | SS Completed, FIS Started, IA | Travis Kimbro BESS LLC | SOUTH |  | 2022-04-20 | 2022-09-02 | 2022-11-29 | 2022-04-25 |  |  | 2024-10-31 | No
ERCOT | Chisme Storage | [5 empty] | BA |  |  |  | OTH |  |  |  | 146 | [12 empty] | Brown |  |  |  | Tap 345 kV 1444 BROWN SWITCH - 3424 BUCKHORN SWITCH |  | 2027-04-13 | [6 empty] | 24INR0331 | SS Completed, FIS Completed, No IA | Blue Heron Solar, LLC | NORTH |  | 2023-01-11 | 2023-01-17 | 2023-04-14 | 2023-01-11 | 2024-07-23 | No |  | No |  |  | Not Required
ERCOT | Chisme Solar | [5 empty] | PV |  |  |  | SOL |  |  |  | 147 | [12 empty] | Brown |  |  |  | Tap 345 kV 1444 BROWN SWITCH - 3424 BUCKHORN SWITCH |  | 2027-04-13 | [6 empty] | 24INR0333 | SS Completed, FIS Completed, No IA | Blue Heron Solar, LLC | NORTH |  | 2023-01-11 | 2023-01-17 | 2023-04-14 | 2023-01-11 | 2024-07-23 |  |  | No |  |  | Not Required
ERCOT | Eldora Solar | [5 empty] | PV |  |  |  | SOL |  |  |  | 200.94 | [12 empty] | Matagorda |  |  |  | Tap 345 kV 5915 South Texas Project – 44200 Hillje Ckt 1 |  | 2026-06-30 | [6 empty] | 24INR0337 | SS Completed, FIS Completed, IA | Eldora Energy LLC | COASTAL |  | 2022-05-31 | 2022-06-10 | 2022-09-06 | 2022-06-01 | 2023-12-18 |  | 2023-11-15 | Yes | Not Required | Not Required | Not Required | 2023-12-18
ERCOT | Eldora BESS | [5 empty] | BA |  |  |  | OTH |  |  |  | 201.31 | [12 empty] | Matagorda |  |  |  | 345 kV South Texas Project (Bus# 5915) – Hillje (Bus# 44200) Transmission Line Ckt 1 |  | 2026-06-30 | [6 empty] | 24INR0338 | SS Completed, FIS Completed, IA | Eldora Energy LLC | COASTAL |  | 2022-06-03 | 2022-06-10 | 2022-09-06 | 2022-06-01 | 2023-12-18 |  | 2023-11-15 | Yes | Not Required | Not Required | Not Required | 2023-12-18
ERCOT | Mystic Springs Renewable Energy Solar SLF | [5 empty] | PV |  |  |  | SOL |  |  |  | 258.83 | [12 empty] | Kaufman |  |  |  | Tap 345 kV Royse Switch (2478) – Poetry Switch (2485) |  | 2027-08-31 | [6 empty] | 24INR0339 | SS Completed, FIS Started, No IA | Tawakoni Park Solar LLC | NORTH | COD | 2022-12-14 | 2022-05-10 | 2022-08-06 | 2022-11-28 |  | No |  | No |  |  | Not Required
ERCOT | Mystic Springs Renewable Energy Storage SLF | [5 empty] | BA |  |  |  | OTH |  |  |  | 0 | [12 empty] | Kaufman |  |  |  | Tap 345 kV Royse Switch (2478) – Poetry Switch (2485) |  | 2027-08-31 | [6 empty] | 24INR0340 | SS Completed, FIS Started, No IA | Tawakoni Park Storage LLC | NORTH | COD | 2022-12-14 | 2022-05-10 | 2022-08-06 | 2022-11-28 |  | No |  | No
ERCOT | Forts Trail BESS | [5 empty] | BA |  |  |  | OTH |  |  |  | 200.93 | [12 empty] | Taylor |  |  |  | 11406 Central Bluff Switch 345kV |  | 2027-07-29 | [6 empty] | 24INR0341 | SS Completed, FIS Started, No IA | JC Central Bluff, LLC | WEST |  | 2022-06-06 | 2022-06-02 | 2022-08-30 | 2022-06-03 |  | No |  | No | Not Required | Not Required
ERCOT | Guinness BESS | [5 empty] | BA |  |  |  | OTH |  |  |  | 100.51 | [12 empty] | Williamson |  |  |  | Tap 138kV 7520 BERTRA - 7522 ANDICE |  | 2027-04-15 | [6 empty] | 24INR0352 | SS Completed, FIS Started, No IA | Momentum Energy Storage Partners,LLC | SOUTH |  | 2022-11-02 | 2022-07-25 | 2022-10-20 | 2022-09-27 |  |  |  | No |  |  | Not Required
ERCOT | Exodus Solar | [5 empty] | PV |  |  |  | SOL |  |  |  | 181.02 | [12 empty] | Caldwell |  |  |  | Tap 345kV 7040 Austrop – 7042 Zorn |  | 2026-05-01 | [6 empty] | 24INR0353 | SS Completed, FIS Started, No IA | Exodus Solar LLC. | SOUTH |  | 2022-05-16 | 2022-06-10 | 2022-09-06 | 2022-05-20 |  |  |  | No | Not Required | Not Required | Not Required
ERCOT | Anatole Renewable Energy Storage | [5 empty] | BA |  |  |  | OTH |  |  |  | 207.82 | [12 empty] | Henderson |  |  |  | (Bus# 6951) Eustace Southeast 138kV Substation (owned by Rayburn Electric Cooperative) |  | 2026-01-11 | [6 empty] | 24INR0355 | SS Completed, FIS Completed, IA | Eustace Storage LLC | NORTH | SFS/NtP | 2022-12-14 | 2022-06-02 | 2022-08-30 | 2022-12-02 | 2024-01-22 |  | 2024-05-10 | Yes |  |  | Not Required
ERCOT | Cibeles Solar | [5 empty] | PV |  |  |  | SOL |  |  |  | 251 | [12 empty] | McLennan |  |  |  | Tap 345kV 68090 Sam Switch – 13405 Tradinghouse SES |  | 2027-06-30 | [6 empty] | 24INR0356 | SS Completed, FIS Completed, No IA | Elawan Cibeles Solar, LLC | NORTH |  | 2023-01-31 | 2022-05-16 | 2022-08-13 |  | 2024-11-14 |  |  | No |  |  | Not Required
ERCOT | Blanket Ranch South Solar SLF | [5 empty] | PV |  |  |  | SOL |  |  |  | 134.7 | [12 empty] | Brown |  |  |  | Tap 345kV 11441 CORN TRAIL SWITCH - 1444 BROWN SWITCH |  | 2028-06-15 | [6 empty] | 24INR0358 | SS Completed, FIS Started, No IA | Blanket Ranch South Solar, LLC | NORTH |  | 2022-11-30 | 2022-06-10 | 2022-09-06 | 2022-11-17 |  | No |  | No |  |  | Not Required
ERCOT | Blanket Ranch North Solar SLF | [5 empty] | PV |  |  |  | SOL |  |  |  | 230.5 | [12 empty] | Brown |  |  |  | Tap 345kV 11441 CORN TRAIL SWITCH - 1444 BROWN SWITCH |  | 2028-06-15 | [6 empty] | 24INR0360 | SS Completed, FIS Started, No IA | Blanket Ranch North Solar, LLC | NORTH |  | 2022-12-08 | 2022-06-10 | 2022-09-06 | 2022-11-29 |  | No |  | No |  |  | Not Required
ERCOT | Blanket Ranch South Storage SLF | [5 empty] | BA |  |  |  | OTH |  |  |  | 33.8 | [12 empty] | Brown |  |  |  | Tap 345kV 11441 CORN TRAIL SWITCH - 1444 BROWN SWITCH |  | 2028-06-15 | [6 empty] | 24INR0361 | SS Completed, FIS Started, No IA | Blanket Ranch South Solar, LLC | NORTH |  | 2022-11-30 | 2022-06-10 | 2022-09-06 | 2022-11-17 |  | No |  | No |  |  | Not Required
ERCOT | Blanket Ranch North Storage SLF | [5 empty] | BA |  |  |  | OTH |  |  |  | 50.1 | [12 empty] | Brown |  |  |  | Tap 345kV 11441 CORN TRAIL SWITCH - 1444 BROWN SWITCH |  | 2028-06-15 | [6 empty] | 24INR0362 | SS Completed, FIS Started, No IA | Blanket Ranch North Solar, LLC | NORTH |  | 2022-12-08 | 2022-06-10 | 2022-09-06 | 2022-11-29 |  | No |  | No
ERCOT | Pitts Dudik II | [5 empty] | PV |  |  |  | SOL |  |  |  | 30.23 | [12 empty] | Hill |  |  |  | 138 kV Ash Creek Switch (#3473) |  | 2026-01-29 | [6 empty] | 24INR0364 | SS Completed, FIS Started, IA | Pitts Dudik II | NORTH |  | 2022-08-28 | 2022-07-18 | 2022-10-14 | 2022-08-04 |  |  | 2024-06-13 | Yes |  |  | Not Required
ERCOT | XE Hermes Storage | [5 empty] | BA |  |  |  | OTH |  |  |  | 100.42 | [12 empty] | Bell |  |  |  | Tap 345kV 3687 Bell County East Switch - 39950 TNP One Plant Ckt 2 |  | 2025-09-30 | [6 empty] | 24INR0365 | SS Completed, FIS Completed, IA | Bell Solar 1 LLC | NORTH | COD | 2022-07-14 | 2022-07-18 | 2022-10-12 | 2022-06-30 | 2024-04-19 |  | 2023-11-08 | Yes |  |  | Not Required
ERCOT | Glory Bee Solar | [5 empty] | PV |  |  |  | SOL |  |  |  | 305 | [12 empty] | Erath |  |  |  | Tap 345kV 1440 Comanche Switch - 1900 Comanche Peak |  | 2026-04-14 | [6 empty] | 24INR0368 | SS Completed, FIS Completed, No IA | Riley Solar LLC | NORTH |  | 2022-06-06 | 2022-06-10 | 2022-09-06 | 2022-06-06 | 2023-04-18 |  |  | No |  |  | Not Required
ERCOT | Glory Bee Storage | [5 empty] | BA |  |  |  | OTH |  |  |  | 101 | [12 empty] | Erath |  |  |  | Tap 345kV 1440 Comanche Switch - 1900 Comanche Peak |  | 2026-04-14 | [6 empty] | 24INR0369 | SS Completed, FIS Completed, No IA | Riley Solar LLC | NORTH |  | 2022-06-06 | 2022-06-10 | 2022-09-06 | 2022-06-06 | 2023-04-18 |  |  | No | Not Required | Not Required
ERCOT | GIGA AUSTIN SOLAR | [5 empty] | PV |  |  |  | SOL |  |  |  | -53.3 | [12 empty] | Travis |  |  |  | 7047 HORNSBY Substation 138kV |  | 2025-03-14 | [6 empty] | 24INR0372 | SS Completed, FIS Started, No IA | GIGA TEXAS ENERGY LLC | SOUTH |  | 2022-08-09 | 2022-07-18 | 2022-10-14 | 2022-07-26 |  |  |  | No |  |  | Not Required
ERCOT | Farrier Station Energy Storage | [5 empty] | BA |  |  |  | OTH |  |  |  | 409.9 | [12 empty] | Hopkins |  |  |  | MONTICELLO SES (BUS# 1696) - ALLEN SWITCH (BUS# 2514) |  | 2027-12-01 | [6 empty] | 24INR0374 | SS Completed, FIS Completed, No IA | Farrier Station Energy Storage Project, LLC | NORTH |  | 2023-01-10 | 2023-01-17 | 2023-04-14 | 2023-01-10 | 2024-06-03 | No |  | No |  |  | Not Required
ERCOT | Possum Kingdom BESS | [5 empty] | BA |  |  |  | OTH |  |  |  | 200.86 | [12 empty] | Jack |  |  |  | Tap 345kV 1421 Willow Creek – 11523 Thomas Price |  | 2027-10-29 | [6 empty] | 24INR0375 | SS Completed, FIS Started, No IA | PK Solar, LLC | NORTH |  | 2023-05-31 | 2022-09-02 | 2022-11-29 |  |  | No |  | No | Not Required | Not Required | Not Required |  |  |  | 2025-05-01 | 2026-05-08
ERCOT | Huisache BESS | [5 empty] | BA |  |  |  | OTH |  |  |  | 100.67 | [12 empty] | Wilson |  |  |  | Tapping the Elm Creek to Shaula circuit 1 |  | 2026-02-15 | [6 empty] | 24INR0376 | SS Completed, FIS Started, No IA | Huisache Solar, LLC | SOUTH |  | 2023-01-11 | 2022-08-05 | 2022-11-01 | 2022-11-07 |  |  |  | No |  |  | Not Required
ERCOT | Solara BESS 1 | [5 empty] | BA |  |  |  | OTH |  |  |  | 150 | [12 empty] | Jones |  |  |  | 60387 Hendrick 138kV |  | 2026-11-30 | [6 empty] | 24INR0378 | SS Completed, FIS Started, No IA | CED Development Inc. | WEST |  | 2022-08-08 | 2022-07-05 | 2022-10-01 | 2022-07-26 |  |  |  | No |  |  | Not Required
ERCOT | Solara BESS 2 | [5 empty] | BA |  |  |  | OTH |  |  |  | 150 | [12 empty] | Jones |  |  |  | 60387 Hendrick 138kV |  | 2026-11-30 | [6 empty] | 24INR0379 | SS Completed, FIS Started, No IA | CED Development Inc. | WEST |  | 2022-08-08 | 2022-07-05 | 2022-10-01 | 2022-07-26 |  |  |  | No |  |  | Not Required
ERCOT | Photo BESS 3 | [5 empty] | BA |  |  |  | OTH |  |  |  | 100 | [12 empty] | Uvalde |  |  |  | 5885 Downie Substation 138kV |  | 2026-09-01 | [6 empty] | 24INR0380 | SS Completed, FIS Started, No IA | CED Development Inc. | SOUTH |  | 2022-07-28 | 2022-07-25 | 2022-10-21 | 2022-07-26 |  |  |  | No
ERCOT | Alexandrite Storage | [5 empty] | BA |  |  |  | OTH |  |  |  | 203 | [12 empty] | Cameron |  |  |  | 8359 Santa Rosa (S_SNROSA4A) 138kV |  | 2026-12-10 | [6 empty] | 24INR0381 | SS Completed, FIS Started, No IA | Johnson Energy Storage, LLC | COASTAL |  | 2022-06-20 | 2022-06-27 | 2022-09-22 | 2022-06-15 |  |  |  | No |  |  | Not Required
ERCOT | Remy Jade III Power Station | [5 empty] | GT |  |  |  | GAS |  |  |  | 102 | [12 empty] | Harris |  |  |  | Tap 138kV 40390 Crosby - 40811 Highlands |  | 2027-01-16 | [6 empty] | 24INR0382 | SS Completed, FIS Completed, IA | Remy Jade III Generating, LLC | HOUSTON | COD | 2022-07-14 | 2022-07-18 | 2022-10-12 | 2022-07-07 | 2023-03-14 |  | 2022-08-01 | No | 2022-03-16 | Not Required | 2023-03-14
ERCOT | Black & Gold Energy Storage | [5 empty] | BA |  |  |  | OTH |  |  |  | 254.58 | [12 empty] | Menard |  |  |  | 6364 Yellow Jacket Sub 138kV |  | 2027-06-30 | [6 empty] | 24INR0386 | SS Completed, FIS Started, IA | Black & Gold Energy Storage, LLC | WEST |  | 2022-09-13 | 2022-07-18 | 2022-10-14 | 2022-08-30 |  | No | 2024-08-14 | Yes
ERCOT | PaleAle BESS | [5 empty] | BA |  |  |  | OTH |  |  |  | 75.38 | [12 empty] | Hays |  |  |  | Tap 138 kV Bus 7506 L_CEDAVA8_1Y - Bus 7507 L_FRIEND8_1Y |  | 2027-04-15 | [6 empty] | 24INR0387 | SS Completed, FIS Started, No IA | Momentum Energy Storage Partners,LLC | SOUTH |  | 2022-12-13 | 2022-07-18 | 2022-10-14 | 2022-12-06 |  |  |  | No |  |  | Not Required
ERCOT | Kennedy Storage | [5 empty] | BA |  |  |  | OTH |  |  |  | 25.3 | [12 empty] | Navarro |  |  |  | Tap 345kV 68040 Kopprl Capacitor Yard - 68091 Navarro |  | 2028-12-31 | [6 empty] | 24INR0391 | SS Completed, FIS Started, No IA | Kennedy Bypass Solar LLC | NORTH | COD | 2022-07-06 | 2022-07-18 | 2022-10-12 | 2022-07-06 |  |  |  | No
ERCOT | Riverwalk BESS | [5 empty] | BA |  |  |  | OTH |  |  |  | 120 | [12 empty] | Bexar |  |  |  | 5294 Martinez Substation 138kV |  | 2026-10-31 | [6 empty] | 24INR0392 | SS Completed, FIS Started, No IA | RWE Solar Developement, LLC | SOUTH |  | 2022-07-14 | 2022-07-18 | 2022-10-14 | 2022-07-11 |  |  |  | No | Not Required | Not Required
ERCOT | ELECTRODE BESS | [5 empty] | BA |  |  |  | OTH |  |  |  | 150 | [12 empty] | Upton |  |  |  | Castillo Substation, Bus number : 76040 |  | 2026-12-31 | [6 empty] | 24INR0393 | SS Completed, FIS Started, No IA | CED Development Inc. | WEST |  | 2022-07-18 | 2022-07-25 | 2022-10-21 | 2022-07-12 |  |  |  | No | Not Required | Not Required | Not Required
ERCOT | CATHODE BESS | [5 empty] | BA |  |  |  | OTH |  |  |  | 150 | [12 empty] | Upton |  |  |  | 76635 King Mountain 138kV |  | 2026-12-31 | [6 empty] | 24INR0394 | SS Completed, FIS Started, No IA | CED Development Inc. | WEST |  | 2022-07-25 | 2022-08-05 | 2022-11-01 | 2022-07-12 |  |  |  | No
ERCOT | Berkman Storage | [5 empty] | BA |  |  |  | OTH |  |  |  | 150.86 | [12 empty] | Galveston |  |  |  | 138 kV League City (Bus# 38920) |  | 2027-05-31 | [6 empty] | 24INR0395 | SS Completed, FIS Completed, IA | Berkman Storage, LLC | HOUSTON | COD | 2022-08-03 | 2022-08-05 | 2022-11-01 | 2022-07-21 | 2023-06-27 |  | 2024-01-09 | Yes | Not Required | Not Required | Not Required | 2024-03-01
ERCOT | Destiny Storage | [5 empty] | BA |  |  |  | OTH |  |  |  | 205.57 | [12 empty] | Harris |  |  |  | Tap 138kV 40390 Crosby - 40680 Placid Ckt 86 |  | 2026-01-31 | [6 empty] | 24INR0397 | SS Completed, FIS Completed, IA | Destiny Storage, LLC | HOUSTON |  | 2022-08-12 | 2022-08-16 | 2022-11-11 | 2022-07-28 | 2024-01-26 | No | 2023-09-20 | Yes |  |  | Not Required | 2023-09-21
ERCOT | Buzios Solar | [5 empty] | PV |  |  |  | SOL |  |  |  | 252 | [12 empty] | Motley |  |  |  | Tap between Cottonwood (#59904) and White River (#23922) |  | 2026-06-30 | [6 empty] | 24INR0399 | SS Completed, FIS Completed, IA | Roaring Springs Solar, LLC | PANHANDLE |  | 2022-08-03 | 2022-09-15 | 2022-12-13 | 2022-08-04 | 2024-11-21 |  | 2023-11-06 | Yes | Not Required | Not Required | Not Required
ERCOT | Portside Energy Center (Solar) SLF | [5 empty] | PV |  |  |  | SOL |  |  |  | 41.11 | [12 empty] | Victoria |  |  |  | 80064 Chocolate Bayou 138kV |  | 2026-12-31 | [6 empty] | 24INR0401 | SS Completed, FIS Started, IA | Portside Energy Center, LLC | SOUTH |  | 2022-10-07 | 2022-11-15 | 2023-02-10 | 2022-11-01 |  |  | 2024-04-05 | No |  |  | Not Required
ERCOT | Portside Energy Center (BESS) SLF | [5 empty] | BA |  |  |  | OTH |  |  |  | 41.11 | [12 empty] | Victoria |  |  |  | 80064 Chocolate Bayou 138kV |  | 2026-12-31 | [6 empty] | 24INR0403 | SS Completed, FIS Started, IA | Portside Energy Center, LLC | SOUTH |  | 2022-10-07 | 2022-11-15 | 2023-02-10 | 2022-11-01 |  |  | 2024-04-05 | No |  |  | Not Required
ERCOT | Tres Rios Ranch Solar | [5 empty] | PV |  |  |  | SOL |  |  |  | 508 | [12 empty] | Upton |  |  |  | 76008 Twelvemile 345kV |  | 2027-12-31 | [6 empty] | 24INR0404 | SS Completed, FIS Started, No IA | LectricWind LLC | WEST |  | 2023-05-04 | 2022-08-05 | 2022-11-01 |  |  |  |  | No |  |  | Not Required
ERCOT | Crowned Heron BESS | [5 empty] | BA |  |  |  | OTH |  |  |  | 154.2 | [12 empty] | Fort Bend |  |  |  | WA Parish 345 kV Bus #44000 |  | 2025-07-31 | [6 empty] | 24INR0405 | SS Completed, FIS Completed, IA | RWE Renewables | HOUSTON |  | 2022-07-14 | 2022-07-18 | 2022-10-14 | 2022-07-12 | 2023-05-17 |  | 2023-06-26 | Yes | Not Required | Not Required | Not Required | 2024-05-01 | 2024-05-01 | 2024-05-01
ERCOT | Mercury Solar III | [5 empty] | PV |  |  |  | SOL |  |  |  | 203.5 | [12 empty] | Hill |  |  |  | 68092 Liberty Station 345kV |  | 2027-12-30 | [6 empty] | 24INR0407 | SS Completed, FIS Started, No IA | Mercury Solar | NORTH |  | 2022-08-02 | 2022-08-16 | 2022-11-11 | 2022-08-03 |  |  |  | No |  |  | Not Required
ERCOT | Pruett Storage | [5 empty] | BA |  |  |  | OTH |  |  |  | 50.48 | [12 empty] | Wise |  |  |  | Tap 138kV 587 Greenwood - 685 Leo |  | 2027-05-25 | [6 empty] | 24INR0408 | SS Completed, FIS Completed, No IA | Crandall Solar LLC | NORTH |  | 2022-07-20 | 2022-07-25 | 2022-10-18 | 2022-07-15 | 2024-06-14 |  |  | No
ERCOT | NRG Greens Bayou 6 | [5 empty] | GT |  |  |  | GAS |  |  |  | 445 | [12 empty] | Harris |  |  |  | Position 1/0 PSSE 40710, Greens Bayou Substation, 138 kV |  | 2028-05-01 | [6 empty] | 24INR0410 | SS Completed, FIS Completed, No IA | NRG Texas Power | HOUSTON |  | 2022-07-21 | 2022-08-16 | 2022-11-11 | 2022-07-21 | 2023-11-27 |  |  | No |  | 2023-09-15 | 2024-06-26
ERCOT | Greens Bayou Unit 9 CT 345 | [5 empty] | GT |  |  |  | GAS |  |  |  | 455 | [12 empty] | Harris |  |  |  | Position 1/0 PSSE 40700, Greens Bayou Substation |  | 2026-06-02 | [6 empty] | 24INR0411 | SS Completed, FIS Started, No IA | NRG Texas Power LLC | HOUSTON |  | 2022-09-07 | 2022-09-21 | 2022-12-19 | 2022-09-16 |  |  |  | No
ERCOT | Camino Ranch Solar SLF | [5 empty] | PV |  |  |  | SOL |  |  |  | 296.42 | [12 empty] | Houston |  |  |  | Tap to Jim English (#3351) – Flat Branch (#3345) 138kV |  | 2027-10-30 | [6 empty] | 24INR0412 | SS Completed, FIS Started, No IA | Camino Ranch Solar Project LLC | NORTH |  | 2023-07-01 | 2022-10-06 | 2023-01-03 |  |  |  |  | No |  |  | Not Required
ERCOT | Furay Battery Energy Storage System | [5 empty] | BA |  |  |  | OTH |  |  |  | 304 | [12 empty] | Harris |  |  |  | Tap 138kV 45660 Jonte substation – 46332 Scenic Woods Tapping both radial lines. |  | 2026-11-24 | [6 empty] | 24INR0413 | SS Completed, FIS Started, No IA | Blue Topaz 1, LLC | HOUSTON |  | 2022-08-31 | 2022-09-02 | 2022-11-29 | 2022-09-01 |  | No |  | No | Not Required | Not Required
ERCOT | Trelas | [5 empty] | BA |  |  |  | OTH |  |  |  | 200.83 | [12 empty] | McCulloch |  |  |  | 76006 Bow Wood 345kV Bus |  | 2028-05-01 | [6 empty] | 24INR0416 | SS Completed, FIS Started, No IA | Trelasol, LLC | SOUTH |  | 2022-08-15 | 2022-09-02 | 2022-11-29 | 2022-08-15 |  |  |  | No |  |  | Not Required
ERCOT | Sierra Diablo Energy Storage | [5 empty] | BA |  |  |  | OTH |  |  |  | 203.81 | [12 empty] | Van Zandt |  |  |  | Tap 138kv 1698 Sulphur Springs Switch – 3174 Canton Switch |  | 2026-04-20 | [6 empty] | 24INR0417 | SS Completed, FIS Started, No IA | SIERRA DIABLO ENERGY STORAGE LLC | NORTH |  | 2022-07-28 | 2022-08-05 | 2022-11-01 | 2022-07-26 |  |  |  | No |  |  | Not Required
ERCOT | Middlebrook Solar | [5 empty] | PV |  |  |  | SOL |  |  |  | 316.19 | [12 empty] | Nacogdoches |  |  |  | Tap Stryker [3109] - Lufkin [3117] 345 kV line |  | 2027-06-30 | [6 empty] | 24INR0418 | SS Completed, FIS Started, No IA | Middlebrook Solar LLC | NORTH |  | 2022-09-21 | 2022-10-18 | 2023-01-13 | 2022-10-06 |  |  |  | No | Not Required | Not Required | Not Required
ERCOT | High Plains Storage | [5 empty] | BA |  |  |  | OTH |  |  |  | 157.7 | [12 empty] | Harris |  |  |  | 45880 Hockley 138kV |  | 2026-10-30 | [6 empty] | 24INR0419 | SS Completed, FIS Started, No IA | ROBP Holdings, LLC | HOUSTON |  | 2022-08-18 | 2022-09-02 | 2022-11-29 | 2022-08-18 |  |  |  | No | Not Required | Not Required
ERCOT | Camino Ranch Storage SLF | [5 empty] | BA |  |  |  | OTH |  |  |  | 298.06 | [12 empty] | Houston |  |  |  | Tap to Jim English (#3351) – Flat Branch (#3345) 138kV |  | 2027-10-30 | [6 empty] | 24INR0420 | SS Completed, FIS Started, No IA | Camino Solar Ranch, LLC | NORTH |  | 2023-07-04 | 2022-10-18 | 2023-01-03 |  |  |  |  | No |  |  | Not Required
ERCOT | Swift Air Solar | [5 empty] | PV |  |  |  | SOL |  |  |  | 146.5 | [12 empty] | Ector |  |  |  | Tap 138kV 1019 Moss Switch – 11128 Shin Oak POD |  | 2025-03-19 | [6 empty] | 24INR0421 | SS Completed, FIS Completed, IA | Swift Air Solar, LLC | WEST |  | 2022-10-25 | 2022-11-07 | 2023-02-03 | 2022-09-01 | 2024-02-13 | No | 2024-04-30 | Yes | Not Required | Not Required | Not Required | 2024-05-01 | 2024-05-01 | 2024-05-01 |  |  | 2024-12-12
ERCOT | Hollow Branch Creek Solar | [5 empty] | PV |  |  |  | SOL |  |  |  | 460 | [12 empty] | Leon |  |  |  | Tap 345kV 3390 Jewett - 44645 Singleton |  | 2027-12-31 | [6 empty] | 24INR0422 | SS Completed, FIS Completed, IA | Hollow Branch Creek Solar LLC | NORTH |  | 2022-09-06 | 2022-09-02 | 2022-11-29 | 2022-08-15 | 2024-10-03 | Yes | 2024-10-22 | Yes |  |  | Not Required
ERCOT | Hollow Branch Creek Storage | [5 empty] | BA |  |  |  | OTH |  |  |  | 460 | [12 empty] | Leon |  |  |  | Jewett – Singleton 345 kV [PTI Bus # 3390 – 44645] |  | 2027-12-31 | [6 empty] | 24INR0423 | SS Completed, FIS Completed, No IA | Hollow Branch Creek Solar LLC | NORTH |  | 2022-09-20 | 2022-09-02 | 2022-11-29 | 2022-09-16 | 2024-10-03 | Yes |  | No |  |  | Not Required
ERCOT | Cascabel Wind 1 | [5 empty] | WT |  |  |  | WIN |  |  |  | 197.75 | [12 empty] | Zapata |  |  |  | 345 kV Rapido Substation (New ETT Substation) tapping the existing 345 kV Line from CENIZO7C (#80225) to DELSOL7C (#80307) |  | 2027-12-01 | [6 empty] | 24INR0424 | SS Completed, FIS Started, No IA | Vaquero Wind Energy, LLC | SOUTH |  | 2023-03-08 | 2023-03-13 | 2023-06-09 | 2023-02-15 |  |  |  | No |  |  | Not Required
ERCOT | Two Brothers Battery Energy Storage System | [5 empty] | BA |  |  |  | OTH |  |  |  | 152 | [12 empty] | Victoria |  |  |  | 8911 BLKBYU4A 138kV |  | 2026-12-01 | [6 empty] | 24INR0425 | SS Completed, FIS Started, IA | BRP Blue Topaz 2, LLC | SOUTH |  | 2022-09-13 | 2022-09-15 | 2022-12-13 | 2022-09-14 |  | No | 2024-04-22 | Yes | Not Required | Not Required
ERCOT | Leighton BESS SLF | [5 empty] | BA |  |  |  | OTH |  |  |  | 0 | [12 empty] | Limestone |  |  |  | 99 BENHUR 69kV |  | 2026-10-17 | [6 empty] | 24INR0426 | SS Completed, FIS Started, No IA | Lavender Solar LLC | NORTH |  | 2022-09-13 | 2022-09-21 | 2022-12-19 | 2022-09-16 |  | No |  | No
ERCOT | CPS AvR CT1 Rotor Replacement | [5 empty] | CC |  |  |  | GAS |  |  |  | 11.3 | [12 empty] | Bexar |  |  |  | 5475 Braunig 345kV |  | 2025-01-31 | [6 empty] | 24INR0427 | SS Completed, FIS Completed, No IA | CPS Energy | SOUTH |  | 2022-08-30 | 2022-10-24 | 2023-01-20 | 2022-09-20 | 2023-04-18 |  |  | No | 2018-06-01 |  | 2023-04-21 | 2023-04-18 | 2023-04-18 | 2023-05-01 |  |  |  | 2023-12-04
ERCOT | Carambola BESS | [5 empty] | BA |  |  |  | OTH |  |  |  | 97.43 | [12 empty] | Hidalgo |  |  |  | North Mcallen 138 kV Substation (N_MCALLN, Bus#8368) |  | 2026-05-31 | [6 empty] | 24INR0436 | SS Completed, FIS Started, IA | SMT McAllen II LLC | SOUTH |  | 2022-10-04 | 2022-10-18 | 2023-01-13 | 2022-10-05 |  | No | 2023-07-31 | Yes | Not Required | Not Required | Not Required | 2023-08-08
ERCOT | Starling Solar Phase II | [5 empty] | PV |  |  |  | SOL |  |  |  | 43.56 | [12 empty] | Gonzales |  |  |  | tap 138kV 7224 Luling - 7245 Gonzales. Starling Solar Phase II is a an addition of 42.24MW to the 23INR0035 (solar) filed in 2020. 23INR0181 (storage) was filed in 2021. |  | 2027-05-15 | [6 empty] | 24INR0440 | SS Completed, FIS Started, No IA | Starling Solar, LLC | SOUTH |  | 2023-06-21 | 2022-10-06 | 2022-12-28 |  |  |  |  | No |  |  | Not Required
ERCOT | Midnight Sun Energy Storage | [5 empty] | BA |  |  |  | OTH |  |  |  | 510 | [12 empty] | Crockett |  |  |  | 6601 Rio Pecos 138kV |  | 2027-07-01 | [6 empty] | 24INR0442 | SS Completed, FIS Started, No IA | Midnight Sun Energy Storage, LLC | WEST |  | 2022-12-05 | 2022-12-07 | 2023-03-04 | 2022-11-18 |  | No |  | No
ERCOT | Hiru Storage | [5 empty] | BA |  |  |  | OTH |  |  |  | 503.8 | [12 empty] | Clay |  |  |  | Tap 345kV 6111 Riley - 1730 West Krum ckt 1 |  | 2028-03-31 | [6 empty] | 24INR0444 | SS Completed, FIS Started, No IA | Hecate Energy Hazel LLC | WEST |  | 2023-12-22 | 2022-11-15 | 2023-02-10 |  |  |  |  | No |  |  | Not Required
ERCOT | PSE Flores TX Storage | [5 empty] | BA |  |  |  | OTH |  |  |  | 200 | [12 empty] | Starr |  |  |  | TAP 138KV 8793 RIO GRANDE CITY - 8798 LAGRULLA |  | 2027-07-31 | [6 empty] | 24INR0445 | SS Completed, FIS Started, No IA | PureSky Development Inc | SOUTH |  | 2023-10-01 | 2022-12-15 | 2023-03-13 |  |  |  |  | No | Not Required | Not Required | Not Required
ERCOT | PSE Gongora Hill TX Storage | [5 empty] | BA |  |  |  | OTH |  |  |  | 200 | [12 empty] | Starr |  |  |  | Tap 138kV 8796 Roma – 7870 Escobares |  | 2027-07-31 | [6 empty] | 24INR0446 | SS Completed, FIS Started, No IA | PureSky Development Inc | SOUTH |  | 2023-11-02 | 2023-02-27 | 2023-03-13 | 2022-11-22 |  |  |  | No | Not Required | Not Required | Not Required
ERCOT | PSE Chihuahua TX Storage | [5 empty] | BA |  |  |  | OTH |  |  |  | 200 | [12 empty] | Hidalgo |  |  |  | Tap 138kV 8392 Bates – 8394 Liston |  | 2027-07-31 | [6 empty] | 24INR0447 | SS Completed, FIS Started, No IA | PureSky Development Inc | SOUTH |  | 2023-09-25 | 2022-12-07 | 2023-03-06 |  |  | No |  | No | Not Required | Not Required | Not Required
ERCOT | PSE Minnesota TX Storage | [5 empty] | BA |  |  |  | OTH |  |  |  | 94 | [12 empty] | Hidalgo |  |  |  | Tap 138kV 8372 North Pharr – 8906 North Alamo |  | 2027-07-31 | [6 empty] | 24INR0448 | SS Completed, FIS Started, No IA | PureSky Development Inc | SOUTH |  | 2023-08-21 | 2022-11-15 | 2023-02-09 |  |  |  |  | No | Not Required | Not Required | Not Required
ERCOT | PSE Richardson TX Storage | [5 empty] | BA |  |  |  | OTH |  |  |  | 100 | [12 empty] | Hidalgo |  |  |  | TAP 138KV 8374 SOUTH EAST EDINBURG - 8029 CLOSNER |  | 2027-07-31 | [6 empty] | 24INR0449 | SS Completed, FIS Started, No IA | PureSky Development Inc. | SOUTH |  | 2023-09-28 | 2022-12-07 | 2023-03-06 |  |  |  |  | No | Not Required | Not Required | Not Required
ERCOT | Smokey Willie BESS SLF | [5 empty] | BA |  |  |  | OTH |  |  |  | 0 | [12 empty] | Anderson |  |  |  | Tap 138kV 3325 Blackburn Switch – 3272 Palestine |  | 2026-12-15 | [6 empty] | 24INR0450 | SS Completed, FIS Completed, No IA | Neches Solar, LLC | NORTH |  | 2022-11-11 | 2022-11-15 | 2023-02-09 | 2022-10-28 | 2023-09-22 | No |  | No
ERCOT | Longfellow Solar I | [5 empty] | PV |  |  |  | SOL |  |  |  | 178.2 | [12 empty] | Pecos |  |  |  | 38431 TNCENTRY1_1 138 KV |  | 2026-12-01 | [6 empty] | 24INR0452 | SS Completed, FIS Started, No IA | CENTURY GAS PROCESSING, LLC | WEST |  | 2023-04-26 | 2022-11-07 | 2023-02-03 |  |  |  |  | No |  |  | Not Required
ERCOT | Longfellow BESS I | [5 empty] | BA |  |  |  | OTH |  |  |  | 54.99 | [12 empty] | Pecos |  |  |  | 38431 TNCENTRY1_1 138 KV |  | 2025-12-01 | [6 empty] | 24INR0453 | SS Completed, FIS Completed, No IA | CENTURY GAS PROCESSING, LLC | WEST |  | 2023-04-25 | 2022-11-07 | 2023-02-03 |  | 2024-12-18 |  |  | No |  |  | Not Required
ERCOT | Longfellow Solar II | [5 empty] | PV |  |  |  | SOL |  |  |  | 207.36 | [12 empty] | Pecos |  |  |  | 38432 TNCENTRY2_1 138 KV |  | 2026-12-01 | [6 empty] | 24INR0454 | SS Completed, FIS Started, No IA | CENTURY GAS PROCESSING, LLC | WEST |  | 2023-04-25 | 2022-11-07 | 2023-02-03 |  |  |  |  | No |  |  | Not Required
ERCOT | Longfellow BESS II | [5 empty] | BA |  |  |  | OTH |  |  |  | 105.75 | [12 empty] | Pecos |  |  |  | 38432 TNCENTRY2_1 138 KV |  | 2025-12-01 | [6 empty] | 24INR0455 | SS Completed, FIS Completed, No IA | CENTURY GAS PROCESSING, LLC | WEST |  | 2023-04-26 | 2022-11-07 | 2023-02-03 |  | 2024-12-18 |  |  | No |  |  | Not Required
ERCOT | FRIENDSWOOD ENERGY GENCO | [5 empty] | GT |  |  |  | GAS |  |  |  | 143.7 | [12 empty] | Harris |  |  |  | 47170 H O CLARKE 138KV |  | 2025-07-01 | [6 empty] | 24INR0456 | SS Completed, FIS Completed, IA | Tejas Power Generation LLC | HOUSTON |  | 2023-05-04 | 2022-12-07 | 2023-03-06 |  | 2024-03-21 | No | 2024-04-23 | Yes | 2032-11-04 | Not Required | 2024-10-09 | 2024-10-28 | 2024-10-28 | 2024-10-28
ERCOT | Exodus BESS | [5 empty] | BA |  |  |  | OTH |  |  |  | 201.36 | [12 empty] | Caldwell |  |  |  | Tap 345kV 7040 Austrop – 7042 Zorn |  | 2026-05-01 | [6 empty] | 24INR0459 | SS Completed, FIS Started, No IA | Exodus Solar LLC | SOUTH | COD | 2023-06-30 | 2023-07-10 | 2023-10-05 | 2023-06-30 |  |  |  | No |  |  | Not Required
ERCOT | Evelyn Battery Energy Storage System | [5 empty] | BA |  |  |  | OTH |  |  |  | 221.3 | [12 empty] | Galveston |  |  |  | Hidden Lakes 138kV (38900) |  | 2025-05-06 | [6 empty] | 24INR0460 | SS Completed, FIS Completed, IA | Evelyn Energy Storage LLC | HOUSTON |  | 2022-12-01 | 2023-01-03 | 2023-03-30 | 2022-12-08 | 2024-07-29 |  | 2023-09-14 | Yes |  |  |  | 2024-07-03 | 2024-07-03 | 2024-08-01
ERCOT | Augie BESS | [5 empty] | BA |  |  |  | OTH |  |  |  | 200.81 | [12 empty] | Waller |  |  |  | 46560 Waller 138kV |  | 2026-11-30 | [6 empty] | 24INR0461 | SS Completed, FIS Completed, No IA | BRP Blue Topaz 5, LLC | HOUSTON |  | 2022-12-01 | 2023-01-23 | 2023-04-22 | 2023-01-18 | 2024-01-24 | No |  | No |  |  | Not Required
ERCOT | Ventana Ranch Solar | [5 empty] | PV |  |  |  | SOL |  |  |  | 502.03 | [12 empty] | Jim Wells |  |  |  | Tap 345 kV Lon Hill (Bus# 8455) -- North Edinburg (Bus# 8905) |  | 2026-12-01 | [6 empty] | 24INR0462 | SS Completed, FIS Started, No IA | Monarch Energy Development LLC | SOUTH |  | 2022-11-10 | 2022-11-15 | 2023-02-10 | 2022-11-10 |  | Yes |  | No |  |  | Not Required
ERCOT | McGee Storage | [5 empty] | BA |  |  |  | OTH |  |  |  | 151.39 | [12 empty] | Henderson |  |  |  | Bus #6843 at Rayburn Barton Chapel Substation |  | 2026-05-29 | [6 empty] | 24INR0471 | SS Completed, FIS Completed, No IA | BT McGee Storage, LLC | NORTH |  | 2022-11-10 | 2022-11-15 | 2023-02-09 | 2022-11-09 | 2024-05-30 | No |  | No |  |  | Not Required
ERCOT | Amador Storage | [5 empty] | BA |  |  |  | OTH |  |  |  | 102.58 | [12 empty] | Van Zandt |  |  |  | 6833 Explorer Switching Station 138kV |  | 2025-12-31 | [6 empty] | 24INR0472 | SS Completed, FIS Completed, IA | BT Amador Storage, LLC | NORTH | SFS/NtP | 2022-11-15 | 2022-11-23 | 2023-02-17 | 2022-11-18 | 2024-12-18 | No | 2023-11-02 | Yes |  |  | Not Required
ERCOT | Hooper Solar | [5 empty] | PV |  |  |  | SOL |  |  |  | 50.48 | [12 empty] | Lee |  |  |  | Tap 138kV line between Lexington (Bus #7571) and Lyle Wolz (Bus #7567) |  | 2026-01-15 | [6 empty] | 24INR0473 | SS Completed, FIS Completed, No IA | BT Brown Solar, LLC | SOUTH |  | 2022-12-01 | 2022-12-07 | 2023-03-06 | 2022-11-03 | 2024-02-20 | No |  | No |  |  | Not Required
ERCOT | Hooper Storage | [5 empty] | BA |  |  |  | OTH |  |  |  | 30.68 | [12 empty] | Lee |  |  |  | Tap 138kV line between Lexington (Bus #7571) and Lyle Wolz (Bus #7567) |  | 2026-01-15 | [6 empty] | 24INR0474 | SS Completed, FIS Completed, No IA | BT Brown Solar, LLC | SOUTH |  | 2022-11-23 | 2022-12-07 | 2023-03-06 | 2022-11-23 | 2024-02-20 | No |  | No |  |  | Not Required
ERCOT | DOS RIOS ENERGY STORAGE SLF | [5 empty] | BA |  |  |  | OTH |  |  |  | 164.5 | [12 empty] | Milam |  |  |  | TAP 69 KV 61 BRANCHVILLE -- 65 SILVER CITY |  | 2027-03-15 | [6 empty] | 24INR0476 | SS Completed, FIS Completed, No IA | DOS RIOS SOLAR, LLC | SOUTH |  | 2023-03-29 | 2022-11-15 | 2023-02-11 |  | 2024-10-24 |  |  | No |  |  | Not Required
ERCOT | Barrett Solar | [5 empty] | PV |  |  |  | SOL |  |  |  | 125.81 | [12 empty] | Rains |  |  |  | Tap 6798 SNYPT_RC - 6797 LNOK_RC 138kV line |  | 2025-12-31 | [6 empty] | 24INR0477 | SS Completed, FIS Completed, IA | Barrett Solar Project, LLC | NORTH |  | 2022-11-30 | 2023-02-27 | 2023-05-26 | 2023-02-22 | 2023-10-02 | No | 2023-10-05 | No |  |  | Not Required |  |  |  | 2024-11-15
ERCOT | NRG THW GT 138 | [5 empty] | GT |  |  |  | GAS |  |  |  | 458 | [12 empty] | Harris |  |  |  | 138 kV Bus Number: 45515, Bus Name: T_H_W__POI_8 |  | 2026-06-05 | [6 empty] | 24INR0479 | SS Completed, FIS Started, No IA | NRG THW GT LLC | HOUSTON |  | 2022-11-17 | 2022-11-22 | 2023-02-17 | 2022-11-17 |  | No |  | No | 2022-12-05
ERCOT | NRG THW GT 345 | [5 empty] | GT |  |  |  | GAS |  |  |  | 456 | [12 empty] | Harris |  |  |  | 345 kV Bus Number: 45500, Bus Name: T_H_W__POI_5 |  | 2026-05-01 | [6 empty] | 24INR0482 | SS Completed, FIS Completed, IA | NRG THW GT LLC | HOUSTON |  | 2022-11-16 | 2022-11-17 | 2023-02-09 | 2022-11-17 | 2024-02-05 | No | 2024-08-22 | Yes | 2022-12-05 | Not Required | 2024-06-17
ERCOT | Lupinus Solar 3 | [5 empty] | PV |  |  |  | SOL |  |  |  | 100.8 | [12 empty] | Franklin |  |  |  | 1794 Monticello Tap 138 kV |  | 2026-09-21 | [6 empty] | 24INR0484 | SS Completed, FIS Completed, No IA | Lupinus Solar 2, LLC | NORTH |  | 2023-09-13 | 2023-09-23 | 2023-12-20 | 2023-09-13 | 2024-06-26 | No |  | No |  |  | Not Required
ERCOT | Rutile BESS | [5 empty] | BA |  |  |  | OTH |  |  |  | 100.65 | [12 empty] | Runnels |  |  |  | Tap 138kV 6340 BALLINGER - 60399 WEISS |  | 2028-03-31 | [6 empty] | 24INR0485 | SS Completed, FIS Started, No IA | Rutile BESS, LLC | WEST | COD | 2023-05-10 | 2023-01-23 | 2023-04-22 |  |  | No |  | No |  |  | Not Required
ERCOT | Forts Trail BESS 2 | [5 empty] | BA |  |  |  | OTH |  |  |  | 201.2 | [12 empty] | Taylor |  |  |  | 11406 Central Bluff Switch 345 kV |  | 2027-07-29 | [6 empty] | 24INR0488 | SS Completed, FIS Started, No IA | JC Central Bluff, LLC | WEST |  | 2023-02-15 | 2023-02-20 | 2023-05-20 | 2023-02-01 |  | No |  | No | Not Required | Not Required | Not Required
ERCOT | Lupinus Storage 3 | [5 empty] | BA |  |  |  | OTH |  |  |  | 50.9 | [12 empty] | Franklin |  |  |  | 1794 Monticello Tap Substation 138 kV |  | 2026-09-21 | [6 empty] | 24INR0490 | SS Completed, FIS Completed, No IA | Lupinus Solar 2, LLC | NORTH |  | 2023-01-23 | 2023-09-23 | 2023-12-20 | 2023-09-13 | 2024-06-26 | No |  | No
ERCOT | Gunnar BESS | [5 empty] | BA |  |  |  | OTH |  |  |  | 203 | [12 empty] | Hidalgo |  |  |  | 8029 CLOSNER4A 138kV |  | 2025-12-01 | [6 empty] | 24INR0491 | SS Completed, FIS Started, IA | BRP Blue Topaz 6, LLC | SOUTH |  | 2023-02-01 | 2023-02-09 | 2023-05-05 | 2023-01-30 |  |  | 2023-09-22 | Yes | Not Required | Not Required | Not Required | 2024-05-06
ERCOT | Crowned Heron BESS 2 | [5 empty] | BA |  |  |  | OTH |  |  |  | 154.2 | [12 empty] | Fort Bend |  |  |  | WA Parish 345 kV Bus #44000 |  | 2025-07-31 | [6 empty] | 24INR0493 | SS Completed, FIS Completed, IA | RWE Renewables | HOUSTON |  | 2022-11-22 | 2022-11-23 | 2023-02-17 | 2022-11-15 | 2024-01-28 | No | 2024-08-20 | Yes |  |  | Not Required | 2024-10-10 | 2024-11-04 | 2024-11-04
ERCOT | Hana Springs BESS | [5 empty] | BA |  |  |  | OTH |  |  |  | 100.8 | [12 empty] | Lampasas |  |  |  | 7064 LAMPASAS 138KV |  | 2027-12-15 | [6 empty] | 24INR0494 | SS Completed, FIS Started, No IA | Black Mountain Energy Storage II LLC | NORTH | COD | 2022-11-22 | 2022-11-23 | 2023-02-17 | 2022-11-18 |  |  |  | No
ERCOT | Barbers Hill BESS | [5 empty] | BA |  |  |  | OTH |  |  |  | 307.72 | [12 empty] | Chambers |  |  |  | 40850 JORDAN 345kV |  | 2027-07-15 | [6 empty] | 24INR0495 | SS Completed, FIS Completed, No IA | Black Mountain Energy Storage II | HOUSTON |  | 2022-12-28 | 2023-01-17 | 2023-04-14 | 2022-12-27 | 2024-04-05 | No |  | No
ERCOT | Indigo Storage | [5 empty] | BA |  |  |  | OTH |  |  |  | 60 | [12 empty] | Fisher |  |  |  | tap 345 kV 68001 Claytonville – 68004 Phantom Hill Circuit 2 |  | 2026-08-17 | [6 empty] | 24INR0496 | SS Completed, FIS Started, No IA | Innovative Solar 245, LLC | WEST |  | 2023-10-16 | 2022-12-15 | 2023-03-13 |  |  |  |  | No |  |  | Not Required
ERCOT | Fort Watt Storage | [5 empty] | BA |  |  |  | OTH |  |  |  | 201.4 | [12 empty] | Tarrant |  |  |  | Tap 138kV 1933 Kennedale - 2208 Mansfield |  | 2027-04-20 | [6 empty] | 24INR0498 | SS Completed, FIS Completed, IA | Fort Watt Storage, LLC | NORTH |  | 2022-12-30 | 2023-01-03 | 2023-03-30 | 2022-12-07 | 2024-07-09 | No | 2024-08-28 | Yes |  |  | Not Required
ERCOT | Claire BESS | [5 empty] | BA |  |  |  | OTH |  |  |  | 406.01 | [12 empty] | Harris |  |  |  | 40011 Cedar Bayou 138kV |  | 2026-11-30 | [6 empty] | 24INR0500 | SS Completed, FIS Completed, No IA | BRP Blue Topaz 3, LLC | HOUSTON |  | 2023-01-30 | 2023-02-09 | 2023-05-08 | 2023-01-30 | 2024-01-24 |  |  | No
ERCOT | Corralitos Wind 1 | [5 empty] | WT |  |  |  | WIN |  |  |  | 196.1 | [12 empty] | Zapata |  |  |  | Tap 345kV 80225 CENIZO7C - 80307 DELSOL7C (New ETT Tiempo Substation) |  | 2027-12-01 | [6 empty] | 24INR0505 | SS Completed, FIS Started, No IA | Vaquero Wind Energy, LLC | SOUTH | COD | 2023-01-24 | 2023-01-30 | 2023-04-28 | 2023-01-19 |  |  |  | No |  |  | Not Required
ERCOT | Corralitos Wind 2 | [5 empty] | WT |  |  |  | WIN |  |  |  | 195.4 | [12 empty] | Zapata |  |  |  | Tap 345kV 80225 CENIZO7C - 80307 DELSOL7C (New ETT Tiempo Substation) |  | 2027-12-31 | [6 empty] | 24INR0506 | SS Completed, FIS Started, No IA | Vaquero Wind Energy, LLC | SOUTH | COD | 2023-01-24 | 2023-01-30 | 2023-04-28 | 2023-01-19 |  |  |  | No |  |  | Not Required
ERCOT | Young Wind II SLF | [5 empty] | WT |  |  |  | WIN |  |  |  | 152.28 | [12 empty] | Young |  |  |  | Oncor's Thomas Price Station (#11523) |  | 2026-03-08 | [6 empty] | 24INR0507 | SS Completed, FIS Started, No IA | Young Wind II, LLC | WEST |  | 2023-04-18 | 2023-05-03 | 2023-07-31 | 2023-04-26 |  |  |  | No |  |  | Not Required
ERCOT | White Oak King Wind | [5 empty] | WT |  |  |  | WIN |  |  |  | 606.5 | [12 empty] | King |  |  |  | To 345 kV Gauss ( Bus # 60701) |  | 2026-03-01 | [6 empty] | 24INR0508 | SS Completed, FIS Started, No IA | White Oak Energy, LLC | WEST |  | 2023-01-06 | 2023-03-09 | 2023-06-05 | 2023-02-07 |  | No |  | No |  |  | Not Required
ERCOT | Rogers Draw BESS | [5 empty] | BA |  |  |  | OTH |  |  |  | 145.55 | [12 empty] | Gillespie |  |  |  | 7751 Headwaters substation 138kV |  | 2026-05-10 | [6 empty] | 24INR0514 | SS Completed, FIS Not Started, IA | ROGERS DRAW ENERGY STORAGE, LLC | SOUTH |  | 2023-01-10 | 2023-01-03 | 2023-03-30 |  |  |  | 2024-02-28 | No
ERCOT | French Riviera Storage | [5 empty] | BA |  |  |  | OTH |  |  |  | 75 | [12 empty] | Kleberg |  |  |  | 5646 Riviera Substation 69kV |  | 2028-05-01 | [6 empty] | 24INR0516 | SS Completed, FIS Started, No IA | Arana Creek Battery Storage LLC | COASTAL |  | 2023-01-24 | 2023-02-09 | 2023-05-05 | 2023-01-21 |  |  |  | No |  |  | Not Required
ERCOT | Roost Energy Storage | [5 empty] | BA |  |  |  | OTH |  |  |  | 102.36 | [12 empty] | Scurry |  |  |  | KNDRSACRC Bus #11130 to Knapp Substation Bus #1310 |  | 2026-09-15 | [6 empty] | 24INR0519 | SS Completed, FIS Started, No IA | Bluff Creek Energy Storage LLC | WEST |  | 2023-01-24 | 2023-01-30 | 2023-04-28 | 2023-01-21 |  |  |  | No |  |  | Not Required
ERCOT | Blanquilla BESS | [5 empty] | BA |  |  |  | OTH |  |  |  | 200.78 | [12 empty] | Nueces |  |  |  | Tap 138kV 8452 LON_HILL4A - 8441 NUECES_B4A |  | 2026-05-15 | [6 empty] | 24INR0528 | SS Completed, FIS Not Started, IA | Blanquilla BESS LLC | COASTAL |  | 2023-03-14 | 2023-02-09 | 2023-05-08 |  |  |  | 2024-09-05 | Yes |  |  | Not Required
ERCOT | Southside Energy | [5 empty] | BA |  |  |  | OTH |  |  |  | 101.2 | [12 empty] | Brazoria |  |  |  | Tap 138kV 42960 Mustang Bayou - 42100 HUDSON ckt 4 |  | 2026-06-15 | [6 empty] | 24INR0530 | SS Completed, FIS Started, No IA | Southside Energy, LLC | COASTAL |  | 2023-11-01 | 2023-02-27 | 2023-05-26 |  |  |  |  | No |  |  | Not Required
ERCOT | Timber Cove Solar SLF | [5 empty] | PV |  |  |  | SOL |  |  |  | 100.5 | [12 empty] | Freestone |  |  |  | Tap 138 kV 212 Winkler - 3510 Pin Oak |  | 2027-04-01 | [6 empty] | 24INR0532 | SS Completed, FIS Started, No IA | Freestone Solar, LLC | NORTH |  | 2023-05-02 | 2023-05-22 | 2023-08-17 | 2023-05-17 |  |  |  | No |  |  | Not Required
ERCOT | Padua Grid BESS Unit 2 | [5 empty] | BA |  |  |  | OTH |  |  |  | 150.94 | [12 empty] | Bexar |  |  |  | 5395 Sommers 138kV |  | 2026-08-31 | [6 empty] | 24INR0533 | SS Completed, FIS Started, No IA | Padua Grid, LLC | SOUTH | COD | 2023-05-30 | 2023-06-07 | 2023-09-01 | 2023-06-01 |  |  |  | No |  |  | Not Required
ERCOT | Lyford Energy | [5 empty] | BA |  |  |  | OTH |  |  |  | 101.2 | [12 empty] | Willacy |  |  |  | 5745 E Raymondville 138kV |  | 2025-09-15 | [6 empty] | 24INR0534 | SS Completed, FIS Started, No IA | Lyford Energy, LLC | COASTAL |  | 2023-11-07 | 2023-03-08 | 2023-06-05 |  |  |  |  | No |  |  | Not Required
ERCOT | FLIFER Solar I | [5 empty] | PV |  |  |  | SOL |  |  |  | 84 | [12 empty] | Ward |  |  |  | Tap 138 kV Yucca Drive Switch (bus# 1009) – Sand Tank (bus# 11197) |  | 2027-04-15 | [6 empty] | 24INR0538 | SS Completed, FIS Started, No IA | FLIFER LLC | WEST |  | 2023-05-08 | 2023-03-08 | 2023-06-01 |  |  |  |  | No |  |  | Not Required
ERCOT | Kinney County Energy | [5 empty] | BA |  |  |  | OTH |  |  |  | 101.2 | [12 empty] | Kinney |  |  |  | Tap 138kV 8252 Brackett4A - 78255 L_PINTCR8_1Y |  | 2027-05-15 | [6 empty] | 24INR0541 | SS Completed, FIS Started, No IA | Kinney County Energy, LLC | SOUTH |  | 2023-11-10 | 2023-03-27 | 2023-06-19 |  |  |  |  | No |  |  | Not Required
ERCOT | Thomas Cameron BESS | [5 empty] | BA |  |  |  | OTH |  |  |  | 201.52 | [12 empty] | Lampasas |  |  |  | Tap 345kV 3424 BUCKHORN SWITCH - 3422 KILLEEN SWITCH |  | 2027-05-03 | [6 empty] | 24INR0543 | SS Completed, FIS Completed, No IA | Thomas Cameron BESS LLC | NORTH |  | 2023-06-01 | 2023-06-07 | 2023-09-01 | 2023-06-02 | 2024-07-23 | No |  | No |  |  | Not Required
ERCOT | Wetzel BESS | [5 empty] | BA |  |  |  | OTH |  |  |  | 185.57 | [12 empty] | Brown |  |  |  | Tap 138kV 1654 Zephyr – 1655 Brownwood Switch |  | 2026-09-15 | [6 empty] | 24INR0544 | SS Completed, FIS Started, No IA | Brown ESS, LLC | NORTH |  | 2023-03-14 | 2023-03-27 | 2023-06-20 | 2023-03-15 |  |  |  | No |  |  | Not Required
ERCOT | Mercedes II BESS | [5 empty] | BA |  |  |  | OTH |  |  |  | 227.87 | [12 empty] | Hidalgo |  |  |  | TAP NORTH MERCEDES (BUS #8358) and NORTH WESLACO (BUS# 8357) |  | 2025-10-09 | [6 empty] | 24INR0550 | SS Completed, FIS Started, No IA | SMT Mercedes II, LLC | SOUTH |  | 2023-04-28 | 2023-05-15 | 2023-08-11 | 2023-05-08 |  |  |  | No |  |  | Not Required
ERCOT | Shaula I BESS | [5 empty] | BA |  |  |  | OTH |  |  |  | 86.88 | [12 empty] | DeWitt |  |  |  | 5380 Shaula 345kV |  | 2025-12-31 | [6 empty] | 24INR0555 | SS Completed, FIS Started, No IA | Shaula Energy Project LLC | SOUTH |  | 2023-05-19 | 2023-07-10 | 2023-10-05 | 2023-07-03 |  |  |  | No |  |  | Not Required
ERCOT | Hovey Energy Storage | [5 empty] | BA |  |  |  | OTH |  |  |  | 23 | [12 empty] | Pecos |  |  |  | 60385 Solstice 138kV |  | 2026-12-31 | [6 empty] | 24INR0557 | SS Completed, FIS Started, No IA | Barilla Solar, LLC | WEST | COD | 2023-06-29 | 2023-07-10 | 2023-10-02 | 2023-06-15 |  |  |  | No |  |  | Not Required
ERCOT | Parthenon Energy | [5 empty] | BA |  |  |  | OTH |  |  |  | 101.2 | [12 empty] | Hidalgo |  |  |  | Tap 138kV 88380 RGTAP4A - 8896 RACHAL4A |  | 2026-06-15 | [6 empty] | 24INR0558 | SS Completed, FIS Started, No IA | Parthenon Energy, LLC | SOUTH |  | 2023-10-31 | 2023-04-19 | 2023-07-14 |  |  | No |  | No | Not Required | Not Required | Not Required
ERCOT | Nerva Energy Storage | [5 empty] | BA |  |  |  | OTH |  |  |  | 101.2 | [12 empty] | Brazoria |  |  |  | Tap 138kV 402410 BURKE_POI_8 - 42430 EGLNST_POI_8 CKT#02 |  | 2026-06-15 | [6 empty] | 24INR0559 | SS Completed, FIS Started, No IA | Nerva Energy Storage, LLC | COASTAL |  | 2023-10-30 | 2023-04-19 | 2023-07-14 |  |  | No |  | No | Not Required | Not Required | Not Required
ERCOT | Wolf Hollow III | [5 empty] | GT |  |  |  | GAS |  |  |  | 306.32 | [12 empty] | Hood |  |  |  | 1877 Mitchell Bend 345KV |  | 2026-05-31 | [6 empty] | 24INR0567 | SS Completed, FIS Completed, No IA | Wolf Hollow II Power LLC | NORTH |  | 2023-05-18 | 2023-06-07 | 2023-09-01 | 2023-05-30 | 2024-06-03 |  |  | No
ERCOT | Shamrock Energy Storage (SLF) | [5 empty] | BA |  |  |  | OTH |  |  |  | 0 | [12 empty] | Crockett |  |  |  | 76004 Single Tree 345kV |  | 2025-03-31 | [6 empty] | 24INR0568 | SS Completed, FIS Completed, IA | Shamrock Interconnection LLC | WEST |  | 2023-07-02 | 2023-07-18 | 2023-10-15 | 2023-07-11 | 2024-04-30 | No | 2022-05-11 | Yes | Not Required | Not Required | Not Required | 2024-05-06 | 2024-05-06 | 2024-05-01 |  |  | 2024-10-31 | 2024-11-13
ERCOT | Hadrian Energy Storage | [5 empty] | BA |  |  |  | OTH |  |  |  | 101.2 | [12 empty] | Wharton |  |  |  | Line Tap 138kV #43012 NEWGLF60T3_8 - #43190 S_LANE_B138 |  | 2026-06-15 | [6 empty] | 24INR0569 | SS Completed, FIS Started, No IA | Hadrian Energy Storage, LLC | SOUTH |  | 2023-11-07 | 2023-05-15 | 2023-08-11 |  |  |  |  | No |  |  | Not Required
ERCOT | Marcus Energy Storage | [5 empty] | BA |  |  |  | OTH |  |  |  | 201.04 | [12 empty] | Brazoria |  |  |  | Tap 138kV 39500 West Columbia Main - 110505 Sweeny Co-Gen LP Ckt 1 |  | 2026-09-01 | [6 empty] | 24INR0570 | SS Completed, FIS Completed, No IA | Marcus Energy Storage, LLC | COASTAL |  | 2023-10-31 | 2023-06-07 | 2023-09-01 |  | 2024-09-30 |  |  | No |  |  | Not Required
ERCOT | Harlingen III BESS | [5 empty] | BA |  |  |  | OTH |  |  |  | 110 | [12 empty] | Cameron |  |  |  | 8320 WEST HARLINGEN 69kV |  | 2027-07-01 | [6 empty] | 24INR0572 | SS Completed, FIS Started, No IA | SMT Harlingen III LLC | COASTAL | COD | 2023-06-27 | 2023-06-28 | 2023-09-20 | 2023-06-26 |  |  |  | No |  |  | Not Required
ERCOT | Boling Generation | [5 empty] | GT |  |  |  | GAS |  |  |  | 400 | [12 empty] | Wharton |  |  |  | 43340 Gulftie 138kV |  | 2027-05-20 | [6 empty] | 24INR0576 | SS Completed, FIS Started, No IA | Boling Generation | SOUTH |  | 2023-10-11 | 2023-12-04 | 2024-03-01 | 2023-11-02 |  |  |  | No
ERCOT | Panther Creek 1 Repower | [5 empty] | WT |  |  |  | WIN |  |  |  | 11 | [12 empty] | Glasscock |  |  |  | 1058 Longshore 345kV |  | 2024-12-31 | [6 empty] | 24INR0578 | SS Completed, FIS Completed, No IA | Panther Creek Wind Farm I&II, LLC | WEST |  | 2023-06-27 | 2023-06-28 | 2023-09-21 | 2023-06-21 | 2024-05-03 |  |  | Yes | Not Required | Not Required | Not Required | 2024-06-21 | 2024-06-21 | 2024-05-06 |  |  |  | 2024-10-02
ERCOT | Panther Creek 2 Repower | [5 empty] | WT |  |  |  | WIN |  |  |  | 8 | [12 empty] | Glasscock |  |  |  | Longshore 345kV [Bus# 1058] |  | 2024-12-31 | [6 empty] | 24INR0582 | SS Completed, FIS Completed, No IA | Panther Creek Wind Farm I&II, LLC | WEST |  | 2023-06-27 | 2023-06-28 | 2023-09-21 | 2023-06-27 | 2024-05-03 |  |  | Yes | Not Required | Not Required | Not Required | 2024-06-21 | 2024-06-21 | 2024-05-06 |  |  |  | 2024-10-02
ERCOT | Houston IV BESS | [5 empty] | BA |  |  |  | OTH |  |  |  | 168.6 | [12 empty] | Harris |  |  |  | 44140 CLODINE 138kV |  | 2026-06-03 | [6 empty] | 24INR0584 | SS Completed, FIS Completed, IA | SMT Houston IV LLC | HOUSTON | SFS/NtP | 2023-06-30 | 2023-07-10 | 2023-10-05 | 2023-06-27 | 2024-04-19 |  | 2024-11-07 | Yes |  |  | Not Required
ERCOT | Antoninus Energy Storage | [5 empty] | BA |  |  |  | OTH |  |  |  | 101.2 | [12 empty] | Wharton |  |  |  | Tap 138kV #43190 S_LANE_B138 - #42985 DYANN_POI_8 Transmission Line. |  | 2026-06-15 | [6 empty] | 24INR0589 | SS Completed, FIS Started, No IA | Antoninus Energy Storage, LLC | SOUTH |  | 2023-11-02 | 2023-06-28 | 2023-09-24 |  |  |  |  | No | Not Required | Not Required | Not Required
ERCOT | TEXAS GULF SULPHUR REPOWER | [5 empty] | GT |  |  |  | GAS |  |  |  | 16.1 | [12 empty] | Wharton |  |  |  | 43340 Gulftie 138 kV |  | 2024-06-25 | [6 empty] | 24INR0605 | SS Completed, FIS Completed, IA | Wharton County Generation, LLC | SOUTH |  | 2023-07-22 | 2023-07-31 | 2023-10-27 | 2023-07-27 | 2024-02-01 |  | 2022-03-01 | Yes | 2025-06-03 |  | 2024-01-30 | 2024-01-31 | 2024-01-31 | 2024-02-01
ERCOT | Rodeo Ranch Energy Storage Repowering | [5 empty] | BA |  |  |  | OTH |  |  |  | 10 | [12 empty] | Reeves |  |  |  | 38021 WORSHAM 138kV |  | 2024-11-12 | [6 empty] | 24INR0609 | SS Completed, FIS Completed, IA | Rodeo Ranch Energy Storage, LLC | WEST |  | 2023-10-16 | 2023-08-22 | 2021-11-18 | 2023-10-12 | 2022-07-28 |  | 2022-02-01 | Yes | Not Required | Not Required | Not Required | 2022-07-28 | 2022-07-28 | 2022-07-28 |  |  | 2024-04-11 | 2024-06-05
ERCOT | GridGuardian BESS | [5 empty] | BA |  |  |  | OTH |  |  |  | 227.99 | [12 empty] | Bell |  |  |  | 3412 TEMPLE PECAN CREEK 345kV |  | 2027-04-19 | [6 empty] | 24INR0616 | SS Completed, FIS Started, No IA | SMT Temple BESS LLC | NORTH |  | 2023-09-08 | 2023-09-22 | 2023-12-14 | 2023-09-11 |  |  |  | No | Not Required | Not Required | Not Required
ERCOT | Serrano Storage | [5 empty] | BA |  |  |  | OTH |  |  |  | 185.59 | [12 empty] | Maverick |  |  |  | 8267 GANSO Substation 138kV |  | 2026-12-01 | [6 empty] | 24INR0617 | SS Completed, FIS Started, No IA | Maverick ESS, LLC | SOUTH |  | 2023-09-11 | 2023-09-23 | 2023-12-20 | 2023-08-31 |  |  |  | No | Not Required | Not Required | Not Required
ERCOT | Champion Wind Repower | [5 empty] | WT |  |  |  | WIN |  |  |  | 0.31 | [12 empty] | Nolan |  |  |  | Bus# 1048 - Tonkawa |  | 2025-05-09 | [6 empty] | 24INR0627 | SS Completed, FIS Completed, IA | Champion Wind Farm, LLC | WEST |  | 2023-09-13 | 2023-09-25 | 2023-12-21 | 2023-09-13 | 2024-04-26 |  | 2007-01-19 | Yes | Not Required | Not Required | Not Required | 2024-07-29 | 2024-07-30 | 2024-07-30
ERCOT | Jade Storage SLF | [5 empty] | BA |  |  |  | OTH |  |  |  | 0 | [12 empty] | Scurry |  |  |  | 59911 MHOS 345kV |  | 2025-01-10 | [6 empty] | 24INR0629 | SS Completed, FIS Completed, IA | IP LUMINA BESS, LLC | WEST | COD | 2023-10-31 | 2023-11-14 | 2024-02-09 | 2023-11-01 | 2024-03-29 |  | 2024-03-28 | Yes |  |  | Not Required | 2024-04-03 | 2024-04-03 |  |  |  | 2024-08-01 | 2024-08-09
ERCOT | Andromeda Storage SLF | [5 empty] | BA |  |  |  | OTH |  |  |  | 0 | [12 empty] | Scurry |  |  |  | 60011 Nebulast 345kV |  | 2025-02-21 | [6 empty] | 24INR0630 | SS Completed, FIS Completed, IA | IP Lumina II BESS, LLC | WEST | COD | 2023-10-22 | 2023-10-25 | 2024-01-22 | 2023-10-17 | 2024-07-30 |  | 2024-04-18 | Yes | Not Required | Not Required | Not Required | 2024-04-29 | 2024-04-29 | 2024-07-31
ERCOT | Radian Storage SLF | [5 empty] | BA |  |  |  | OTH |  |  |  | 0 | [12 empty] | Brown |  |  |  | 345 kV Brown Switch (Bus# 1444) |  | 2025-02-21 | [6 empty] | 24INR0631 | SS Completed, FIS Started, IA | IP Radian BESS, LLC | NORTH | COD | 2023-10-23 | 2023-10-25 | 2024-01-22 | 2023-10-17 |  | No | 2024-06-20 | Yes | Not Required | Not Required | Not Required | 2024-07-24 | 2024-07-24 | 2024-08-01
ERCOT | Cedro Hill Wind Repower | [5 empty] | WT |  |  |  | WIN |  |  |  | 9.93 | [12 empty] | Webb |  |  |  | 80439 LA QUINTA 138kV |  | 2024-12-28 | [6 empty] | 24INR0632 | SS Completed, FIS Completed, IA | CEDRO HILL WIND LLC | SOUTH |  | 2023-09-29 | 2023-09-28 | 2023-12-20 | 2023-09-28 | 2023-11-22 |  | 2009-09-09 | Yes |  |  | Not Required | 2024-01-30 | 2024-01-30 | 2024-01-30 |  |  |  | 2024-09-11
ERCOT | Ebony Energy Storage Repowering | [5 empty] | BA |  |  |  | OTH |  |  |  | 5 | [12 empty] | Comal |  |  |  | 5180 Green Mountain 138kV |  | 2024-12-02 | [6 empty] | 24INR0635 | SS Completed, FIS Started, No IA | Ebony Energy Storage, LLC | SOUTH |  | 2023-10-26 | 2021-02-04 | 2021-04-21 | 2023-10-26 |  |  |  | No |  |  | Not Required | [5 empty] | 2024-09-30
ERCOT | Anemoi Energy Storage Repowering | [5 empty] | BA |  |  |  | OTH |  |  |  | 5 | [12 empty] | Hidalgo |  |  |  | 8574 POMELO 345kV |  | 2025-02-28 | [6 empty] | 24INR0636 | SS Completed, FIS Started, No IA | Anemoi Energy Storage, LLC | SOUTH | COD | 2023-10-23 | 2023-10-30 | 2024-01-26 | 2023-10-23 |  |  |  | No |  |  | Not Required | [5 empty] | 2024-09-30
ERCOT | Team Ranch Storage | [5 empty] | BA |  |  |  | OTH |  |  |  | 307.2 | [12 empty] | Tarrant |  |  |  | 1869 Benbrook Switch 345kV |  | 2026-10-01 | [6 empty] | 24INR0763 | SS Completed, FIS Started, No IA | BAF Storage, LLC | NORTH |  | 2024-06-05 | 2024-06-13 | 2024-08-07 | 2024-06-05 |  |  |  | No |  |  | Not Required
ERCOT | Barcelona TxHSR TPSS HN-4 | [5 empty] | OT |  |  |  | OTH |  |  |  | 50 | [12 empty] | Harris |  |  |  | tap 138kV 45885 HocklyC - 46220 Peters |  | 2028-07-15 | [6 empty] | 25INR0002 | SS Completed, FIS Started, No IA | Texas Central Rail Holdings, LLC | HOUSTON |  | 2019-10-11 | 2019-01-30 | 2019-04-17 | 2019-08-09 |  | No |  | No | Not Required | Not Required
ERCOT | Tokyo TxHSR TPSS EW-1 | [5 empty] | OT |  |  |  | OTH |  |  |  | 50 | [12 empty] | Ellis |  |  |  | tap 138kV 2241 Ennis W - 2321 Waxahachie |  | 2028-07-15 | [6 empty] | 25INR0005 | SS Completed, FIS Started, No IA | Texas Central Rail Holdings, LLC | NORTH |  | 2019-09-13 | 2019-01-30 | 2019-04-17 | 2019-08-09 |  |  |  | No | Not Required | Not Required
ERCOT | Atlanta TxHSR TPSS DS-1 | [5 empty] | OT |  |  |  | OTH |  |  |  | 50 | [12 empty] | Dallas |  |  |  | tap 138kV 2429 Watermill E - 3083 Wilmer |  | 2028-07-15 | [6 empty] | 25INR0006 | SS Completed, FIS Started, No IA | Texas Central Rail Holdings, LLC | NORTH |  | 2019-10-11 | 2019-01-30 | 2019-04-17 | 2019-08-09 |  |  |  | No | Not Required | Not Required
ERCOT | BasRanch | [5 empty] | CC |  |  |  | GAS |  |  |  | 1350 | [12 empty] | Ward |  |  |  | tap 345kV Riverton Switch - Sand Lake Switch |  | 2028-03-01 | [6 empty] | 25INR0008 | SS Completed, FIS Started, No IA | CPV Basin Ranch, LLC | WEST |  | 2021-11-24 | 2020-08-04 | 2020-11-02 | 2021-10-28 |  |  |  | No
ERCOT | Nockenut Springs Solar 3 | [5 empty] | PV |  |  |  | SOL |  |  |  | 203.39 | [12 empty] | Gonzales |  |  |  | tap 345kV 5133 Elm Creek - 5915 STP ckt 1 |  | 2027-05-05 | [6 empty] | 25INR0010 | SS Completed, FIS Started, No IA | Pecan Springs Energy, LLC | SOUTH |  | 2020-09-23 | 2020-09-25 | 2020-12-16 | 2020-09-11 |  |  |  | No |  |  | Not Required
ERCOT | Yellow Cat Wind | [5 empty] | WT |  |  |  | WIN |  |  |  | 301.2 | [12 empty] | Navarro |  |  |  | Tap 345kV 1906 Venus - 68091 Navarro |  | 2026-09-30 | [6 empty] | 25INR0018 | SS Completed, FIS Completed, IA | Yellow Cat Wind LLC | NORTH | MW Size COD | 2022-03-18 | 2021-08-17 | 2021-11-05 | 2022-03-07 | 2024-01-23 | No | 2024-07-09 | Yes | Not Required | Not Required | Not Required
ERCOT | Findley Solar | [5 empty] | PV |  |  |  | SOL |  |  |  | 50.34 | [12 empty] | Limestone |  |  |  | 107 Prairie Hill 69 kV |  | 2028-01-01 | [6 empty] | 25INR0021 | SS Completed, FIS Completed, No IA | Gransolar Texas Sixteen, LLC | NORTH |  | 2022-07-05 | 2021-10-05 | 2021-12-10 | 2022-05-24 | 2024-05-03 | No |  | No |  |  | Not Required
ERCOT | Itsee Solar | [5 empty] | PV |  |  |  | SOL |  |  |  | 52.9 | [12 empty] | Navarro |  |  |  | Trinidad Switch – Long Prairie Switch 138 kV |  | 2027-07-01 | [6 empty] | 25INR0024 | SS Completed, FIS Started, No IA | Gransolar Texas Seventeen, LLC | NORTH |  | 2022-07-05 | 2021-10-12 | 2022-01-03 | 2022-05-24 |  |  |  | No |  |  | Not Required
ERCOT | Whistle Solar | [5 empty] | PV |  |  |  | SOL |  |  |  | 56.3 | [12 empty] | Navarro |  |  |  | Tap 138kV 213 Haney – 3478 Navarro |  | 2026-05-30 | [6 empty] | 25INR0029 | SS Completed, FIS Started, No IA | Gransolar Texas Nineteen, LLC | NORTH |  | 2022-08-10 | 2021-11-23 | 2022-02-18 | 2022-08-05 |  |  |  | No |  |  | Not Required
ERCOT | Borderland ESC | [5 empty] | BA |  |  |  | OTH |  |  |  | 200 | [12 empty] | Hidalgo |  |  |  | tap 138kV 8380 NEDIN4A – 8632 NMCALLEN4C |  | 2026-06-30 | [6 empty] | 25INR0039 | SS Completed, FIS Started, No IA | FRESH AIR ENERGY II, LLC | SOUTH |  | 2022-02-08 | 2022-02-21 | 2022-05-22 | 2022-02-08 |  |  |  | No |  |  | Not Required
ERCOT | McMEXICO STORAGE | [5 empty] | BA |  |  |  | OTH |  |  |  | 201.9 | [12 empty] | Hidalgo |  |  |  | 8644 Trade Zone 138kV |  | 2026-12-01 | [6 empty] | 25INR0040 | SS Completed, FIS Started, No IA | FRESH AIR ENERGY II, LLC | SOUTH |  | 2022-01-28 | 2022-02-28 | 2022-05-27 | 2022-02-15 |  | No |  | No | Not Required | Not Required
ERCOT | Smith Lake Storage DC | [5 empty] | BA |  |  |  | OTH |  |  |  | 65 | [12 empty] | Grimes |  |  |  | Tap 345kV 44645 Singleton - 44900 Zenith Ckt #99 |  | 2026-11-30 | [6 empty] | 25INR0045 | SS Completed, FIS Started, No IA | Smith Lake Solar | NORTH |  | 2022-11-30 | 2022-03-07 | 2022-05-06 | 2022-11-02 |  | Yes |  | No
ERCOT | Blue Skies BESS | [5 empty] | BA |  |  |  | OTH |  |  |  | 309 | [12 empty] | Hill |  |  |  | 68090 SAM SW 345kV |  | 2027-12-31 | [6 empty] | 25INR0046 | SS Completed, FIS Started, IA | ACTX BESS Project LLC | NORTH |  | 2022-04-02 | 2022-05-10 | 2022-08-06 | 2022-04-15 |  |  | 2024-08-12 | Yes
ERCOT | SanPat Solar II | [5 empty] | PV |  |  |  | SOL |  |  |  | 256.23 | [12 empty] | San Patricio |  |  |  | Tap 345kV 8249 Angstrom – 8659 Naismith |  | 2027-07-31 | [6 empty] | 25INR0052 | SS Completed, FIS Started, IA | CGRP 04, LLC | COASTAL |  | 2022-07-29 | 2022-02-28 | 2022-05-27 | 2022-07-15 |  | Yes | 2023-10-18 | Yes |  |  | Not Required
ERCOT | Sandman Power Storage | [5 empty] | BA |  |  |  | OTH |  |  |  | 100 | [12 empty] | Collin |  |  |  | 1685 Farmersville Switch 345kV |  | 2026-04-01 | [6 empty] | 25INR0054 | SS Completed, FIS Started, No IA | ALPIN HOLDING LLC | NORTH |  | 2022-03-14 | 2022-03-21 | 2022-06-16 | 2022-03-14 |  | No |  | No
ERCOT | Three W Solar | [5 empty] | PV |  |  |  | SOL |  |  |  | 110.89 | [12 empty] | Hill |  |  |  | tap 138kV 3522 Hillboro1_8 - 237 Blanton CKT 1 |  | 2026-06-01 | [6 empty] | 25INR0055 | SS Completed, FIS Completed, IA | Three W Solar LLC | NORTH |  | 2022-02-25 | 2022-03-07 | 2022-06-02 | 2022-02-28 | 2023-01-04 |  | 2023-03-28 | Yes |  |  | Not Required
ERCOT | Sombrero Solar | [5 empty] | PV |  |  |  | SOL |  |  |  | 351.85 | [12 empty] | Schleicher |  |  |  | Tap 345kV 76003 Big Hill - 60708 Orsted |  | 2026-05-31 | [6 empty] | 25INR0057 | SS Completed, FIS Started, No IA | Aurora Solar LLC | WEST |  | 2023-01-23 | 2022-03-30 | 2022-06-26 | 2023-01-03 |  | Yes |  | No | Not Required | Not Required | Not Required
ERCOT | Argenta Solar | [5 empty] | PV |  |  |  | SOL |  |  |  | 270 | [12 empty] | Bee |  |  |  | Tap 345kV 8689 Tango - 8606 Goddard |  | 2027-07-01 | [6 empty] | 25INR0060 | SS Completed, FIS Started, IA | Charter Oak Solar, LLC | SOUTH |  | 2022-07-27 | 2022-06-27 | 2022-09-21 | 2022-07-14 |  |  | 2024-04-05 | Yes |  |  | Not Required
ERCOT | Argenta Storage | [5 empty] | BA |  |  |  | OTH |  |  |  | 192 | [12 empty] | Bee |  |  |  | Tap 345kV 8689 Tango - 8606 Goddard |  | 2027-07-01 | [6 empty] | 25INR0061 | SS Completed, FIS Started, IA | Charter Oak Storage, LLC | SOUTH |  | 2022-07-21 | 2022-06-27 | 2022-09-21 | 2022-07-13 |  |  | 2024-04-05 | Yes |  |  | Not Required
ERCOT | High Chap Solar | [5 empty] | PV |  |  |  | SOL |  |  |  | 152.25 | [12 empty] | Brazoria |  |  |  | 43035 Oasis 345kV - 42500 Dow Chemical 345 kV Ckt 18 |  | 2027-08-04 | [6 empty] | 25INR0068 | SS Completed, FIS Started, IA | HIGH CHAPARRAL SOLAR PROJECT LLC | COASTAL |  | 2022-07-05 | 2022-07-05 | 2022-10-01 | 2022-06-17 |  | Yes | 2023-11-21 | Yes |  |  | Not Required
ERCOT | Albatross BESS | [5 empty] | BA |  |  |  | OTH |  |  |  | 50.4 | [12 empty] | McLennan |  |  |  | From Bus #165 Windsor Switch To Bus #161 McGregor |  | 2028-02-22 | [6 empty] | 25INR0071 | SS Completed, FIS Started, No IA | Albatross Solar, LLC | NORTH | COD | 2023-01-27 | 2022-05-16 | 2022-08-13 | 2022-10-25 |  | No |  | No
ERCOT | High Chap Storage | [5 empty] | BA |  |  |  | OTH |  |  |  | 71.78 | [12 empty] | Brazoria |  |  |  | 43035 Oasis 345kV - 42500 Dow Chemical 345 kV Ckt 18 |  | 2027-08-04 | [6 empty] | 25INR0072 | SS Completed, FIS Started, No IA | HIGH CHAPARRAL SOLAR PROJECT LLC | COASTAL |  | 2022-07-21 | 2022-07-25 | 2022-10-21 | 2022-07-07 |  | Yes |  | No
ERCOT | Saltillo Storage | [5 empty] | BA |  |  |  | OTH |  |  |  | 101 | [12 empty] | Bastrop |  |  |  | 7331 Cedarhill Substation 138kV |  | 2026-06-01 | [6 empty] | 25INR0073 | SS Completed, FIS Started, No IA | SALTILLO STORAGE | SOUTH |  | 2022-05-10 | 2022-05-10 | 2022-08-05 | 2022-04-25 |  |  |  | No
ERCOT | Violet Storage | [5 empty] | BA |  |  |  | OTH |  |  |  | 151 | [12 empty] | Nueces |  |  |  | McKenzie Road (8858) 138 kV Substation |  | 2026-07-01 | [6 empty] | 25INR0076 | SS Completed, FIS Started, No IA | VIOLET STORAGE | COASTAL |  | 2022-04-13 | 2022-05-10 | 2022-08-06 | 2022-04-14 |  | No |  | No
ERCOT | Peregrine BESS 2 | [5 empty] | BA |  |  |  | OTH |  |  |  | 150 | [12 empty] | Goliad |  |  |  | 8673 RAPTOR7A 345kV |  | 2027-07-01 | [6 empty] | 25INR0078 | SS Completed, FIS Started, No IA | CED Development Inc. | SOUTH |  | 2022-08-15 | 2022-08-05 | 2022-11-01 | 2022-08-02 |  |  |  | No
ERCOT | Meitner Solar | [5 empty] | PV |  |  |  | SOL |  |  |  | 702.64 | [12 empty] | Gray |  |  |  | 345 kV Gray (Bus# 79000) |  | 2027-12-20 | [6 empty] | 25INR0080 | SS Completed, FIS Started, IA | IP Meitner, LLC | PANHANDLE |  | 2022-07-26 | 2022-08-05 | 2022-11-01 | 2022-07-27 |  | Yes | 2024-01-31 | No |  |  | Not Required
ERCOT | SanPat Solar I | [5 empty] | PV |  |  |  | SOL |  |  |  | 308.88 | [12 empty] | San Patricio |  |  |  | Tap 345kV 8249 Angstrom – 8659 Naismith |  | 2026-12-31 | [6 empty] | 25INR0081 | SS Completed, FIS Started, IA | Padre Solar LLC | COASTAL |  | 2022-07-29 | 2022-07-18 | 2022-10-12 | 2022-07-15 |  | Yes | 2023-10-18 | Yes |  |  | Not Required
ERCOT | Reis Solar | [5 empty] | PV |  |  |  | SOL |  |  |  | 105.48 | [12 empty] | Atascosa |  |  |  | Tapping into 138 kV line (5689) Choke Canyon AEP to (5902) San Miguel Gen |  | 2027-08-03 | [6 empty] | 25INR0082 | SS Completed, FIS Started, No IA | Greenalia Solar Power Reis LLC | SOUTH |  | 2022-09-19 | 2022-06-02 | 2022-08-29 | 2022-09-09 |  |  |  | No |  |  | Not Required
ERCOT | Soleil Solar | [5 empty] | PV |  |  |  | SOL |  |  |  | 728.72 | [12 empty] | Clay |  |  |  | Tap 345 kV 1730 Krum West Switch - 6111 Riley ckt 2 |  | 2027-10-01 | [6 empty] | 25INR0097 | SS Completed, FIS Started, No IA | Soleil Solar, LLC | WEST |  | 2022-08-31 | 2022-09-02 | 2022-11-29 | 2022-08-26 |  | No |  | No |  |  | Not Required
ERCOT | Soleil Storage | [5 empty] | BA |  |  |  | OTH |  |  |  | 301.64 | [12 empty] | Clay |  |  |  | Tap 345 kV 1730 Krum West Switch - 6111 Riley ckt 2 |  | 2027-10-01 | [6 empty] | 25INR0098 | SS Completed, FIS Started, No IA | Soleil Solar, LLC | WEST | COD | 2022-08-31 | 2022-09-02 | 2022-11-29 | 2022-08-30 |  | No |  | No
ERCOT | Goldeneye BESS | [5 empty] | BA |  |  |  | OTH |  |  |  | 201.6 | [12 empty] | Bell |  |  |  | 3423 KILLEEN Switch 138 KV |  | 2026-12-15 | [6 empty] | 25INR0100 | SS Completed, FIS Completed, IA | Black Mountain Energy Storage II | NORTH |  | 2022-08-03 | 2022-06-10 | 2022-09-06 | 2022-07-13 | 2023-08-18 | No | 2024-02-26 | No | Not Required | Not Required
ERCOT | Mallard BESS | [5 empty] | BA |  |  |  | OTH |  |  |  | 251 | [12 empty] | Collin |  |  |  | 818 Olinger 138kV |  | 2026-04-01 | [6 empty] | 25INR0101 | SS Completed, FIS Started, No IA | Mallard Energy Storage LLC | NORTH |  | 2022-06-22 | 2022-06-02 | 2022-08-29 | 2022-06-17 |  |  |  | No | Not Required | Not Required
ERCOT | Austin Bayou Solar | [5 empty] | PV |  |  |  | SOL |  |  |  | 753.4 | [12 empty] | Brazoria |  |  |  | Tap 345kV 42500 DOW CHEMICAL - 43035 OASIS CKT#27 |  | 2027-06-01 | [6 empty] | 25INR0102 | SS Completed, FIS Completed, IA | Austin Bayou Solar, LLC | COASTAL |  | 2022-08-15 | 2022-06-27 | 2022-09-21 | 2022-07-26 | 2023-03-29 | No | 2023-11-15 | Yes |  |  | Not Required
ERCOT | Elio BESS | [5 empty] | BA |  |  |  | OTH |  |  |  | 317.2 | [12 empty] | Brazoria |  |  |  | Tap 138kV 42980 Nash - 44010 Wa Parish circuit 02 |  | 2026-12-02 | [6 empty] | 25INR0103 | SS Completed, FIS Completed, IA | Elio Energy LLC | COASTAL |  | 2023-05-19 | 2022-07-05 | 2022-10-01 |  | 2024-10-31 |  | 2024-09-15 | Yes | Not Required | Not Required | Not Required
ERCOT | Diver Solar SLF | [5 empty] | PV |  |  |  | SOL |  |  |  | 225.59 | [12 empty] | Limestone |  |  |  | Tap 345kV 3384 St Johns - 3390 Jewett |  | 2026-06-30 | [6 empty] | 25INR0105 | SS Completed, FIS Completed, IA | Diver Solar | NORTH |  | 2022-06-23 | 2022-09-02 | 2022-11-29 | 2022-06-28 | 2024-11-09 | No | 2023-10-27 | Yes | Not Required | Not Required | Not Required | 2023-11-13
ERCOT | Luthor Solar | [5 empty] | PV |  |  |  | SOL |  |  |  | 101 | [12 empty] | Howard |  |  |  | Tap 138kV 23831 Luther Station – 10032 Little Luther |  | 2026-09-05 | [6 empty] | 25INR0106 | SS Completed, FIS Started, No IA | TREX US Luthor LLC | WEST |  | 2023-05-10 | 2022-06-27 | 2022-09-21 |  |  |  |  | No |  |  | Not Required
ERCOT | Sun Cactus Solar | [5 empty] | PV |  |  |  | SOL |  |  |  | 120.63 | [12 empty] | Duval |  |  |  | tap 138kV 8510 Falfurrias - 8695 Crestonio |  | 2026-08-31 | [6 empty] | 25INR0109 | SS Completed, FIS Started, IA | Sun Cactus Solar Project, LLC | SOUTH |  | 2022-06-17 | 2022-07-05 | 2022-10-01 | 2022-06-20 |  |  | 2023-11-06 | Yes |  |  | Not Required
ERCOT | August Draw Energy | [5 empty] | PV |  |  |  | SOL |  |  |  | 250 | [12 empty] | Reeves |  |  |  | Tap 138kV 60207 Verhalen – 60808 Hoefs Road |  | 2028-06-27 | [6 empty] | 25INR0112 | SS Completed, FIS Started, No IA | DBR Solar, LLC | WEST | COD | 2023-06-22 | 2022-09-15 | 2022-12-13 |  |  | No |  | No |  |  | Not Required
ERCOT | Vial BESS | [5 empty] | BA |  |  |  | OTH |  |  |  | 135.18 | [12 empty] | Hill |  |  |  | Chatt(234) - Pecan Street (3352) 138kV |  | 2027-09-15 | [6 empty] | 25INR0122 | SS Completed, FIS Started, No IA | Gransolar Texas Eleven LLC | NORTH | COD | 2023-04-03 | 2022-07-05 | 2022-10-01 |  |  |  |  | No |  |  | Not Required
ERCOT | Fiji Solar | [5 empty] | PV |  |  |  | SOL |  |  |  | 202.7 | [12 empty] | Limestone |  |  |  | Groesbeck Main (#3634) to Mexia (#3632) 138 kV line tap (Oncor Electric Delivery) |  | 2028-08-30 | [6 empty] | 25INR0128 | SS Completed, FIS Started, No IA | Fiji Solar | NORTH |  | 2022-08-28 | 2022-09-27 | 2022-12-19 | 2022-09-19 |  |  |  | No |  |  | Not Required
ERCOT | Demeter Solar | [5 empty] | PV |  |  |  | SOL |  |  |  | 88 | [12 empty] | Caldwell |  |  |  | Tap 138kV 7224 LULING - 7216 LOCKHART |  | 2026-03-28 | [6 empty] | 25INR0129 | SS Completed, FIS Started, No IA | Demeter Solar, LLC | SOUTH |  | 2023-03-17 | 2022-08-05 | 2022-11-01 |  |  |  |  | No |  |  | Not Required
ERCOT | Demeter Storage | [5 empty] | BA |  |  |  | OTH |  |  |  | 65 | [12 empty] | Caldwell |  |  |  | Tap 138kV 7224 LULING - 7216 Lockhart |  | 2026-03-28 | [6 empty] | 25INR0130 | SS Completed, FIS Started, No IA | Demeter Solar, LLC | SOUTH |  | 2023-03-17 | 2022-08-05 | 2022-11-01 |  |  |  |  | No |  |  | Not Required
ERCOT | SOSA Storage | [5 empty] | BA |  |  |  | OTH |  |  |  | 157.36 | [12 empty] | Madison |  |  |  | Tap 138kV 25 North Zulch - 47 Hilltop Lakes |  | 2026-03-31 | [6 empty] | 25INR0131 | SS Completed, FIS Completed, IA | SOSA Energy Center LLC | NORTH |  | 2022-07-21 | 2022-07-25 | 2022-10-20 | 2022-07-21 | 2023-09-21 | No | 2023-12-05 | Yes |  |  | Not Required
ERCOT | Rose Quartz BESS | [5 empty] | BA |  |  |  | OTH |  |  |  | 101.41 | [12 empty] | Dimmit |  |  |  | Tap 138kV 8283 Asherton - 8613 Bigwells |  | 2026-12-01 | [6 empty] | 25INR0133 | SS Completed, FIS Started, No IA | Rose Quartz BESS, LLC | SOUTH |  | 2022-10-27 | 2022-09-02 | 2022-11-30 | 2022-10-14 |  |  |  | No | Not Required | Not Required
ERCOT | Hoskins Solar | [5 empty] | PV |  |  |  | SOL |  |  |  | 204.12 | [12 empty] | Lamar |  |  |  | TAP 138 kV 1687 BLOSSOM_T8 - 1771 LAMARBM1_8 |  | 2026-08-31 | [6 empty] | 25INR0134 | SS Completed, FIS Started, No IA | SGT HOSKINS SOLAR PROJECT, LLC | NORTH |  | 2023-08-10 | 2022-10-24 | 2023-01-20 |  |  |  |  | No |  |  | Not Required
ERCOT | Hayrick BESS | [5 empty] | BA |  |  |  | OTH |  |  |  | 113.9 | [12 empty] | Coke |  |  |  | 6351 Nicole 138kV |  | 2027-02-15 | [6 empty] | 25INR0135 | SS Completed, FIS Started, No IA | Gransolar Texas Five LLC | WEST |  | 2023-05-31 | 2022-08-16 | 2022-11-11 |  |  | No |  | No |  |  | Not Required
ERCOT | Champaign BESS | [5 empty] | BA |  |  |  | OTH |  |  |  | 201.13 | [12 empty] | Glasscock |  |  |  | Tap 138kV Shaw POD (18664) – Desert Wind Sub (11222) new station Potterson Lake Switch |  | 2026-09-14 | [6 empty] | 25INR0138 | SS Completed, FIS Completed, No IA | Champaign BESS, LLC | WEST |  | 2022-12-30 | 2022-09-21 | 2022-12-19 |  | 2024-08-13 | No |  | No |  |  | Not Required
ERCOT | Dolce BESS | [5 empty] | BA |  |  |  | OTH |  |  |  | 100.65 | [12 empty] | Mitchell |  |  |  | Tap 138kV 1189 BARBER_LK1_8 - 19520 CHINAGRVX2_8 |  | 2026-09-01 | [6 empty] | 25INR0139 | SS Completed, FIS Completed, No IA | Dolce BESS, LLC | WEST |  | 2023-03-30 | 2022-09-27 | 2022-12-21 |  | 2024-06-26 | No |  | No |  |  | Not Required
ERCOT | Seragio BESS | [5 empty] | BA |  |  |  | OTH |  |  |  | 201.13 | [12 empty] | Ector |  |  |  | 11140 ECTRCNTYN_8 138kV |  | 2026-09-14 | [6 empty] | 25INR0140 | SS Completed, FIS Completed, No IA | Seragio BESS, LLC | WEST |  | 2022-12-27 | 2022-09-15 | 2022-12-13 |  | 2024-06-20 | No |  | No |  |  | Not Required
ERCOT | Fairgreen BESS | [5 empty] | BA |  |  |  | OTH |  |  |  | 201.13 | [12 empty] | Howard |  |  |  | Tap 138kV 1322 BIGSPRIG_8 - 11351 HILLCREST_8 |  | 2026-09-14 | [6 empty] | 25INR0141 | SS Completed, FIS Started, No IA | Fairgreen BESS, LLC | WEST |  | 2023-02-01 | 2022-09-15 | 2022-12-13 |  |  |  |  | No |  |  | Not Required
ERCOT | Sagewood BESS | [5 empty] | BA |  |  |  | OTH |  |  |  | 100.57 | [12 empty] | Glasscock |  |  |  | Tap 138kV McDonald Road Switch (bus #1333) – Desert Wind Sub (bus #11282) |  | 2026-09-14 | [6 empty] | 25INR0142 | SS Completed, FIS Completed, No IA | Sagewood BESS, LLC | WEST |  | 2022-12-30 | 2022-09-21 | 2022-12-19 |  | 2024-08-13 | No |  | No |  |  | Not Required
ERCOT | Ariji BESS | [5 empty] | BA |  |  |  | OTH |  |  |  | 100.32 | [12 empty] | Howard |  |  |  | Tap 138kV 1394 GTTYVTAP_8 - 1322 BIGSPRIG_8 |  | 2026-09-14 | [6 empty] | 25INR0143 | SS Completed, FIS Started, No IA | Ariji BESS, LLC | WEST |  | 2023-06-19 | 2022-09-15 | 2022-12-13 |  |  |  |  | No |  |  | Not Required
ERCOT | Jasper BESS | [5 empty] | BA |  |  |  | OTH |  |  |  | 201.13 | [12 empty] | Midland |  |  |  | Tap 138kV 71230 Pleasant Farms - 1236 Pegasus South |  | 2026-09-14 | [6 empty] | 25INR0144 | SS Completed, FIS Completed, No IA | Jasper BESS, LLC | WEST |  | 2023-04-03 | 2022-09-21 | 2022-12-19 |  | 2024-07-01 |  |  | No |  |  | Not Required
ERCOT | Blue Heron BESS | [5 empty] | BA |  |  |  | OTH |  |  |  | 201.08 | [12 empty] | Reeves |  |  |  | Tap 138kV MANSON (1094) - Riverton (11083) |  | 2026-09-14 | [6 empty] | 25INR0146 | SS Completed, FIS Completed, No IA | Blue Heron BESS, LLC | WEST |  | 2023-04-26 | 2022-10-24 | 2023-01-20 |  | 2024-05-23 | No |  | No |  |  | Not Required
ERCOT | Holly Branch Solar | [5 empty] | PV |  |  |  | SOL |  |  |  | 231.12 | [12 empty] | Robertson |  |  |  | Tap 345kV 967 Gibbons Creek - 3400 Twin Oak |  | 2027-06-01 | [6 empty] | 25INR0147 | SS Completed, FIS Started, No IA | Holly Branch Solar, LLC | NORTH |  | 2023-05-30 | 2023-06-07 | 2023-09-01 | 2023-05-22 |  |  |  | No |  |  | Not Required
ERCOT | Holly Branch Storage | [5 empty] | BA |  |  |  | OTH |  |  |  | 115.32 | [12 empty] | Robertson |  |  |  | Tap 345kV 967 Gibbons Creek - 3400 Twin Oak |  | 2027-06-01 | [6 empty] | 25INR0148 | SS Completed, FIS Started, No IA | Holly Branch Solar, LLC | NORTH |  | 2023-05-30 | 2023-06-07 | 2023-09-01 | 2023-05-30 |  |  |  | No |  |  | Not Required
ERCOT | Bottom Grass Solar II | [5 empty] | PV |  |  |  | SOL |  |  |  | 401.6 | [12 empty] | Colorado |  |  |  | Tap 345kV 9073 Holman - 44200 Hillje |  | 2026-12-01 | [6 empty] | 25INR0152 | SS Completed, FIS Started, No IA | Flint Rock Solar Project, LLC | SOUTH |  | 2022-11-01 | 2022-11-07 | 2023-02-04 | 2022-11-02 |  |  |  | No |  |  | Not Required
ERCOT | Bottom Grass BESS II | [5 empty] | BA |  |  |  | OTH |  |  |  | 150.6 | [12 empty] | Colorado |  |  |  | Tap 345kV 9073 Holman - 44200 Hillje |  | 2026-12-01 | [6 empty] | 25INR0153 | SS Completed, FIS Started, No IA | Flint Rock Solar Project, LLC | SOUTH |  | 2022-11-01 | 2022-11-07 | 2023-02-03 | 2022-11-02 |  |  |  | No
ERCOT | Nymphaea Solar | [5 empty] | PV |  |  |  | SOL |  |  |  | 120.9 | [12 empty] | Wichita |  |  |  | Tap 345kV 1730 Krum West Swtich - 6111 Riley7B |  | 2027-06-30 | [6 empty] | 25INR0154 | SS Completed, FIS Completed, No IA | Nymphaea Solar, LLC | WEST | COD | 2023-01-06 | 2022-09-21 | 2022-12-19 |  | 2024-04-24 | No |  | No |  |  | Not Required
ERCOT | Nymphaea Storage | [5 empty] | BA |  |  |  | OTH |  |  |  | 61 | [12 empty] | Wichita |  |  |  | Tap 345kV 1730 Krum West Swtich - 6111 Riley7B |  | 2027-06-30 | [6 empty] | 25INR0155 | SS Completed, FIS Completed, No IA | Nymphaea Solar, LLC | WEST | COD | 2023-01-13 | 2022-09-21 | 2022-12-19 |  | 2024-04-24 | No |  | No |  |  | Not Required
ERCOT | SOHO II BESS | [5 empty] | BA |  |  |  | OTH |  |  |  | 206.32 | [12 empty] | Brazoria |  |  |  | 43035 Oasis 345kV |  | 2026-03-02 | [6 empty] | 25INR0162 | SS Completed, FIS Completed, IA | Black Mountain Energy Storage II | COASTAL |  | 2022-08-10 | 2022-08-16 | 2022-11-11 | 2022-08-10 | 2023-08-24 | No | 2023-04-15 | Yes | Not Required | Not Required |  | 2023-08-24
ERCOT | Star Dairy Solar | [5 empty] | PV |  |  |  | SOL |  |  |  | 125.61 | [12 empty] | Lamar |  |  |  | Tap 345kV 1692 PARIS_SW1_5 -- 11699 WOODARD_5 |  | 2026-09-14 | [6 empty] | 25INR0164 | SS Completed, FIS Started, IA | Star Dairy Solar LLC | NORTH |  | 2022-11-18 | 2022-11-23 | 2023-02-17 | 2022-11-09 |  | No | 2024-12-09 | No | Not Required | Not Required | Not Required
ERCOT | Timberlakes Solar | [5 empty] | PV |  |  |  | SOL |  |  |  | 203.5 | [12 empty] | Dickens |  |  |  | 59904 Cottonwood 345kV |  | 2026-10-31 | [6 empty] | 25INR0165 | SS Completed, FIS Started, No IA | Donegalsol | PANHANDLE |  | 2022-08-26 | 2022-11-07 | 2023-02-03 | 2022-09-02 |  |  |  | No |  |  | Not Required
ERCOT | Padrino Solar | [5 empty] | PV |  |  |  | SOL |  |  |  | 201.4 | [12 empty] | Hill |  |  |  | Tap 345kV 68090 Sam Switch – 3389 Fort Smith |  | 2026-01-16 | [6 empty] | 25INR0166 | SS Completed, FIS Completed, No IA | Hill Solar II, LLC | NORTH | MW Size COD | 2023-03-17 | 2022-09-15 | 2022-12-13 |  | 2024-07-12 |  |  | No |  |  | Not Required
ERCOT | Padrino BESS | [5 empty] | BA |  |  |  | OTH |  |  |  | 100.77 | [12 empty] | Hill |  |  |  | Tap 345kV 68090 Sam Switch – 3389 Fort Smith |  | 2026-03-23 | [6 empty] | 25INR0167 | SS Completed, FIS Completed, No IA | Hill Solar II, LLC | NORTH |  | 2023-03-17 | 2022-09-15 | 2022-12-13 |  | 2024-07-12 |  |  | No |  |  | Not Required
ERCOT | Piedra Solar | [5 empty] | PV |  |  |  | SOL |  |  |  | 300.93 | [12 empty] | Freestone |  |  |  | Tap 345-kV line Navarro (68091) – Limestone (46020)) |  | 2026-04-20 | [6 empty] | 25INR0168 | SS Completed, FIS Completed, IA | Piedra Solar, LLC | NORTH |  | 2023-03-09 | 2022-09-02 | 2022-11-30 |  | 2024-02-05 |  | 2024-07-02 | No |  |  | Not Required
ERCOT | Piedra BESS | [5 empty] | BA |  |  |  | OTH |  |  |  | 100.4 | [12 empty] | Freestone |  |  |  | Tap 345-kV line Navarro (68091) – Limestone (46020) |  | 2026-04-20 | [6 empty] | 25INR0169 | SS Completed, FIS Completed, IA | Piedra Solar, LLC | NORTH |  | 2023-03-08 | 2022-09-02 | 2022-11-30 |  | 2024-02-05 |  | 2024-07-02 | No |  |  | Not Required
ERCOT | Pinewood Solar | [5 empty] | PV |  |  |  | SOL |  |  |  | 150.68 | [12 empty] | Brazoria |  |  |  | 43020 Seabreeze 345kV |  | 2027-01-09 | [6 empty] | 25INR0170 | SS Completed, FIS Started, No IA | Brazoria Solar II, LLC | COASTAL |  | 2023-07-03 | 2022-09-02 | 2022-11-30 |  |  |  |  | No |  |  | Not Required
ERCOT | Pinewood BESS | [5 empty] | BA |  |  |  | OTH |  |  |  | 100.9 | [12 empty] | Brazoria |  |  |  | 43020 Seabreeze 345kV |  | 2027-01-09 | [6 empty] | 25INR0171 | SS Completed, FIS Started, No IA | Brazoria Solar II, LLC | COASTAL |  | 2023-07-10 | 2022-09-02 | 2022-11-30 |  |  |  |  | No |  |  | Not Required
ERCOT | Wolf Spring Solar | [5 empty] | PV |  |  |  | SOL |  |  |  | 195.7 | [12 empty] | Dickens |  |  |  | Tap 345kV 59904 Cotton Wood - 23922 White River Ckt 1 |  | 2027-09-16 | [6 empty] | 25INR0172 | SS Completed, FIS Started, IA | Wolf Spring Solar, LLC | PANHANDLE |  | 2022-12-05 | 2022-12-07 | 2023-03-06 | 2022-11-30 |  | No | 2024-08-14 | No |  |  | Not Required
ERCOT | Wolf Spring Storage | [5 empty] | BA |  |  |  | OTH |  |  |  | 202.7 | [12 empty] | Dickens |  |  |  | Tap 345kV 59904 Cotton Wood - 23922 White River Ckt 1 |  | 2027-09-16 | [6 empty] | 25INR0173 | SS Completed, FIS Started, IA | Wolf Spring Solar, LLC | PANHANDLE |  | 2022-12-05 | 2022-12-15 | 2023-03-13 | 2022-12-07 |  | No | 2024-08-14 | No |  |  | Not Required
ERCOT | Concho Pearl Solar | [5 empty] | PV |  |  |  | SOL |  |  |  | 171.9 | [12 empty] | Concho |  |  |  | Tap 345kV 76009 Twin Buttes - 7077 Amos Creek |  | 2027-10-14 | [6 empty] | 25INR0174 | SS Completed, FIS Started, IA | Concho Pearl Solar, LLC | WEST |  | 2022-12-05 | 2022-12-07 | 2023-03-06 | 2022-11-30 |  |  | 2024-07-22 | No |  |  | Not Required
ERCOT | Concho Pearl Storage | [5 empty] | BA |  |  |  | OTH |  |  |  | 162.4 | [12 empty] | Concho |  |  |  | Tap 345kV 76009 Twin Buttes - 7077 Amos Creek |  | 2027-10-14 | [6 empty] | 25INR0175 | SS Completed, FIS Started, IA | Concho Pearl Solar, LLC | WEST |  | 2022-12-08 | 2022-12-15 | 2023-03-13 | 2022-12-07 |  |  | 2024-07-22 | No |  |  | Not Required
ERCOT | Masava Storage | [5 empty] | BA |  |  |  | OTH |  |  |  | 261.51 | [12 empty] | Madison |  |  |  | tap 345 kV 46020 Limestone Plant - 967 Gibbons Creek ckt 18 |  | 2028-09-30 | [6 empty] | 25INR0176 | SS Completed, FIS Started, No IA | Savannah Oaks Solar Project, LLC | NORTH |  | 2022-08-23 | 2022-09-02 | 2022-11-30 | 2022-08-17 |  |  |  | No |  |  | Not Required
ERCOT | Triangle Ranch Alpha | [5 empty] | WT |  |  |  | WIN |  |  |  | 301.74 | [12 empty] | Cottle |  |  |  | Edith Clark 345 kV (#60500) |  | 2029-07-01 | [6 empty] | 25INR0177 | SS Completed, FIS Started, No IA | Triangle Ranch Wind | WEST |  | 2022-10-04 | 2022-10-06 | 2022-12-29 | 2022-09-15 |  |  |  | No |  |  | Not Required
ERCOT | Triangle Ranch Bravo | [5 empty] | WT |  |  |  | WIN |  |  |  | 200.22 | [12 empty] | Cottle |  |  |  | Edith Clark 345 kV (#60500) |  | 2028-07-01 | [6 empty] | 25INR0178 | SS Completed, FIS Started, No IA | Triangle Ranch Wind | WEST |  | 2022-10-04 | 2022-10-06 | 2022-12-29 | 2022-09-15 |  |  |  | No |  |  | Not Required
ERCOT | Legato BESS | [5 empty] | BA |  |  |  | OTH |  |  |  | 202.65 | [12 empty] | Wise |  |  |  | 138kV #608 Crafton Substation - #620 Bowie Substation |  | 2028-04-24 | [6 empty] | 25INR0184 | SS Completed, FIS Completed, No IA | Legato Storage, LLC | NORTH |  | 2023-01-20 | 2022-09-27 | 2022-12-21 |  | 2024-09-12 | No |  | No |  |  | Not Required
ERCOT | Moonlight Sonata BESS | [5 empty] | BA |  |  |  | OTH |  |  |  | 201.08 | [12 empty] | Colorado |  |  |  | 78118 LCRA Altair 138kV |  | 2026-12-31 | [6 empty] | 25INR0186 | SS Completed, FIS Started, No IA | Samsung Solar Energy 2, LLC | SOUTH |  | 2023-07-01 | 2022-09-27 | 2022-12-22 |  |  |  |  | No |  |  | Not Required
ERCOT | Staccato BESS | [5 empty] | BA |  |  |  | OTH |  |  |  | 202.65 | [12 empty] | Fayette |  |  |  | 138kV WARDA #7312. |  | 2025-12-31 | [6 empty] | 25INR0189 | SS Completed, FIS Started, No IA | Staccato Storage, LLC | SOUTH |  | 2023-01-05 | 2022-11-07 | 2023-02-03 |  |  |  |  | No |  |  | Not Required
ERCOT | Fortissimo BESS | [5 empty] | BA |  |  |  | OTH |  |  |  | 202.65 | [12 empty] | Montague |  |  |  | 741 Dyemound 138kV |  | 2028-04-24 | [6 empty] | 25INR0190 | SS Completed, FIS Completed, No IA | Fortissimo BESS, LCC | NORTH |  | 2023-02-28 | 2022-10-18 | 2023-01-13 |  | 2024-09-12 | No |  | No |  |  | Not Required
ERCOT | Palmvalley Storage | [5 empty] | BA |  |  |  | OTH |  |  |  | 100 | [12 empty] | Hidalgo |  |  |  | Frontera (#8980) |  | 2027-05-01 | [6 empty] | 25INR0192 | SS Completed, FIS Started, No IA | Palmvalley Energy Storage LLC | SOUTH |  | 2022-08-26 | 2022-09-27 | 2022-12-21 | 2022-09-16 |  |  |  | No |  |  | Not Required
ERCOT | Nockenut Springs Solar 4 | [5 empty] | PV |  |  |  | SOL |  |  |  | 201.15 | [12 empty] | Gonzales |  |  |  | The 345 kV Elm Creek - South Texas Project Line (Bus #5133 - #5915) |  | 2027-05-05 | [6 empty] | 25INR0193 | SS Completed, FIS Started, No IA | Pecan Springs Energy, LLC | SOUTH |  | 2022-09-13 | 2022-09-15 | 2022-12-13 | 2022-08-31 |  |  |  | No |  |  | Not Required
ERCOT | Photo Solar 1 | [5 empty] | PV |  |  |  | SOL |  |  |  | 150 | [12 empty] | Uvalde |  |  |  | 5885 Downie 138kV |  | 2026-05-31 | [6 empty] | 25INR0194 | SS Completed, FIS Started, No IA | CED Development Inc. | SOUTH |  | 2022-10-04 | 2022-09-15 | 2022-12-13 | 2022-09-15 |  |  |  | No |  |  | Not Required
ERCOT | Photo Solar 2 | [5 empty] | PV |  |  |  | SOL |  |  |  | 300 | [12 empty] | Uvalde |  |  |  | 5885 Downie 138kV |  | 2027-05-31 | [6 empty] | 25INR0195 | SS Completed, FIS Started, No IA | CED Development Inc. | SOUTH |  | 2022-10-04 | 2022-09-15 | 2022-12-13 | 2022-09-15 |  |  |  | No |  |  | Not Required
ERCOT | Inadale Solar | [5 empty] | PV |  |  |  | SOL |  |  |  | 281.03 | [12 empty] | Scurry |  |  |  | Tap 345 kV TONKAWAW_5 (11048) – SCURCNTYS_5 (11318) Circuit #2 |  | 2027-07-29 | [6 empty] | 25INR0196 | SS Completed, FIS Completed, No IA | Inadale Solar, LLC | WEST | COD | 2023-02-17 | 2023-02-20 | 2023-05-19 | 2023-02-08 | 2024-08-01 | No |  | No |  |  | Not Required
ERCOT | Inadale BESS | [5 empty] | BA |  |  |  | OTH |  |  |  | 286.66 | [12 empty] | Scurry |  |  |  | Tap 345 kV TONKAWAW_5 (11048) – SCURCNTYS_5 (11318) Circuit #2 |  | 2027-07-29 | [6 empty] | 25INR0197 | SS Completed, FIS Completed, No IA | Inadale BESS, LLC | WEST | COD | 2023-02-17 | 2023-02-20 | 2023-05-19 | 2023-02-16 | 2024-08-01 | No |  | No |  |  | Not Required
ERCOT | XE Bonham Solar 1 | [5 empty] | PV |  |  |  | SOL |  |  |  | 138.4 | [12 empty] | Limestone |  |  |  | TAP 138 kV MEXIA_2_1_8 3632 - GROES_SE1_8 3634 |  | 2026-08-31 | [6 empty] | 25INR0199 | SS Completed, FIS Completed, IA | J&J Solar Ranch LLC | NORTH |  | 2022-11-09 | 2022-11-15 | 2023-02-09 | 2022-10-31 | 2024-02-15 | No | 2024-08-07 | No | Not Required | Not Required | Not Required
ERCOT | Sunbeam Solar | [5 empty] | PV |  |  |  | SOL |  |  |  | 73.43 | [12 empty] | San Patricio |  |  |  | 80258 Mayo 138kV |  | 2026-08-29 | [6 empty] | 25INR0200 | SS Completed, FIS Started, No IA | Buckeye Midway Solar | COASTAL |  | 2024-10-21 | 2024-10-29 | 2024-12-09 | 2024-10-21 |  |  |  | No |  |  | Not Required
ERCOT | Veer Energy | [5 empty] | PV |  |  |  | SOL |  |  |  | 90.72 | [12 empty] | Reeves |  |  |  | TAP 69kV 38040 IH20 - 38090 Pecos |  | 2026-12-31 | [6 empty] | 25INR0201 | SS Completed, FIS Started, No IA | DBR Solar, LLC | WEST |  | 2023-10-06 | 2022-12-07 | 2023-03-04 |  |  |  |  | No | Not Required | Not Required | Not Required
ERCOT | East West BESS | [5 empty] | BA |  |  |  | OTH |  |  |  | 120.96 | [12 empty] | Kerr |  |  |  | 7750 LCRA MOUNTAIN HOME SUB |  | 2026-06-30 | [6 empty] | 25INR0202 | SS Completed, FIS Started, No IA | Black Mountain Energy Storage II, LLC | SOUTH |  | 2022-09-28 | 2022-10-06 | 2022-12-29 | 2022-09-27 |  |  |  | No
ERCOT | Claxton Solar | [5 empty] | PV |  |  |  | SOL |  |  |  | 150.64 | [12 empty] | Hopkins |  |  |  | Tap 345kV line between Allen Switch (#2514) and Monticello (#1696) |  | 2027-09-17 | [6 empty] | 25INR0204 | SS Completed, FIS Started, No IA | BT Claxton Solar, LLC | NORTH |  | 2023-03-06 | 2022-09-21 | 2022-12-19 | 2022-11-03 |  |  |  | No |  |  | Not Required
ERCOT | Claxton Storage | [5 empty] | BA |  |  |  | OTH |  |  |  | 75.7 | [12 empty] | Hopkins |  |  |  | Tap 345kV line between Allen Switch (#2514) and Monticello (#1696) |  | 2027-09-17 | [6 empty] | 25INR0205 | SS Completed, FIS Started, No IA | BT Claxton Solar, LLC | NORTH |  | 2022-11-18 | 2022-09-21 | 2022-12-19 | 2022-11-03 |  |  |  | No |  |  | Not Required
ERCOT | Shadow Ranch Solar | [5 empty] | PV |  |  |  | SOL |  |  |  | 807.61 | [12 empty] | Upton |  |  |  | 842 King Mountain 345kV |  | 2026-06-01 | [6 empty] | 25INR0207 | SS Completed, FIS Started, No IA | LectricWind LLC | WEST |  | 2023-07-24 | 2022-09-27 | 2023-01-12 |  |  |  |  | No |  |  | Not Required
ERCOT | Iron Belt Energy Storage | [5 empty] | BA |  |  |  | OTH |  |  |  | 401.9 | [12 empty] | Borden |  |  |  | Long Draw (# 59900) - Volta (#59910) 345kV |  | 2026-07-31 | [6 empty] | 25INR0208 | SS Completed, FIS Started, IA | Iron Belt Energy Storage Project, LLC | WEST |  | 2022-12-27 | 2023-01-03 | 2023-03-30 | 2022-12-19 |  |  | 2023-01-16 | Yes |  |  | Not Required
ERCOT | Burgos Solar | [5 empty] | PV |  |  |  | SOL |  |  |  | 105.52 | [12 empty] | Milam |  |  |  | 3701 Rookie Switch 138 kV |  | 2026-09-11 | [6 empty] | 25INR0214 | SS Completed, FIS Started, No IA | Twin Oaks Solar, LLC | SOUTH |  | 2023-03-17 | 2022-10-18 | 2023-01-13 |  |  |  |  | No |  |  | Not Required
ERCOT | Middlebrook BESS | [5 empty] | BA |  |  |  | OTH |  |  |  | 158.63 | [12 empty] | Nacogdoches |  |  |  | Tap Stryker [3109] - Lufkin [3117] 345 kV line |  | 2027-06-30 | [6 empty] | 25INR0215 | SS Completed, FIS Started, No IA | Middlebrook Solar LLC | NORTH |  | 2022-09-21 | 2022-10-24 | 2023-01-20 | 2022-10-11 |  |  |  | No | Not Required | Not Required | Not Required
ERCOT | Blue Sky Storage SLF | [5 empty] | BA |  |  |  | OTH |  |  |  | 0 | [12 empty] | Crockett |  |  |  | 138 kV Friend Ranch (Bus# 6562) |  | 2025-11-15 | [6 empty] | 25INR0216 | SS Completed, FIS Started, No IA | UKA North America, LLC | WEST |  | 2022-10-17 | 2022-10-24 | 2023-01-22 | 2022-10-14 |  |  |  | No
ERCOT | Hector Solar | [5 empty] | PV |  |  |  | SOL |  |  |  | 81.59 | [12 empty] | Navarro |  |  |  | Haney (213) - Hubbard_8 (3515) 138kV Line |  | 2025-12-31 | [6 empty] | 25INR0220 | SS Completed, FIS Completed, No IA | Hector Solar, LLC | NORTH |  | 2023-01-06 | 2022-10-24 | 2023-01-20 |  | 2024-04-22 | No |  | No |  |  | Not Required
ERCOT | Hector Storage | [5 empty] | BA |  |  |  | OTH |  |  |  | 42.69 | [12 empty] | Navarro |  |  |  | Haney (213) - Hubbard_8 (3515) 138kV Line |  | 2025-12-31 | [6 empty] | 25INR0221 | SS Completed, FIS Completed, No IA | Hector Solar, LLC | NORTH |  | 2023-01-06 | 2022-10-24 | 2023-01-20 |  | 2024-04-22 | No |  | No |  |  | Not Required
ERCOT | Olympic BESS | [5 empty] | BA |  |  |  | OTH |  |  |  | 222.81 | [12 empty] | Nueces |  |  |  | AIRLINE 138 kV Substation (Bus# 8490) |  | 2027-07-01 | [6 empty] | 25INR0222 | SS Completed, FIS Completed, No IA | SMT Olympic BESS LLC | COASTAL | COD | 2022-09-27 | 2022-10-18 | 2023-01-13 | 2022-09-29 | 2024-04-19 | No |  | No
ERCOT | Uhland Maxwell | [5 empty] | IC |  |  |  | GAS |  |  |  | 188.4 | [12 empty] | Caldwell |  |  |  | Clear Springs (#7050) and L_Hornsb8_1Y (#7047) |  | 2025-08-19 | [6 empty] | 25INR0223 | SS Completed, FIS Completed, IA | Lower Colorado River Authority | SOUTH | COD | 2022-11-08 | 2022-09-27 | 2022-12-22 | 2022-10-26 | 2023-12-04 | Yes | 2023-03-03 | Yes | 2023-09-01 | Not Required | 2024-01-04 | 2023-09-05 | 2024-07-15 | 2024-07-15
ERCOT | Lucy Solar | [5 empty] | PV |  |  |  | SOL |  |  |  | 351.3 | [12 empty] | Concho |  |  |  | Tap 345kV 7077 Amos Creek - 6444 San Angelo Red Creek and 7077 Amos Creek - 76009 Twin Buttes |  | 2027-06-30 | [6 empty] | 25INR0225 | SS Completed, FIS Started, No IA | Concho County Solar 1 LLC | WEST |  | 2023-06-15 | 2023-06-28 | 2023-09-20 | 2023-06-08 |  |  |  | No |  |  | Not Required
ERCOT | SERENGETI SOLAR | [5 empty] | PV |  |  |  | SOL |  |  |  | 76.18 | [12 empty] | Delta |  |  |  | Tap 138kV Enloe Tap (bus# 11806) – Delta sub (bus# 1802) |  | 2027-09-13 | [6 empty] | 25INR0227 | SS Completed, FIS Started, No IA | Abei Energy Green XIV LLC | NORTH | COD | 2022-11-08 | 2022-12-07 | 2023-03-06 | 2022-11-18 |  |  |  | No |  |  | Not Required
ERCOT | OCI Cobb Creek Solar | [5 empty] | PV |  |  |  | SOL |  |  |  | 203.1 | [12 empty] | Hill |  |  |  | tap 345kV 1907 Venus - 68090 Sam Sw |  | 2026-09-01 | [6 empty] | 25INR0229 | SS Completed, FIS Completed, IA | Hillsboro Solar Energy Holdings LLC | NORTH |  | 2022-11-11 | 2022-11-15 | 2023-02-09 | 2022-11-09 | 2024-05-06 | No | 2024-07-24 | No | Not Required | Not Required | Not Required
ERCOT | Great Rock BESS | [5 empty] | BA |  |  |  | OTH |  |  |  | 300.9 | [12 empty] | Leon |  |  |  | Tap 345kV 46020 Limestone - 967 Gibbon Creek Ckt 18 |  | 2026-12-20 | [6 empty] | 25INR0230 | SS Completed, FIS Started, IA | Black Mountain Energy Storage II | NORTH |  | 2022-10-19 | 2022-11-07 | 2023-02-04 | 2022-10-19 |  | No | 2024-08-23 | No
ERCOT | Apache Hill BESS | [5 empty] | BA |  |  |  | OTH |  |  |  | 201.2 | [12 empty] | Hood |  |  |  | 363 Hood 138kV |  | 2026-11-15 | [6 empty] | 25INR0231 | SS Completed, FIS Started, IA | APACHE HILL ENERGY CENTER | NORTH |  | 2022-10-25 | 2022-11-07 | 2023-02-03 | 2022-10-25 |  | No | 2024-06-26 | Yes | Not Required | Not Required |  | 2024-07-17
ERCOT | Isaac Solar | [5 empty] | PV |  |  |  | SOL |  |  |  | 51.6 | [12 empty] | Matagorda |  |  |  | 8114 Conoco 138kV |  | 2026-03-31 | [6 empty] | 25INR0232 | SS Completed, FIS Started, IA | Industrial Bravo Project LLC | COASTAL |  | 2022-10-24 | 2022-11-07 | 2023-02-03 | 2022-10-27 |  | No | 2023-10-18 | Yes | Not Required | Not Required | Not Required | 2023-10-31
ERCOT | OCI Cobb Creek ESS | [5 empty] | BA |  |  |  | OTH |  |  |  | 201.6 | [12 empty] | Hill |  |  |  | tap 345kV 1907 Venus - 68090 Sam Sw |  | 2026-09-02 | [6 empty] | 25INR0233 | SS Completed, FIS Completed, IA | Hillsboro Solar Energy Holdings LLC | NORTH |  | 2022-11-17 | 2022-12-07 | 2023-03-04 | 2022-11-23 | 2024-05-06 | No | 2024-07-24 | No
ERCOT | Austin Bayou Storage I | [5 empty] | BA |  |  |  | OTH |  |  |  | 150.68 | [12 empty] | Brazoria |  |  |  | Tap 345kV 43180 Savanna - 43020 Seabreeze Ckt 27 AND 43035 Oasis - 43060 Speedway Ckt 18 |  | 2027-06-01 | [6 empty] | 25INR0235 | SS Completed, FIS Completed, No IA | Austin Bayou Solar, LLC | COASTAL |  | 2023-03-02 | 2023-03-08 | 2023-06-05 | 2023-02-23 | 2024-02-14 |  |  | No |  |  | Not Required
ERCOT | Austin Bayou Storage II | [5 empty] | BA |  |  |  | OTH |  |  |  | 150.68 | [12 empty] | Brazoria |  |  |  | Tap 345kV 43180 Savanna - 43020 Seabreeze Ckt 27 AND 43035 Oasis - 43060 Speedway Ckt 18 |  | 2027-06-01 | [6 empty] | 25INR0236 | SS Completed, FIS Completed, No IA | Austin Bayou Solar, LLC | COASTAL |  | 2023-03-02 | 2023-03-08 | 2023-06-05 | 2023-02-23 | 2024-02-14 |  |  | No |  |  | Not Required
ERCOT | Austin Bayou Storage III | [5 empty] | BA |  |  |  | OTH |  |  |  | 150.68 | [12 empty] | Brazoria |  |  |  | Tap 345kV 43180 Savanna - 43020 Seabreeze Ckt 27 AND 43035 Oasis - 43060 Speedway Ckt 18 |  | 2027-06-01 | [6 empty] | 25INR0237 | SS Completed, FIS Completed, No IA | Austin Bayou Solar, LLC | COASTAL |  | 2023-03-02 | 2023-03-08 | 2023-06-05 | 2023-02-23 | 2024-02-14 |  |  | No |  |  | Not Required
ERCOT | Little Ridge Storage | [5 empty] | BA |  |  |  | OTH |  |  |  | 252 | [12 empty] | Collin |  |  |  | Tap 138kV Swindell (812) - Olinger (818) |  | 2025-12-11 | [6 empty] | 25INR0238 | SS Completed, FIS Started, No IA | TX BESS B LLC | NORTH |  | 2023-05-04 | 2023-05-15 | 2023-08-11 | 2023-04-25 |  |  |  | No |  |  | Not Required
ERCOT | Big Five Storage | [5 empty] | BA |  |  |  | OTH |  |  |  | 102.18 | [12 empty] | Hidalgo |  |  |  | Tap 138kV (5784) Redgtss - (8380) Nedina |  | 2026-06-30 | [6 empty] | 25INR0239 | SS Completed, FIS Started, No IA | TX BESS 3 LLC | SOUTH | COD | 2023-05-24 | 2023-05-26 | 2023-08-17 | 2023-05-22 |  |  |  | No |  |  | Not Required
ERCOT | Halcon Storage | [5 empty] | BA |  |  |  | OTH |  |  |  | 132.65 | [12 empty] | Starr |  |  |  | Tap 138kV 8957 Central Lopeno - 80106 Falcon Dam |  | 2025-06-01 | [6 empty] | 25INR0241 | SS Completed, FIS Started, No IA | TX BESS A LLC | SOUTH |  | 2023-05-15 | 2023-05-22 | 2023-08-17 | 2023-04-24 |  |  |  | No |  |  | Not Required
ERCOT | Pato Blanco Storage | [5 empty] | BA |  |  |  | OTH |  |  |  | 71.34 | [12 empty] | Fort Bend |  |  |  | Tap 138 kV 44010 W A Parish - 42980 NASH___S02_8 |  | 2025-12-11 | [6 empty] | 25INR0242 | SS Completed, FIS Started, No IA | TX BESS 4, LLC | HOUSTON |  | 2023-04-25 | 2023-05-15 | 2023-08-11 | 2023-04-24 |  |  |  | No |  |  | Not Required
ERCOT | VALDIVIAN SOLAR | [5 empty] | PV |  |  |  | SOL |  |  |  | 80.45 | [12 empty] | Hunt |  |  |  | 138kV 1816 Commerce Switch - 1809 Wolf City |  | 2026-09-26 | [6 empty] | 25INR0246 | SS Completed, FIS Started, No IA | Abei Energy Green III LLC | NORTH |  | 2022-11-17 | 2023-02-27 | 2023-05-26 | 2023-02-22 |  |  |  | No |  |  | Not Required
ERCOT | Bluebonnet Prairie Wind | [5 empty] | WT |  |  |  | WIN |  |  |  | 173 | [12 empty] | Navarro |  |  |  | Tap 138kV 200 CHATFIELD - 3454 MONTFTSS__8 |  | 2025-12-31 | [6 empty] | 25INR0247 | SS Completed, FIS Completed, No IA | Leeward Renewable Energy Development, LLC | NORTH |  | 2022-12-06 | 2022-12-07 | 2023-03-06 | 2022-11-23 | 2024-08-23 | No |  | No |  |  | Not Required
ERCOT | Strawberry Acres Storage | [5 empty] | BA |  |  |  | OTH |  |  |  | 156.73 | [12 empty] | Wilson |  |  |  | 5132 Eagle Creek Substation 138kV |  | 2028-09-30 | [6 empty] | 25INR0248 | SS Completed, FIS Started, No IA | Strawberry Acres Energy Center, LLC | SOUTH |  | 2022-11-11 | 2022-11-23 | 2023-02-17 | 2022-11-15 |  | No |  | No |  |  | Not Required
ERCOT | Papley Storage | [5 empty] | BA |  |  |  | OTH |  |  |  | 102.89 | [12 empty] | Maverick |  |  |  | Tap 138 kV line 8692 Maverick - 8255 Hamilton Road |  | 2029-07-10 | [6 empty] | 25INR0252 | SS Completed, FIS Started, No IA | Papley Storage, LLC | SOUTH |  | 2022-12-02 | 2022-12-07 | 2023-03-06 | 2022-11-18 |  |  |  | No |  |  | Not Required
ERCOT | Whiskey BESS | [5 empty] | BA |  |  |  | OTH |  |  |  | 153.72 | [12 empty] | Van Zandt |  |  |  | 6828 Canton Tap 138 kV |  | 2026-03-15 | [6 empty] | 25INR0253 | SS Completed, FIS Completed, No IA | UR-Silo DevCo LLC | NORTH |  | 2023-05-04 | 2022-12-07 | 2023-03-06 |  | 2024-06-03 |  |  | No |  |  | Not Required
ERCOT | Shepard Energy Storage | [5 empty] | BA |  |  |  | OTH |  |  |  | 260.22 | [12 empty] | Galveston |  |  |  | Hidden Lakes 138kV substation (Bus# 38900) |  | 2026-12-31 | [6 empty] | 25INR0262 | SS Completed, FIS Started, IA | Shepard Energy Storage LLC | HOUSTON |  | 2022-12-02 | 2022-12-15 | 2023-03-11 | 2022-12-09 |  | No | 2024-01-17 | Yes |  |  | Not Required
ERCOT | East Blackland Battery Storage SLF | [5 empty] | BA |  |  |  | OTH |  |  |  | 75 | [12 empty] | Travis |  |  |  | 7337 Kimbro 138kV |  | 2026-08-29 | [6 empty] | 25INR0266 | SS Completed, FIS Started, No IA | DERIVA ENERGY STORAGE, LLC | SOUTH |  | 2022-11-17 | 2022-11-23 | 2023-02-17 | 2022-11-22 |  |  |  | No |  |  | Not Required
ERCOT | Harryoung Solar | [5 empty] | PV |  |  |  | SOL |  |  |  | 190.01 | [12 empty] | Cameron |  |  |  | Tap 8319 Rio Hondo - SOUTH SANTA ROSA: 8359, 138kV |  | 2027-05-15 | [6 empty] | 25INR0270 | SS Completed, FIS Started, No IA | Gransolar Texas Four LLC | COASTAL |  | 2023-11-02 | 2022-11-23 | 2023-02-17 |  |  |  |  | No | Not Required | Not Required | Not Required
ERCOT | City Breeze BESS | [5 empty] | BA |  |  |  | OTH |  |  |  | 140.6 | [12 empty] | Matagorda |  |  |  | 8111 MAGILL4A 138KV |  | 2026-07-15 | [6 empty] | 25INR0271 | SS Completed, FIS Started, IA | City Breeze BESS LLC | COASTAL |  | 2022-12-14 | 2022-12-15 | 2023-03-11 | 2022-12-06 |  |  | 2024-05-15 | Yes |  |  |  | 2024-05-25
ERCOT | Horse Wrangler Solar | [5 empty] | PV |  |  |  | SOL |  |  |  | 251.33 | [12 empty] | Karnes |  |  |  | Tap 138kV 8153 Rosata Tap (Bus# ) - 8186 Kenedy Switch |  | 2028-12-01 | [6 empty] | 25INR0273 | SS Completed, FIS Started, No IA | Horse Wrangler Solar Project, LLC | SOUTH |  | 2023-11-15 | 2023-12-04 | 2024-02-26 | 2023-11-14 |  |  |  | No | Not Required | Not Required | Not Required
ERCOT | Horse Wrangler Storage | [5 empty] | BA |  |  |  | OTH |  |  |  | 102.07 | [12 empty] | Karnes |  |  |  | Tap 138kV 8153 Rosata Tap - 8186 Kenedy Switch Ckt 1 |  | 2028-12-01 | [6 empty] | 25INR0274 | SS Completed, FIS Started, No IA | Horse Wrangler Solar Project, LLC | SOUTH |  | 2023-11-29 | 2023-11-30 | 2024-02-26 | 2023-11-14 |  |  |  | No | Not Required | Not Required | Not Required
ERCOT | Texas Sage Solar SLF | [5 empty] | PV |  |  |  | SOL |  |  |  | 100.7 | [12 empty] | Wilson |  |  |  | 8193 LYSSY 138kV |  | 2028-12-01 | [6 empty] | 25INR0275 | SS Completed, FIS Started, No IA | Texas Sage Solar Project, LLC | SOUTH |  | 2024-04-12 | 2024-04-15 | 2024-07-09 | 2024-03-29 |  |  |  | No |  |  | Not Required
ERCOT | Texas Sage Storage SLF | [5 empty] | BA |  |  |  | OTH |  |  |  | 0 | [12 empty] | Wilson |  |  |  | 8193 LYSSY 138kV |  | 2028-12-01 | [6 empty] | 25INR0276 | SS Completed, FIS Started, No IA | Texas Sage Solar Project, LLC | SOUTH |  | 2024-04-12 | 2024-04-15 | 2024-07-09 | 2024-03-29 |  |  |  | No |  |  | Not Required
ERCOT | Nockenut Springs Solar 5 | [5 empty] | PV |  |  |  | SOL |  |  |  | 201.15 | [12 empty] | Gonzales |  |  |  | Tap 345 kV 5133 Elm Creek - 5915 South Texas Project |  | 2027-05-05 | [6 empty] | 25INR0280 | SS Completed, FIS Started, No IA | Pecan Springs Energy, LLC | SOUTH |  | 2023-01-24 | 2023-02-09 | 2023-05-08 | 2023-01-27 |  |  |  | No |  |  | Not Required
ERCOT | Cosper Solar | [5 empty] | PV |  |  |  | SOL |  |  |  | 148.16 | [12 empty] | Bell |  |  |  | Tap 138kV 115 Ding Dong - 3630 Copperas Cove Tu |  | 2027-04-18 | [6 empty] | 25INR0281 | SS Completed, FIS Completed, No IA | Gransolar Texas Twenty LLC | NORTH |  | 2023-06-13 | 2023-01-03 | 2023-03-30 |  | 2024-11-01 |  |  | No |  |  | Not Required
ERCOT | Hornet Solar II SLF | [5 empty] | PV |  |  |  | SOL |  |  |  | 208.95 | [12 empty] | Castro |  |  |  | Ozark Trail Switch 345kV substation (Bus #23901) |  | 2026-06-01 | [6 empty] | 25INR0282 | SS Completed, FIS Completed, IA | Hornet Solar II LLC | PANHANDLE |  | 2022-12-20 | 2023-01-03 | 2023-03-29 | 2022-12-20 | 2024-07-02 | No | 2024-08-21 | Yes |  |  | Not Required
ERCOT | Hornet Storage II SLF | [5 empty] | BA |  |  |  | OTH |  |  |  | 0 | [12 empty] | Castro |  |  |  | Ozark Trail Switch 345kV substation (Bus # 23901) |  | 2026-06-01 | [6 empty] | 25INR0283 | SS Completed, FIS Completed, IA | Hornet Storage II LLC | PANHANDLE |  | 2022-12-28 | 2023-01-03 | 2023-03-29 | 2022-12-20 | 2024-07-02 | No | 2024-08-21 | Yes
ERCOT | Railway BESS | [5 empty] | BA |  |  |  | OTH |  |  |  | 254.8 | [12 empty] | Rusk |  |  |  | Martin Lake Switch (3100) – Elkton (3105) 345 kV Line |  | 2026-08-28 | [6 empty] | 25INR0284 | SS Completed, FIS Started, No IA | Grand Reserve Energy, LLC | NORTH |  | 2023-01-27 | 2023-01-30 | 2023-04-28 | 2023-01-23 |  |  |  | No |  |  | Not Required
ERCOT | Savannah Oaks Solar | [5 empty] | PV |  |  |  | SOL |  |  |  | 200.97 | [12 empty] | Madison |  |  |  | Tap 345kV 46020 Limestone Plant - 967 Gibbons Creek |  | 2028-09-30 | [6 empty] | 25INR0286 | SS Completed, FIS Started, No IA | Savannah Oaks Solar Project LLC | NORTH |  | 2022-12-19 | 2023-01-03 | 2023-03-30 | 2022-12-02 |  |  |  | No |  |  | Not Required
ERCOT | Buffalo Prairie Storage | [5 empty] | BA |  |  |  | OTH |  |  |  | 313.51 | [12 empty] | Robertson |  |  |  | Tap 345kV 975 Jack Creek - 3400 Twin Oak |  | 2028-09-30 | [6 empty] | 25INR0288 | SS Completed, FIS Started, No IA | Buffalo Meadow Energy Center, LLC | NORTH |  | 2022-12-30 | 2023-01-03 | 2023-03-29 | 2022-12-02 |  |  |  | No |  |  | Not Required
ERCOT | TOCE BESS 1 | [5 empty] | BA |  |  |  | OTH |  |  |  | 205.2 | [12 empty] | Wharton |  |  |  | 138 kV Danevang Switching Station (Bus# 5546) |  | 2026-05-01 | [6 empty] | 25INR0293 | SS Completed, FIS Completed, No IA | TOCE BESS 1, LLC | SOUTH |  | 2023-10-02 | 2023-10-13 | 2024-01-10 | 2023-09-22 | 2024-11-07 |  |  | No | Not Required | Not Required | Not Required
ERCOT | RIVERBEND SOLAR SLF | [5 empty] | PV |  |  |  | SOL |  |  |  | 301 | [12 empty] | Falls |  |  |  | TAP 345 KV LINE FROM TRADINGHOUSE (#3405) TO TEMPLE PECAN CREEK (#3412) SUBSTATIONS |  | 2026-09-28 | [6 empty] | 25INR0297 | SS Completed, FIS Completed, No IA | Riverbend Renewables, LLC | NORTH |  | 2023-02-13 | 2023-03-08 | 2023-06-05 | 2023-03-03 | 2024-07-23 |  |  | No |  |  | Not Required
ERCOT | Wizard BESS | [5 empty] | BA |  |  |  | OTH |  |  |  | 150.82 | [12 empty] | Galveston |  |  |  | To the 138 kV League City Substation (#38920) |  | 2025-10-21 | [6 empty] | 25INR0300 | SS Completed, FIS Completed, IA | Rocky Mountain Energy Holdings, LLC | HOUSTON | COD | 2023-03-14 | 2023-03-27 | 2023-06-19 | 2023-03-15 | 2024-01-24 |  | 2023-08-21 | Yes | Not Required | Not Required |  | 2024-07-30 | 2024-07-30 | 2024-07-30
ERCOT | Van Zandt Energy Storage | [5 empty] | BA |  |  |  | OTH |  |  |  | 256.58 | [12 empty] | Ector |  |  |  | 1027 Odessa EHV Switch 138 kV |  | 2027-04-13 | [6 empty] | 25INR0301 | SS Completed, FIS Completed, No IA | Rocky Mountain Energy Holdings, LLC | WEST |  | 2023-03-21 | 2023-06-07 | 2023-09-01 | 2023-04-05 | 2024-11-18 | No |  | No |  |  | Not Required
ERCOT | XE Flying Kite Solar | [5 empty] | PV |  |  |  | SOL |  |  |  | 80.38 | [12 empty] | Zavala |  |  |  | Tap the 69kV La Pryor (#8672) - Uvalde (#8231) Line; AEP |  | 2027-05-21 | [6 empty] | 25INR0304 | SS Completed, FIS Started, No IA | FLYING KITE SOLAR LLC | SOUTH |  | 2023-03-31 | 2023-04-07 | 2023-07-05 | 2023-03-17 |  |  |  | No |  |  | Not Required
ERCOT | Red Top Solar I | [5 empty] | PV |  |  |  | SOL |  |  |  | 200.59 | [12 empty] | Young |  |  |  | Tap 138kV 1431 Graham SES - Short Grass 11525 |  | 2027-09-30 | [6 empty] | 25INR0306 | SS Completed, FIS Started, No IA | Cat Red Top Solar, LLC | WEST |  | 2023-10-24 | 2023-01-17 | 2023-04-14 |  |  |  |  | No | Not Required | Not Required | Not Required
ERCOT | IEP Blackhawk | [5 empty] | BA |  |  |  | OTH |  |  |  | 100 | [12 empty] | Galveston |  |  |  | 38740 Heights Substation 138kV |  | 2026-12-01 | [6 empty] | 25INR0310 | SS Completed, FIS Started, No IA | IEP Texas Verde II, llc | HOUSTON |  | 2023-04-04 | 2023-04-07 | 2023-07-05 | 2023-03-08 |  |  |  | No |  |  | Not Required
ERCOT | RIVERBEND STORAGE SLF | [5 empty] | BA |  |  |  | OTH |  |  |  | 0 | [12 empty] | Falls |  |  |  | TAP 345 KV LINE FROM TRADINGHOUSE (#3405) TO TEMPLE PECAN CREEK (#3412) SUBSTATIONS |  | 2026-09-28 | [6 empty] | 25INR0311 | SS Completed, FIS Completed, No IA | Riverbend Renewables, LLC | NORTH |  | 2023-02-13 | 2023-03-08 | 2023-06-05 | 2023-03-03 | 2024-07-23 |  |  | No |  |  | Not Required
ERCOT | Staked Plains BESS | [5 empty] | BA |  |  |  | OTH |  |  |  | 254.8 | [12 empty] | Lubbock |  |  |  | 345kV Dunbar Double Mountain Switch (Bus# 23928) |  | 2028-06-01 | [6 empty] | 25INR0313 | SS Completed, FIS Completed, IA | Grand Reserve Energy, LLC | PANHANDLE |  | 2023-02-17 | 2023-03-13 | 2023-06-09 | 2023-03-02 | 2024-12-03 | No | 2024-10-29 | No |  |  | Not Required
ERCOT | Silver Fox Solar | [5 empty] | PV |  |  |  | SOL |  |  |  | 101.2 | [12 empty] | Grayson |  |  |  | 12677 Haggerty Switch 138kV |  | 2026-05-31 | [6 empty] | 25INR0318 | SS Completed, FIS Started, No IA | Industrial Lima Project LLC | NORTH |  | 2023-07-29 | 2023-07-31 | 2023-10-27 | 2023-07-24 |  |  |  | No |  |  | Not Required
ERCOT | Northington Solar | [5 empty] | PV |  |  |  | SOL |  |  |  | 129.81 | [12 empty] | Wharton |  |  |  | The 138 kV El Campo (#8102) - Pulsar (#8192) Line; AEP. |  | 2027-07-15 | [6 empty] | 25INR0319 | SS Completed, FIS Started, IA | Northington Solar, LLC | SOUTH | COD | 2023-02-17 | 2023-02-20 | 2023-05-19 | 2023-02-02 |  |  | 2024-10-02 | Yes |  |  | Not Required
ERCOT | Normangee Solar | [5 empty] | PV |  |  |  | SOL |  |  |  | 120.68 | [12 empty] | Leon |  |  |  | Tap 345kV 3391Jewett - 44645 Singleton |  | 2027-06-30 | [6 empty] | 25INR0320 | SS Completed, FIS Started, No IA | Normangee Solar LLC | NORTH |  | 2023-03-08 | 2023-03-13 | 2023-06-09 | 2023-02-13 |  |  |  | No | Not Required | Not Required | Not Required
ERCOT | El Molino Solar SLF | [5 empty] | PV |  |  |  | SOL |  |  |  | 201.32 | [12 empty] | Webb |  |  |  | 138kV Bruni 8297 |  | 2027-09-01 | [6 empty] | 25INR0321 | SS Completed, FIS Started, No IA | El Molino Solar, LLC | SOUTH |  | 2023-01-16 | 2023-01-17 | 2023-04-14 | 2023-03-31 |  | No |  | No |  |  | Not Required
ERCOT | El Molino Storage SLF | [5 empty] | BA |  |  |  | OTH |  |  |  | 0 | [12 empty] | Webb |  |  |  | 138kV Bruni 8297 |  | 2027-09-01 | [6 empty] | 25INR0322 | SS Completed, FIS Started, No IA | El Molino Solar, LLC | SOUTH |  | 2023-01-16 | 2023-01-17 | 2023-04-14 | 2023-01-13 |  | No |  | No |  |  | Not Required
ERCOT | Longbow BESS | [5 empty] | BA |  |  |  | OTH |  |  |  | 180.8 | [12 empty] | Brazoria |  |  |  | 42875 Danbury 138kV |  | 2025-01-11 | [6 empty] | 25INR0328 | SS Completed, FIS Completed, IA | Longbow BESS, LLC | COASTAL | COD | 2023-01-20 | 2023-01-23 | 2023-04-22 | 2023-01-16 | 2023-09-06 | No | 2023-07-18 | Yes | Not Required | Not Required | Not Required | 2023-12-12 | 2024-01-24 | 2024-02-01 |  |  | 2024-08-26 | 2024-08-29
ERCOT | Project Lynx BESS | [5 empty] | BA |  |  |  | OTH |  |  |  | 125.36 | [12 empty] | Nueces |  |  |  | 138KV Tap 8921 Terra Verde - 8518 Kingsville |  | 2026-03-14 | [6 empty] | 25INR0329 | SS Completed, FIS Started, IA | Corpus Battery Storage, LLC | COASTAL |  | 2023-03-02 | 2023-03-08 | 2023-06-01 | 2023-03-01 |  |  | 2024-04-09 | Yes | Not Required | Not Required | Not Required
ERCOT | Clutch City Solar Phase II | [5 empty] | PV |  |  |  | SOL |  |  |  | 251.27 | [12 empty] | Brazoria |  |  |  | tap 138kV 42960 Mustang Bayou – 42100 Hudson CKT#04 |  | 2026-10-01 | [6 empty] | 25INR0330 | SS Completed, FIS Completed, No IA | HZ SOLAR I, LLC | COASTAL |  | 2023-02-17 | 2023-02-20 | 2023-05-20 | 2023-02-10 | 2024-04-16 |  |  | No |  |  | Not Required
ERCOT | Buffalo Meadow Solar | [5 empty] | PV |  |  |  | SOL |  |  |  | 251.27 | [12 empty] | Robertson |  |  |  | Tap Jack Creek (975) - Twin Oak (3400) 345kV line |  | 2028-09-30 | [6 empty] | 25INR0331 | SS Completed, FIS Started, No IA | Buffalo Meadow Energy Center, LLC | NORTH |  | 2023-02-15 | 2023-02-27 | 2023-05-26 | 2023-01-27 |  |  |  | No |  |  | Not Required
ERCOT | Jaguarundi Solar | [5 empty] | PV |  |  |  | SOL |  |  |  | 90.29 | [12 empty] | Archer |  |  |  | NAVY KICKAPOO SWITCH (NAVYKSS1_8 #1472) |  | 2027-07-01 | [6 empty] | 25INR0335 | SS Completed, FIS Started, No IA | Jaguarundi Solar, LLC | WEST |  | 2023-03-21 | 2023-03-27 | 2023-06-19 | 2023-03-16 |  |  |  | No |  |  | Not Required
ERCOT | Butcherbird Solar | [5 empty] | PV |  |  |  | SOL |  |  |  | 116 | [12 empty] | Bell |  |  |  | Tap 138 kV - Bell County #133 to Bartlett Switch #114 |  | 2027-02-01 | [6 empty] | 25INR0337 | SS Completed, FIS Started, No IA | Butcherbird Solar, LLC | NORTH |  | 2023-11-28 | 2023-12-18 | 2024-03-15 | 2023-12-06 |  |  |  | No |  |  | Not Required
ERCOT | Les Energy Storage | [5 empty] | BA |  |  |  | OTH |  |  |  | 205.13 | [12 empty] | Howard |  |  |  | Tap 138 kV 1326 Stanton East – 11324 Leatherwood Pod |  | 2028-04-30 | [6 empty] | 25INR0338 | SS Completed, FIS Started, No IA | Rocky Mountain Energy Development, LLC | WEST |  | 2023-02-23 | 2023-02-09 | 2023-05-05 |  |  |  |  | No |  |  | Not Required
ERCOT | Fort Concho Energy storage | [5 empty] | BA |  |  |  | OTH |  |  |  | 251.15 | [12 empty] | Tom Green |  |  |  | Tap 138 kV #76320 Schkade - #76011 Twin Buttes Line; LCRA |  | 2026-02-16 | [6 empty] | 25INR0339 | SS Completed, FIS Started, No IA | Rocky Mountain Energy Development, LLC | WEST |  | 2023-02-23 | 2023-01-30 | 2023-04-28 |  |  |  |  | No |  |  | Not Required
ERCOT | Rosebud Storage SLF | [5 empty] | BA |  |  |  | OTH |  |  |  | 0 | [12 empty] | Falls |  |  |  | Tap 69 kV 67 BAGGINS - 69 BARCLAY |  | 2028-01-15 | [6 empty] | 25INR0341 | SS Completed, FIS Started, No IA | Rosebud Storage, LLC | NORTH |  | 2024-01-05 | 2023-03-09 | 2023-06-05 |  |  |  |  | No |  |  | Not Required
ERCOT | Nickel Spruce Solar | [5 empty] | PV |  |  |  | SOL |  |  |  | 150 | [12 empty] | Leon |  |  |  | Tap 138kV 6735 Pleasant Springs Switching Station - 6736 Middl |  | 2027-12-15 | [6 empty] | 25INR0342 | SS Completed, FIS Started, No IA | Nickel Spruce Solar LLC | NORTH |  | 2023-11-10 | 2023-01-30 | 2023-04-28 |  |  |  |  | No |  |  | Not Required
ERCOT | Cado Storage | [5 empty] | BA |  |  |  | OTH |  |  |  | 205.51 | [12 empty] | Bexar |  |  |  | Tap 138 kV Line from Braunig East (#5030) to Highland Hills (#5205) Ckt. 1 |  | 2029-04-06 | [6 empty] | 25INR0346 | SS Completed, FIS Started, No IA | Cado Storage, LLC | SOUTH |  | 2023-03-10 | 2023-03-13 | 2023-06-09 | 2023-03-07 |  |  |  | No |  |  | Not Required
ERCOT | Cadet Storage | [5 empty] | BA |  |  |  | OTH |  |  |  | 104.42 | [12 empty] | Brazos |  |  |  | Tap 69kV 32864 BRYN_ATK69 to 32873 BRYN SHADY |  | 2026-04-01 | [6 empty] | 25INR0347 | SS Completed, FIS Started, No IA | TX BESS 5, LLC | NORTH |  |  | 2023-05-22 | 2023-08-18 | 2023-04-24 |  |  |  | No |  |  | Not Required
ERCOT | Marshall Spring Solar | [5 empty] | PV |  |  |  | SOL |  |  |  | 150 | [12 empty] | Gillespie |  |  |  | New POI station between 7132 L_GILLES8_1Y - 7126 L_FERGUS8_1Y 138kV line and 7132 L_GILLES8_1Y - 7128 L_HORSBA8_1Y 138kV line, then loop in both lines into the new POI station. |  | 2026-07-01 | [6 empty] | 25INR0353 | SS Completed, FIS Started, No IA | Marshall Springs Solar, LLC | SOUTH |  | 2023-10-04 | 2023-02-20 | 2023-05-18 |  |  |  |  | No |  |  | Not Required
ERCOT | Marshall Spring Storage | [5 empty] | BA |  |  |  | OTH |  |  |  | 150 | [12 empty] | Gillespie |  |  |  | New POI station between 7132 L_GILLES8_1Y - 7126 L_FERGUS8_1Y 138kV line and 7132 L_GILLES8_1Y - 7128 L_HORSBA8_1Y 138kV line, then loop in both lines into the new POI station. |  | 2026-07-01 | [6 empty] | 25INR0354 | SS Completed, FIS Started, No IA | Marshall Springs Storage, LLC | SOUTH |  | 2023-10-04 | 2023-02-20 | 2023-05-18 |  |  |  |  | No |  |  | Not Required
ERCOT | Wallie Storage | [5 empty] | BA |  |  |  | OTH |  |  |  | 205.4 | [12 empty] | Howard |  |  |  | Tap 138kV 11324 Leatherwood POD - 1326 Stanton East Switch |  | 2027-03-31 | [6 empty] | 25INR0361 | SS Completed, FIS Started, No IA | Wallie Storage, LLC | WEST |  | 2023-03-16 | 2023-03-27 | 2023-06-19 | 2023-03-02 |  |  |  | No |  |  | Not Required
ERCOT | Emerald Hill Energy Storage | [5 empty] | BA |  |  |  | OTH |  |  |  | 261.02 | [12 empty] | Dallas |  |  |  | Desoto Switch (2431) - Cedar Hill Switch (2420) 345kV Line |  | 2026-09-14 | [6 empty] | 25INR0363 | SS Completed, FIS Completed, No IA | Emerald Hill Energy Storage LLC | NORTH |  | 2023-02-23 | 2023-02-27 | 2023-05-26 | 2023-02-23 | 2024-08-26 | No |  | No |  |  | Not Required
ERCOT | Echols Creek Solar | [5 empty] | PV |  |  |  | SOL |  |  |  | 201.15 | [12 empty] | Lamar |  |  |  | Tap 138kV Hawk Hollow Switch (#11768) and Lamar Blossom Switch (#11770) |  | 2026-12-31 | [6 empty] | 25INR0368 | SS Completed, FIS Completed, No IA | BT Ferguson Solar, LLC | NORTH | Status Change INA-to-PLN | 2023-03-17 | 2023-04-07 | 2023-07-05 | 2023-03-22 | 2024-07-24 |  |  | No |  |  | Not Required
ERCOT | Echols Creek Storage | [5 empty] | BA |  |  |  | OTH |  |  |  | 100.57 | [12 empty] | Lamar |  |  |  | Tap 138kV Hawk Hollow Switch (#11768) and Lamar Blossom Switch (#11770) |  | 2026-12-31 | [6 empty] | 25INR0369 | SS Completed, FIS Completed, No IA | BT Ferguson Solar, LLC | NORTH | Status Change INA-to-PLN | 2023-03-17 | 2023-04-07 | 2023-07-05 | 2023-03-22 | 2024-07-24 |  |  | No |  |  | Not Required
ERCOT | Willis Storage | [5 empty] | BA |  |  |  | OTH |  |  |  | 176.13 | [12 empty] | Rains |  |  |  | tap 138kV Emory North 3171 to Liberty POD 1723 |  | 2027-04-13 | [6 empty] | 25INR0370 | SS Completed, FIS Completed, No IA | BT Willis Storage, LLC | NORTH |  | 2023-03-03 | 2023-03-27 | 2023-06-24 | 2023-03-13 | 2024-11-08 |  |  | No |  |  | Not Required
ERCOT | McMurtre Storage | [5 empty] | BA |  |  |  | OTH |  |  |  | 176.13 | [12 empty] | Hunt |  |  |  | tap 138kV 1819 Commerce South - 1815 Cumby Tap |  | 2026-09-07 | [6 empty] | 25INR0371 | SS Completed, FIS Completed, No IA | BT McMurtre Storage, LLC | NORTH |  | 2023-03-10 | 2023-03-13 | 2023-06-09 | 2023-03-06 | 2024-07-08 |  |  | No |  |  | Not Required
ERCOT | Elan BESS | [5 empty] | BA |  |  |  | OTH |  |  |  | 202.65 | [12 empty] | Fort Bend |  |  |  | 42380 Needville 138kV |  | 2025-12-31 | [6 empty] | 25INR0372 | SS Completed, FIS Completed, No IA | Elan BESS, LLC | HOUSTON |  | 2023-03-01 | 2023-03-08 | 2023-06-05 | 2023-02-15 | 2024-03-21 |  |  | No |  |  | Not Required
ERCOT | LARISA BESS | [5 empty] | BA |  |  |  | OTH |  |  |  | 418.49 | [12 empty] | Jones |  |  |  | Tap 345kV 6235 Mulberry Creek – 60791 Perigee |  | 2026-11-12 | [6 empty] | 25INR0373 | SS Completed, FIS Started, No IA | ME USA PROJECT II LLC | WEST |  | 2023-12-13 | 2023-03-13 | 2023-06-09 |  |  |  |  | No |  |  | Not Required
ERCOT | Meridian BESS | [5 empty] | BA |  |  |  | OTH |  |  |  | 31.23 | [12 empty] | Bosque |  |  |  | 319 Meridian 69 KV |  | 2027-10-01 | [6 empty] | 25INR0374 | SS Completed, FIS Completed, No IA | Navitas Energy- Meredian BESS | NORTH |  | 2023-03-10 | 2023-03-13 | 2023-06-09 | 2023-03-10 | 2024-06-14 | No |  | No | Not Required |  | Not Required
ERCOT | NavBoot BESS | [5 empty] | BA |  |  |  | OTH |  |  |  | 303.7 | [12 empty] | Nueces |  |  |  | 8858 MCKENZIE4A 138kV |  | 2026-12-01 | [6 empty] | 25INR0375 | SS Completed, FIS Started, No IA | Navboot BESS LLC | COASTAL |  | 2023-03-10 | 2023-03-13 | 2023-06-09 | 2023-03-10 |  |  |  | No |  |  | Not Required
ERCOT | Hawkins BESS | [5 empty] | BA |  |  |  | OTH |  |  |  | 150.43 | [12 empty] | Hidalgo |  |  |  | 85005 ELGATO4A 138 kV |  | 2025-09-08 | [6 empty] | 25INR0376 | SS Completed, FIS Started, No IA | BRP BLUE TOPAZ 7, LLC | SOUTH |  | 2023-04-19 | 2023-05-03 | 2023-07-28 | 2023-04-19 |  |  |  | No |  |  | Not Required
ERCOT | Proteus Vernon Solar SLF | [5 empty] | PV |  |  |  | SOL |  |  |  | 75 | [12 empty] | Wilbarger |  |  |  | 6060 Vernon 138kV |  | 2026-12-31 | [6 empty] | 25INR0377 | SS Completed, FIS Started, No IA | Vernon Solar and Storage LLC (a Delaware LLC) | WEST |  | 2023-07-17 | 2023-03-27 | 2023-06-19 |  |  |  |  | No |  |  | Not Required
ERCOT | Second Division Storage | [5 empty] | BA |  |  |  | OTH |  |  |  | 0 | [12 empty] | Brazoria |  |  |  | Tap 138 kV SANBER_POI_8 (Bus# 43110) to WEST COLUMBIA (Bus# 43380) Ckt 60 Line |  | 2025-12-31 | [6 empty] | 25INR0378 | SS Completed, FIS Started, No IA | Mound Creek Storage, LLC | COASTAL |  | 2023-04-03 | 2023-04-19 | 2023-07-13 | 2023-03-15 |  |  |  | No |  |  | Not Required
ERCOT | Starr Storage | [5 empty] | BA |  |  |  | OTH |  |  |  | 0 | [12 empty] | Starr |  |  |  | 8795 Roma 138kV |  | 2028-03-29 | [6 empty] | 25INR0379 | SS Completed, FIS Started, No IA | Falcon Lake Storage, LLC | SOUTH |  | 2023-04-03 | 2023-06-28 | 2023-09-22 | 2023-03-08 |  |  |  | No |  |  | Not Required
ERCOT | Fike BESS | [5 empty] | BA |  |  |  | OTH |  |  |  | 200.8 | [12 empty] | Hidalgo |  |  |  | 5754 Aderhold 138kV |  | 2025-09-01 | [6 empty] | 25INR0380 | SS Completed, FIS Started, No IA | BRP Blue Topaz 9, LLC | SOUTH |  | 2023-04-17 | 2023-05-15 | 2023-08-11 | 2023-04-19 |  |  |  | No |  |  | Not Required
ERCOT | HappyDogSolar | [5 empty] | PV |  |  |  | SOL |  |  |  | 85.54 | [12 empty] | Milam |  |  |  | Tap 345kV 3704 Hog Creek Switch – 3687 Bell County East Switch |  | 2026-09-14 | [6 empty] | 25INR0382 | SS Completed, FIS Started, IA | Rosula Solar LLC | SOUTH |  | 2023-05-30 | 2023-06-07 | 2023-09-01 | 2023-05-25 |  |  | 2024-12-16 | No |  |  | Not Required
ERCOT | Zorro BESS | [5 empty] | BA |  |  |  | OTH |  |  |  | 153.69 | [12 empty] | Van Zandt |  |  |  | 138 kV Ben Wheeler (Bus# 6852) |  | 2025-12-31 | [6 empty] | 25INR0384 | SS Completed, FIS Completed, No IA | UR-Silo DevCo LLC | NORTH |  | 2023-06-13 | 2023-03-27 | 2023-06-19 |  | 2024-05-21 | No |  | No |  |  | Not Required
ERCOT | Bobcat Cameron BESS | [5 empty] | BA |  |  |  | OTH |  |  |  | 200.78 | [12 empty] | Cameron |  |  |  | 5764 East Rio Hondo Substation 138kV |  | 2025-12-01 | [6 empty] | 25INR0385 | SS Completed, FIS Started, No IA | Bobcat BESS, LLC | COASTAL |  | 2023-04-06 | 2023-04-19 | 2023-07-14 | 2023-04-11 |  |  |  | No |  |  | Not Required
ERCOT | Diaz BESS | [5 empty] | BA |  |  |  | OTH |  |  |  | 241.48 | [12 empty] | Cameron |  |  |  | 8950 Olmito 138kV |  | 2025-09-01 | [6 empty] | 25INR0386 | SS Completed, FIS Started, No IA | BRP Blue Topaz 10, LLC | COASTAL |  | 2023-05-19 | 2023-05-22 | 2023-08-17 | 2023-05-17 |  | No |  | No |  |  | Not Required
ERCOT | Stoneridge BESS | [5 empty] | BA |  |  |  | OTH |  |  |  | 101.9 | [12 empty] | Milam |  |  |  | Tap 345 kV 13429 SANDOW SWITCH - 7040 AUSTROP CKT 2 |  | 2025-09-01 | [6 empty] | 25INR0389 | SS Completed, FIS Completed, IA | Stoneridge Solar, LLC | SOUTH |  | 2023-03-09 | 2023-03-13 | 2023-06-09 | 2023-03-09 | 2024-09-06 | No | 2024-04-19 | Yes |  |  | Not Required
ERCOT | Macho Creek BESS | [5 empty] | BA |  |  |  | OTH |  |  |  | 150.56 | [12 empty] | Starr |  |  |  | Tap 138kV 8793 RIO GRANDE CITY - 8806 LAS LOMAS |  | 2027-05-31 | [6 empty] | 25INR0390 | SS Completed, FIS Started, No IA | Macho Creek BESS, LLC | SOUTH |  | 2023-06-19 | 2023-06-28 | 2023-09-22 | 2023-06-06 |  |  |  | No |  |  | Not Required
ERCOT | Purple Sage BESS 1 | [5 empty] | BA |  |  |  | OTH |  |  |  | 156 | [12 empty] | Collin |  |  |  | Anna 345 kV Bus# 2373. |  | 2027-05-30 | [6 empty] | 25INR0391 | SS Completed, FIS Completed, IA | Purple Sage, LLC | NORTH | SFS/NtP | 2023-03-07 | 2023-03-08 | 2023-06-05 | 2023-03-07 | 2024-03-20 | No | 2024-10-11 | Yes |  |  | Not Required
ERCOT | Purple Sage BESS 2 | [5 empty] | BA |  |  |  | OTH |  |  |  | 156 | [12 empty] | Collin |  |  |  | Anna 345 kV Bus# 2373 |  | 2027-05-30 | [6 empty] | 25INR0392 | SS Completed, FIS Completed, IA | Purple Sage, LLC | NORTH | SFS/NtP | 2023-03-07 | 2023-03-08 | 2023-06-05 | 2023-03-07 | 2024-03-20 | No | 2024-10-11 | Yes |  |  | Not Required
ERCOT | MICOT BESS | [5 empty] | BA |  |  |  | OTH |  |  |  | 150 | [12 empty] | Montgomery |  |  |  | Tap 345kV 44645 Singleton - 46500 Tomball Ckt 74 |  | 2025-05-30 | [6 empty] | 25INR0393 | SS Completed, FIS Started, No IA | UR-Silo DevCo LLC | HOUSTON |  | 2023-05-25 | 2023-03-27 | 2023-06-23 |  |  |  |  | No |  |  | Not Required
ERCOT | Orchard Ray BESS | [5 empty] | BA |  |  |  | OTH |  |  |  | 51.85 | [12 empty] | Bee |  |  |  | 8593 PETTUS2A 69kV |  | 2027-05-01 | [6 empty] | 25INR0394 | SS Completed, FIS Started, No IA | Pettus BESS | SOUTH |  | 2023-05-22 | 2023-06-07 | 2023-09-01 | 2023-05-31 |  |  |  | No |  |  | Not Required
ERCOT | Hinkell BESS | [5 empty] | BA |  |  |  | OTH |  |  |  | 78.05 | [12 empty] | La Salle |  |  |  | 8612 Reveille 138kV |  | 2026-05-01 | [6 empty] | 25INR0395 | SS Completed, FIS Started, No IA | Reveille BESS | SOUTH |  | 2023-08-15 | 2023-08-21 | 2023-11-17 | 2023-08-14 |  | No |  | No |  |  | Not Required
ERCOT | Stewart Grady BESS | [5 empty] | BA |  |  |  | OTH |  |  |  | 150.5 | [12 empty] | Martin |  |  |  | Tap 138kV 11368 Expanse Switch – 23841 Sale Ranch |  | 2027-08-15 | [6 empty] | 25INR0396 | SS Completed, FIS Completed, No IA | Grady BESS | WEST | COD | 2023-05-22 | 2023-05-26 | 2023-08-22 | 2023-05-01 | 2024-08-23 | No |  | No |  |  | Not Required
ERCOT | Beeman BESS | [5 empty] | BA |  |  |  | OTH |  |  |  | 50.18 | [12 empty] | Gonzales |  |  |  | 69kV Waelder Substation (7232) |  | 2026-05-01 | [6 empty] | 25INR0397 | SS Completed, FIS Started, No IA | Waelder BESS | SOUTH |  | 2023-04-07 | 2023-04-19 | 2023-07-13 | 2023-03-22 |  |  |  | No |  |  | Not Required
ERCOT | Blossomheath BESS | [5 empty] | BA |  |  |  | OTH |  |  |  | 300.78 | [12 empty] | Ellis |  |  |  | tap VENUS SWITCH (#1907) – SAM SWITCH (#68090) 345 kV line |  | 2026-11-28 | [6 empty] | 25INR0399 | SS Completed, FIS Started, No IA | Taurbeng LLC | NORTH |  | 2023-05-02 | 2023-05-26 | 2023-08-17 | 2023-05-23 |  |  |  | No |  |  | Not Required
ERCOT | Maldives Solar (Alternate POI) | [5 empty] | PV |  |  |  | SOL |  |  |  | 184 | [12 empty] | Scurry |  |  |  | Tap 345kV 59900 Long Draw - 11318 Scurry County South |  | 2027-07-01 | [6 empty] | 25INR0400 | SS Completed, FIS Started, IA | Maldives Solar LLC | WEST |  | 2023-07-08 | 2023-07-18 | 2023-10-15 | 2023-07-05 |  |  | 2023-12-01 | Yes |  |  | Not Required | 2024-07-17
ERCOT | WOE Gyp King Wind | [5 empty] | WT |  |  |  | WIN |  |  |  | 315 | [12 empty] | King |  |  |  | Tap 138kV 33798 GYP_18 – 6088 BENJ4A |  | 2026-03-15 | [6 empty] | 25INR0401 | SS Completed, FIS Started, No IA | White Oak Energy, LLC | WEST |  | 2023-04-18 | 2023-04-19 | 2023-07-12 | 2023-04-17 |  |  |  | No |  |  | Not Required
ERCOT | Driet BESS | [5 empty] | BA |  |  |  | OTH |  |  |  | 150.52 | [12 empty] | Colorado |  |  |  | 7254 WEIMAR8 138kV |  | 2026-06-01 | [6 empty] | 25INR0402 | SS Completed, FIS Started, No IA | Weimar BESS | SOUTH |  | 2023-05-22 | 2023-06-07 | 2023-09-01 | 2023-05-31 |  |  |  | No |  |  | Not Required
ERCOT | Pledgor BESS | [5 empty] | BA |  |  |  | OTH |  |  |  | 100.33 | [12 empty] | Matagorda |  |  |  | Tap Gulftie (43340) – Pledger (43120) circuit 60 |  | 2027-04-01 | [6 empty] | 25INR0405 | SS Completed, FIS Completed, No IA | Pledgor BESS | COASTAL |  | 2023-04-26 | 2023-05-03 | 2023-07-31 | 2023-04-25 | 2024-08-27 | No |  | No |  |  | Not Required
ERCOT | Rogers Creek BESS | [5 empty] | BA |  |  |  | OTH |  |  |  | 100.33 | [12 empty] | Cherokee |  |  |  | Tap 138 KV DailVille (3160) - Neches Pump (3296) |  | 2027-04-17 | [6 empty] | 25INR0414 | SS Completed, FIS Started, No IA | Dialville BESS | NORTH |  | 2023-05-03 | 2023-05-15 | 2023-08-11 | 2023-05-03 |  |  |  | No |  |  | Not Required
ERCOT | Proteus Vernon Storage SLF | [5 empty] | BA |  |  |  | OTH |  |  |  | 0 | [12 empty] | Wilbarger |  |  |  | 6060 Vernon 138kV |  | 2026-12-31 | [6 empty] | 25INR0416 | SS Completed, FIS Started, No IA | Vernon Solar and Storage LLC (a Delaware LLC) | WEST |  | 2023-07-13 | 2023-03-27 | 2023-06-19 |  |  |  |  | No |  |  | Not Required
ERCOT | Mesa View Storage | [5 empty] | BA |  |  |  | OTH |  |  |  | 251.3 | [12 empty] | Upton |  |  |  | Tap 345 kV KINGMTSW (#842) to NORTMC (#76000) |  | 2027-01-29 | [6 empty] | 25INR0417 | SS Completed, FIS Started, No IA | Mesa View Storage, LLC | WEST |  | 2023-04-11 | 2023-04-19 | 2023-07-12 | 2023-04-12 |  |  |  | No |  |  | Not Required
ERCOT | Palacios BESS | [5 empty] | BA |  |  |  | OTH |  |  |  | 125.69 | [12 empty] | Cameron |  |  |  | 5767 HIWAY511SUB8 138kV |  | 2025-09-08 | [6 empty] | 25INR0418 | SS Completed, FIS Started, No IA | BRP BLUE TOPAZ 11, LLC | COASTAL |  | 2023-04-25 | 2023-05-15 | 2023-08-11 | 2023-05-08 |  |  |  | No |  |  | Not Required
ERCOT | Marengo BESS | [5 empty] | BA |  |  |  | OTH |  |  |  | 120.72 | [12 empty] | Cameron |  |  |  | 8640 Kelvin Station 138kV (AEP) |  | 2025-09-08 | [6 empty] | 25INR0419 | SS Completed, FIS Started, No IA | BRP BLUE TOPAZ 8, LLC | COASTAL |  | 2023-04-25 | 2023-05-15 | 2023-08-11 | 2023-05-08 |  | No |  | No |  |  | Not Required
ERCOT | Houston BESS | [5 empty] | BA |  |  |  | OTH |  |  |  | 227.9 | [12 empty] | Harris |  |  |  | Tap 138 kV LAUDER (#46002) - RITTENHOUSE (#46282) ckt 95 |  | 2026-06-15 | [6 empty] | 25INR0420 | SS Completed, FIS Completed, No IA | SMT Houston | HOUSTON |  | 2023-03-31 | 2023-04-07 | 2023-07-03 | 2023-03-28 | 2024-04-04 |  |  | No |  |  | Not Required
ERCOT | Aldrin 138 BESS | [5 empty] | BA |  |  |  | OTH |  |  |  | 207 | [12 empty] | Brazoria |  |  |  | (Bus: 39015) North Alvin TNMP 138kV |  | 2026-03-01 | [6 empty] | 25INR0421 | SS Completed, FIS Started, IA | Aldrin Energy Storage LLC | COASTAL |  | 2023-05-02 | 2023-05-15 | 2023-08-11 | 2023-05-04 |  | No | 2024-04-18 | Yes |  |  | Not Required | 2024-05-06
ERCOT | Waterloo Solar 1 | [5 empty] | PV |  |  |  | SOL |  |  |  | 200.64 | [12 empty] | Bastrop |  |  |  | AUSTROP TO GARFIELD 345kV LINE [Bus # 7040 - 7048] |  | 2027-12-01 | [6 empty] | 25INR0422 | SS Completed, FIS Started, No IA | Waterloo Solar, LLC | SOUTH |  | 2023-04-18 | 2023-04-19 | 2023-07-12 | 2023-03-30 |  |  |  | No |  |  | Not Required
ERCOT | Brackens Solar | [5 empty] | PV |  |  |  | SOL |  |  |  | 177.24 | [12 empty] | Freestone |  |  |  | 3558 Ranchland 138 kV |  | 2026-08-07 | [6 empty] | 25INR0423 | SS Completed, FIS Started, No IA | Brackens Solar | NORTH |  | 2023-05-04 | 2023-05-15 | 2023-08-11 | 2023-05-01 |  |  |  | No |  |  | Not Required
ERCOT | Brackens BESS | [5 empty] | BA |  |  |  | OTH |  |  |  | 103.58 | [12 empty] | Freestone |  |  |  | 3558 Ranchland 138 kV |  | 2026-08-07 | [6 empty] | 25INR0424 | SS Completed, FIS Started, No IA | Brackens BESS | NORTH |  | 2023-04-19 | 2023-05-03 | 2023-07-28 | 2023-04-19 |  |  |  | No |  |  | Not Required
ERCOT | Aldrin 345 BESS | [5 empty] | BA |  |  |  | OTH |  |  |  | 362 | [12 empty] | Brazoria |  |  |  | (Bus: 43030) Meadow 345kV substation |  | 2027-12-01 | [6 empty] | 25INR0425 | SS Completed, FIS Started, IA | Aldrin Energy Storage LLC | COASTAL |  | 2023-05-10 | 2023-05-15 | 2023-08-11 | 2023-05-05 |  | No | 2024-06-15 | Yes |  |  | Not Required
ERCOT | Hackberry Creek Solar | [5 empty] | PV |  |  |  | SOL |  |  |  | 175.51 | [12 empty] | Mitchell |  |  |  | tap 345kV 10053 Cattleman Switch - 1058 Longshore Switch |  | 2028-07-01 | [6 empty] | 25INR0430 | SS Completed, FIS Started, No IA | Hackberry Creek Solar LLC | WEST |  | 2023-07-19 | 2023-07-31 | 2023-10-27 | 2023-07-19 |  |  |  | No |  |  | Not Required
ERCOT | Millennium Energy Storage | [5 empty] | BA |  |  |  | OTH |  |  |  | 102.59 | [12 empty] | Martin |  |  |  | Tap 138kV 23837 Buffalo - 23839 Triangle |  | 2027-04-30 | [6 empty] | 25INR0431 | SS Completed, FIS Completed, No IA | Rocky Mountain Energy Development, LLC | WEST |  | 2023-07-13 | 2023-05-03 | 2023-07-31 |  | 2024-12-16 |  |  | No |  |  | Not Required
ERCOT | Brotherton Storage | [5 empty] | BA |  |  |  | OTH |  |  |  | 176.13 | [12 empty] | Anderson |  |  |  | 6937 Tucker Sub 138kV |  | 2026-12-31 | [6 empty] | 25INR0432 | SS Completed, FIS Completed, IA | BT Brotherton Storage, LLC | NORTH |  | 2023-04-12 | 2023-04-19 | 2023-07-13 | 2023-04-12 | 2023-12-08 | No | 2024-08-06 | No |  |  | Not Required
ERCOT | Bluegill BESS | [5 empty] | BA |  |  |  | OTH |  |  |  | 251 | [12 empty] | Harris |  |  |  | Tap 138 kV 40130 Atascocita - 40690 East Gate |  | 2026-10-01 | [6 empty] | 25INR0434 | SS Completed, FIS Started, No IA | Bluegill BESS, LLC | HOUSTON |  | 2023-06-07 | 2023-06-28 | 2023-09-21 | 2023-05-18 |  | No |  | No |  |  | Not Required
ERCOT | Hess King Solar Farm | [5 empty] | PV |  |  |  | SOL |  |  |  | 130 | [12 empty] | Frio |  |  |  | 8212 DILLEYSW4A 138kV |  | 2025-12-31 | [6 empty] | 25INR0436 | SS Completed, FIS Started, No IA | Facility Innovations Group | SOUTH |  | 2023-08-25 | 2023-04-19 | 2023-07-13 |  |  |  |  | No | Not Required | Not Required | Not Required |  |  |  | 2023-09-01 | 2025-09-01
ERCOT | Stephens Ranch Wind Repower | [5 empty] | WT |  |  |  | WIN |  |  |  | 12.4 | [12 empty] | Borden |  |  |  | 59900 Long Draw 345 kV |  | 2026-10-01 | [6 empty] | 25INR0439 | SS Completed, FIS Started, No IA | Stephens Ranch Wind Energy, LLC | WEST |  | 2023-06-07 | 2023-06-28 | 2023-09-20 | 2023-05-15 |  |  |  | Yes |  |  | Not Required
ERCOT | Bronc Rodeo Solar Project | [5 empty] | PV |  |  |  | SOL |  |  |  | 121.63 | [12 empty] | Falls |  |  |  | Tap 138 kV Line from Temple Pecan Creek (#3420) to the Cow Bayou Switch (#3385) |  | 2027-04-12 | [6 empty] | 25INR0440 | SS Completed, FIS Started, No IA | Energiekontor US Texas SP 16 LLC | NORTH |  | 2023-09-19 | 2023-05-03 | 2023-07-28 |  |  |  |  | No | Not Required | Not Required | Not Required
ERCOT | Dios BESS | [5 empty] | BA |  |  |  | OTH |  |  |  | 201.08 | [12 empty] | Jackson |  |  |  | 8117 GANADO138kV |  | 2025-12-31 | [6 empty] | 25INR0441 | SS Completed, FIS Started, No IA | Dios BESS, LLC | SOUTH |  | 2023-04-26 | 2023-05-15 | 2023-08-11 | 2023-05-08 |  |  |  | No |  |  | Not Required
ERCOT | Happy Dog Storage | [5 empty] | BA |  |  |  | OTH |  |  |  | 60.16 | [12 empty] | Milam |  |  |  | Tap 345kV 3704 Hog Creek Switch – 3687 Bell County East Switch |  | 2026-09-14 | [6 empty] | 25INR0442 | SS Completed, FIS Started, IA | Rosula Solar LLC | SOUTH |  | 2023-05-23 | 2023-06-07 | 2023-09-01 | 2023-06-02 |  |  | 2024-12-16 | No |  |  | Not Required
ERCOT | Peridot Storage | [5 empty] | BA |  |  |  | OTH |  |  |  | 50.48 | [12 empty] | Zavala |  |  |  | 5836 North Batesville 69kV |  | 2025-12-31 | [6 empty] | 25INR0444 | SS Completed, FIS Started, No IA | BT Castro Storage, LLC | SOUTH |  | 2023-05-05 | 2023-05-26 | 2023-08-22 | 2023-05-22 |  |  |  | No |  |  | Not Required
ERCOT | Waterloo BESS 1 | [5 empty] | BA |  |  |  | OTH |  |  |  | 105.64 | [12 empty] | Bastrop |  |  |  | Tap 345kV 7040 AUSTROP - 7048 GARFIELD |  | 2027-12-01 | [6 empty] | 25INR0447 | SS Completed, FIS Started, No IA | Waterloo Solar, LLC | SOUTH |  | 2023-05-03 | 2023-05-15 | 2023-08-11 | 2023-05-03 |  |  |  | No |  |  | Not Required
ERCOT | Tres Rios Ranch BESS | [5 empty] | BA |  |  |  | OTH |  |  |  | 290 | [12 empty] | Upton |  |  |  | 76008 Twelvemile 345kV |  | 2027-12-31 | [6 empty] | 25INR0451 | SS Completed, FIS Started, No IA | LectricWind LLC | WEST |  | 2023-05-22 | 2023-05-26 | 2023-08-22 | 2023-05-23 |  |  |  | No |  |  | Not Required
ERCOT | Spaniel Farm Solar Project | [5 empty] | PV |  |  |  | SOL |  |  |  | 100.52 | [12 empty] | Ellis |  |  |  | Tap 138 kV 2241 Ennis West Switch - 12320 Templeton |  | 2027-04-12 | [6 empty] | 25INR0452 | SS Completed, FIS Started, No IA | Energiekontor US Texas SP 18 LLC | NORTH |  | 2023-09-26 | 2023-05-03 | 2023-07-28 |  |  |  |  | No |  |  | Not Required
ERCOT | John Bull BESS | [5 empty] | BA |  |  |  | OTH |  |  |  | 147.42 | [12 empty] | Nueces |  |  |  | 8482 WEIL TRC4A 138kV |  | 2025-09-01 | [6 empty] | 25INR0455 | SS Completed, FIS Started, No IA | BRP BLUE TOPAZ 13, LLC | COASTAL |  | 2023-07-17 | 2023-07-31 | 2023-10-27 | 2023-07-27 |  |  |  | No |  |  | Not Required
ERCOT | Mountain Creek BESS Expansion | [5 empty] | BA |  |  |  | OTH |  |  |  | 408.69 | [12 empty] | Dallas |  |  |  | 2412 Mountain Creek East 138kV |  | 2028-06-01 | [6 empty] | 25INR0457 | SS Completed, FIS Started, No IA | Mountain Creek Power, LLC | NORTH |  | 2024-04-29 | 2023-09-25 | 2023-12-21 |  |  |  |  | No |  |  | Not Required
ERCOT | Surfside Energy Storage | [5 empty] | BA |  |  |  | OTH |  |  |  | 50.34 | [12 empty] | Brazoria |  |  |  | Tap 138kV 42110 Angleton – 43150 Riwood ckt 82 |  | 2026-12-31 | [6 empty] | 25INR0458 | SS Completed, FIS Started, No IA | Rocky Mountain Energy Holdings, LLC | COASTAL |  | 2024-03-12 | 2023-07-19 | 2023-10-10 |  |  |  |  | No | Not Required | Not Required | Not Required
ERCOT | Old Sorrell Energy Storage | [5 empty] | BA |  |  |  | OTH |  |  |  | 43.1 | [12 empty] | Concho |  |  |  | Tap 69kV 6372 Eden - 6376 Colorado River Municipal Water #1 |  | 2028-01-10 | [6 empty] | 25INR0459 | SS Completed, FIS Started, No IA | Rocky Mountain Energy Holdings, LLC | WEST |  | 2024-04-23 | 2023-06-28 | 2023-09-21 |  |  |  |  | No |  |  | Not Required
ERCOT | Acker BESS | [5 empty] | BA |  |  |  | OTH |  |  |  | 301.04 | [12 empty] | Castro |  |  |  | 23912 Ogallala 345 kV |  | 2027-09-14 | [6 empty] | 25INR0460 | SS Completed, FIS Started, No IA | Ogallala BESS LLC | PANHANDLE |  | 2023-05-26 | 2023-06-07 | 2023-09-01 | 2023-05-09 |  |  |  | No |  |  | Not Required
ERCOT | Yooperlite Storage | [5 empty] | BA |  |  |  | OTH |  |  |  | 175.65 | [12 empty] | Wise |  |  |  | Tap 138 kV 580 Westbrook Switch - 588 Willow |  | 2026-05-29 | [6 empty] | 25INR0466 | SS Completed, FIS Started, No IA | BT Yooperlite Storage, LLC | NORTH |  | 2023-06-13 | 2023-06-28 | 2023-09-20 | 2023-06-06 |  |  |  | No |  |  | Not Required
ERCOT | Bocanova Power | [5 empty] | BA |  |  |  | OTH |  |  |  | 150.46 | [12 empty] | Brazoria |  |  |  | 39030 TNALVIN 138kV |  | 2025-07-19 | [6 empty] | 25INR0467 | SS Completed, FIS Completed, IA | Bocanova Power LLC | COASTAL |  | 2023-06-06 | 2023-06-07 | 2023-09-01 | 2023-05-26 | 2024-07-24 | No | 2024-02-26 | Yes |  |  |  | 2024-11-02 | 2024-11-02 | 2024-11-02
ERCOT | Tyler BESS | [5 empty] | BA |  |  |  | OTH |  |  |  | 305.3 | [12 empty] | Smith |  |  |  | 3104 Shamburger Switch 138kV |  | 2027-06-30 | [6 empty] | 25INR0471 | SS Completed, FIS Started, No IA | SMT Tyler LLC | NORTH | COD | 2023-07-02 | 2023-07-10 | 2023-10-03 | 2023-07-03 |  |  |  | No |  |  | Not Required
ERCOT | Crowded Star I BESS | [5 empty] | BA |  |  |  | OTH |  |  |  | 202.69 | [12 empty] | Jones |  |  |  | 68014 Open Sky |  | 2026-06-25 | [6 empty] | 25INR0473 | SS Completed, FIS Started, No IA | Jones City Solar II, LLC | WEST | COD | 2023-07-25 | 2023-08-21 | 2023-11-02 | 2023-08-09 |  |  |  | No |  |  | Not Required
ERCOT | Solheim Solar | [5 empty] | PV |  |  |  | SOL |  |  |  | 108.68 | [12 empty] | Bosque |  |  |  | Meridian (Bus# 315) - Glen Rose (Bus #319) 69 kV |  | 2027-03-01 | [6 empty] | 25INR0474 | SS Completed, FIS Started, No IA | Solheim Solar, LLC | NORTH |  | 2024-04-04 | 2023-08-14 | 2023-11-10 |  |  |  |  | No |  |  | Not Required
ERCOT | Castle Corral BESS | [5 empty] | BA |  |  |  | OTH |  |  |  | 201.1 | [12 empty] | Mills |  |  |  | 345 kV Russell Gap Switching Station Bus #3348 |  | 2027-08-23 | [6 empty] | 25INR0475 | SS Completed, FIS Started, No IA | Castle Corral BESS, LLC | NORTH |  | 2023-07-26 | 2023-07-31 | 2023-10-27 | 2023-07-26 |  |  |  | No |  |  | Not Required
ERCOT | Bell Creek BESS | [5 empty] | BA |  |  |  | OTH |  |  |  | 200.9 | [12 empty] | Brazoria |  |  |  | Tap 138kV 39500 West Colombia - 39703 FM524 |  | 2026-05-15 | [6 empty] | 25INR0480 | SS Completed, FIS Completed, IA | BELL CREEK BESS, LLC | COASTAL |  | 2023-11-29 | 2023-06-28 | 2023-09-21 |  | 2024-05-16 |  | 2024-11-14 | No |  |  | Not Required
ERCOT | Vault Solar | [5 empty] | PV |  |  |  | SOL |  |  |  | 108.5 | [12 empty] | Palo Pinto |  |  |  | Tap #331 Rwmiller - #320 Jaybird 138kV |  | 2026-12-31 | [6 empty] | 25INR0482 | SS Completed, FIS Completed, No IA | PPM THR Solar | NORTH |  | 2023-06-20 | 2023-06-28 | 2023-09-20 | 2023-06-16 | 2024-12-02 | No |  | No |  |  | Not Required
ERCOT | Marick Rose BESS | [5 empty] | BA |  |  |  | OTH |  |  |  | 50.18 | [12 empty] | Fort Bend |  |  |  | Tap 138kV 44521 Marick - 44615 Rosenberg Ckt 60 |  | 2026-05-01 | [6 empty] | 25INR0487 | SS Completed, FIS Completed, No IA | Marick BESS | HOUSTON |  | 2023-07-01 | 2023-07-10 | 2023-10-05 | 2023-06-23 | 2024-04-19 |  |  | No |  |  | Not Required
ERCOT | Ranchero BESS | [5 empty] | BA |  |  |  | OTH |  |  |  | 150 | [12 empty] | Crockett |  |  |  | 7053 Noelke 345 kV |  | 2026-10-30 | [6 empty] | 25INR0489 | SS Completed, FIS Started, No IA | Ranchero Battery Facility, LLC | WEST |  | 2024-04-25 | 2023-06-28 | 2023-09-22 |  |  |  |  | No |  |  | Not Required
ERCOT | Tarim BESS | [5 empty] | BA |  |  |  | OTH |  |  |  | 201 | [12 empty] | Karnes |  |  |  | 5727 Pawnee Switching Substation 138kV |  | 2027-12-01 | [6 empty] | 25INR0491 | SS Started, FIS Started, No IA | BRP Tarim BESS LLC | SOUTH |  | 2024-10-07 | 2024-11-19 |  | 2024-10-10 |  |  |  | No
ERCOT | Blue Summit Energy Storage | [5 empty] | BA |  |  |  | OTH |  |  |  | 100 | [12 empty] | Wilbarger |  |  |  | 61001 JIM TREECE 345kV |  | 2026-07-01 | [6 empty] | 25INR0492 | SS Completed, FIS Started, IA | NextEra Energy Interconnection Holdings, LLC | WEST |  | 2023-08-28 | 2023-10-20 | 2024-01-16 | 2023-10-18 |  | No | 2012-02-22 | No |  |  | Not Required
ERCOT | PHOTON SOLAR 1 2 SLF | [5 empty] | PV |  |  |  | SOL |  |  |  | 235.66 | [12 empty] | Wharton |  |  |  | 44880 Waterh_POI_5 345kV |  | 2025-12-31 | [6 empty] | 25INR0493 | SS Completed, FIS Completed, IA | GulfStar Power, LLC | SOUTH |  | 2024-08-28 | 2024-09-02 | 2021-02-02 | 2024-08-28 | 2022-11-28 |  | 2021-10-01 | Yes |  |  | Not Required | 2021-11-05 | 2021-11-05 | 2023-01-27 |  |  | 2024-10-15 | 2024-10-31
ERCOT | Willow Beach Wind | [5 empty] | WT |  |  |  | WIN |  |  |  | 202.33 | [12 empty] | Brazoria |  |  |  | Tap 138 kV Bus# 42100 HUD_8 – Bus# 42960 MUSTNG_S04_8 138kV CKT# 4 |  | 2027-10-01 | [6 empty] | 25INR0494 | SS Completed, FIS Completed, No IA | ACE DevCo NC LLC | COASTAL |  | 2023-08-28 | 2023-10-13 | 2024-01-10 | 2023-09-20 | 2024-11-18 |  |  | No |  |  | Not Required
ERCOT | Dolomite Storage | [5 empty] | BA |  |  |  | OTH |  |  |  | 125.7 | [12 empty] | Ellis |  |  |  | 218 Rockett 69kV |  | 2026-12-01 | [6 empty] | 25INR0495 | SS Completed, FIS Started, No IA | BT Wilson Storage, LLC | NORTH |  | 2023-08-15 | 2023-09-08 | 2023-12-04 | 2023-08-22 |  |  |  | No | Not Required | Not Required | Not Required
ERCOT | Stegall Solar | [5 empty] | PV |  |  |  | SOL |  |  |  | 81.57 | [12 empty] | Robertson |  |  |  | Elliott (Bus #53) to Franklin (Bus #57) 69kV Transmission Line |  | 2026-12-31 | [6 empty] | 25INR0497 | SS Completed, FIS Started, No IA | BT Martin Solar, LLC | NORTH |  | 2023-08-15 | 2023-08-21 | 2023-11-06 | 2023-08-02 |  |  |  | No |  |  | Not Required
ERCOT | Stegall Storage | [5 empty] | BA |  |  |  | OTH |  |  |  | 50.47 | [12 empty] | Robertson |  |  |  | Tap connection to a new switching station on the Elliott (Bus #53) - Franklin (Bus #57) 69 kV Transmission Line |  | 2026-12-31 | [6 empty] | 25INR0498 | SS Completed, FIS Started, No IA | BT Martin Solar, LLC | NORTH |  | 2023-08-07 | 2023-08-21 | 2023-11-06 | 2023-08-15 |  |  |  | No |  |  | Not Required
ERCOT | Longday Solar SLF | [5 empty] | PV |  |  |  | SOL |  |  |  | 200.8 | [12 empty] | Kinney |  |  |  | Tap138 kV 8252 Brackettville - 8260 Escondido |  | 2027-03-15 | [6 empty] | 25INR0501 | SS Completed, FIS Started, No IA | Longday Solar | SOUTH |  | 2023-07-22 | 2023-07-31 | 2023-10-27 | 2023-07-20 |  | No |  | No | Not Required | Not Required | Not Required
ERCOT | Longday BESS SLF | [5 empty] | BA |  |  |  | OTH |  |  |  | 0 | [12 empty] | Kinney |  |  |  | Tap 138 kV 8252 Brackettville - 8260 Escondido |  | 2027-03-15 | [6 empty] | 25INR0502 | SS Completed, FIS Started, No IA | Longday Solar | SOUTH |  | 2023-07-22 | 2023-07-31 | 2023-10-27 | 2023-07-20 |  | No |  | No |  |  | Not Required
ERCOT | Uhland Maxwell Expansion | [5 empty] | IC |  |  |  | GAS |  |  |  | 188.4 | [12 empty] | Caldwell |  |  |  | 7041 John Dumas 345kV |  | 2026-04-07 | [6 empty] | 25INR0503 | SS Completed, FIS Not Started, IA | Lower Colorado River Authority | SOUTH |  | 2023-10-04 | 2023-09-22 | 2023-12-14 |  |  | No | 2023-12-28 | No | 2024-03-12 | Not Required | 2024-01-04
ERCOT | Lazy Frog Solar SLF | [5 empty] | PV |  |  |  | SOL |  |  |  | 105.8 | [12 empty] | Franklin |  |  |  | 11688 Thorn Tree Switch 345kV |  | 2028-04-10 | [6 empty] | 25INR0504 | SS Completed, FIS Started, No IA | Lazy Frog Solar, LLC | NORTH |  | 2024-05-15 | 2023-09-22 | 2023-12-14 |  |  |  |  | No |  |  | Not Required
ERCOT | Mud Cat Solar SLF | [5 empty] | PV |  |  |  | SOL |  |  |  | 100.5 | [12 empty] | Lamar |  |  |  | Tap 138KV 11768 Hawk Hollow – 1768 Deport |  | 2027-09-13 | [6 empty] | 25INR0505 | SS Completed, FIS Started, No IA | Mud Cat Solar, LLC | NORTH |  | 2024-05-13 | 2023-10-20 | 2024-01-16 | 2024-05-14 |  |  |  | No |  |  | Not Required
ERCOT | Lazy Frog Storage SLF | [5 empty] | BA |  |  |  | OTH |  |  |  | 0 | [12 empty] | Franklin |  |  |  | 11688 Thorn Tree Switch 345kV |  | 2028-04-10 | [6 empty] | 25INR0506 | SS Completed, FIS Started, No IA | Lazy Frog Solar, LLC | NORTH |  | 2024-05-15 | 2023-09-22 | 2023-12-14 |  |  |  |  | No |  |  | Not Required
ERCOT | Mud Cat Storage SLF | [5 empty] | BA |  |  |  | OTH |  |  |  | 0 | [12 empty] | Lamar |  |  |  | 11768 Hawk Hollow – 1768 Deport 138kV |  | 2027-09-13 | [6 empty] | 25INR0507 | SS Completed, FIS Started, No IA | Mud Cat Solar, LLC | NORTH |  | 2024-05-13 | 2023-10-20 | 2024-01-16 | 2024-05-14 |  |  |  | No |  |  | Not Required
ERCOT | Deer BESS | [5 empty] | BA |  |  |  | OTH |  |  |  | 102.31 | [12 empty] | Lamar |  |  |  | 1687 BLOOSOM_T8 138kV |  | 2025-10-31 | [6 empty] | 25INR0510 | SS Completed, FIS Started, No IA | GRS BESS Texas Two | NORTH |  | 2023-07-29 | 2023-09-08 | 2023-12-01 | 2023-08-21 |  |  |  | No | Not Required | Not Required | Not Required
ERCOT | Pearl Moon | [5 empty] | PV |  |  |  | SOL |  |  |  | 208 | [12 empty] | Colorado |  |  |  | Tap 345kV 9073 Holman - 44200 Hillje |  | 2028-03-31 | [6 empty] | 25INR0511 | SS Completed, FIS Started, No IA | Pearl Moon Solar, LLC | SOUTH |  | 2023-07-31 | 2023-09-07 | 2023-12-06 | 2023-08-23 |  |  |  | No | Not Required | Not Required | Not Required
ERCOT | Monument Hill Solar | [5 empty] | PV |  |  |  | SOL |  |  |  | 200 | [12 empty] | Fayette |  |  |  | Tap 345kV 7055 Fayette - 9074 Lytton Springs |  | 2027-06-01 | [6 empty] | 25INR0512 | SS Completed, FIS Started, No IA | RWE Solar Development, LLC | SOUTH |  | 2023-07-31 | 2023-10-13 | 2024-01-10 | 2023-08-23 |  |  |  | No |  |  | Not Required
ERCOT | Kahla Storage | [5 empty] | BA |  |  |  | OTH |  |  |  | 200.9 | [12 empty] | Leon |  |  |  | Tap 345kV 46020 Limestone 967 Gibbons Creek Circuit 50 |  | 2028-12-29 | [6 empty] | 25INR0513 | SS Completed, FIS Started, No IA | BT Kahla Storage, LLC | NORTH |  | 2023-08-16 | 2023-08-21 | 2023-11-17 | 2023-08-15 |  |  |  | No |  |  | Not Required
ERCOT | Fagus Storage SLF | [5 empty] | BA |  |  |  | OTH |  |  |  | 0 | [12 empty] | Childress |  |  |  | 60501 Tesla 345kV |  | 2026-09-01 | [6 empty] | 25INR0515 | SS Completed, FIS Started, No IA | Greenalia Energy Storage MISAE II LLC | PANHANDLE |  | 2023-10-19 | 2023-10-25 | 2024-01-22 | 2023-09-22 |  |  |  | No |  |  | Not Required
ERCOT | Silver Birch Solar | [5 empty] | PV |  |  |  | SOL |  |  |  | 201 | [12 empty] | Brazos |  |  |  | Tap 345kV 3400 Twin Oak - 967 Gibbons Creek |  | 2026-12-31 | [6 empty] | 25INR0519 | SS Completed, FIS Started, No IA | Silver Birch Solar, LLC | NORTH |  | 2024-11-21 | 2024-02-02 | 2024-04-29 |  |  |  |  | No |  |  | Not Required
ERCOT | Silver Birch BESS | [5 empty] | BA |  |  |  | OTH |  |  |  | 208.8 | [12 empty] | Brazos |  |  |  | Tap 345 kV 3400 Twin Oak - 967 Gibbons Creek |  | 2026-12-31 | [6 empty] | 25INR0520 | SS Completed, FIS Started, No IA | Silver Birch BESS, LLC | NORTH |  | 2024-11-21 | 2024-02-02 | 2024-04-29 |  |  |  |  | No
ERCOT | Indigo Storage 2 | [5 empty] | BA |  |  |  | OTH |  |  |  | 60 | [12 empty] | Fisher |  |  |  | tap 345 kV 68001 Claytonville – 68004 Phantom Hill Circuit 2 |  | 2026-08-17 | [6 empty] | 25INR0528 | SS Completed, FIS Started, No IA | Innovative Solar 245, LLC | WEST |  | 2024-06-12 | 2023-09-22 | 2023-12-20 |  |  |  |  | No |  |  | Not Required
ERCOT | Indigo Storage 3 | [5 empty] | BA |  |  |  | OTH |  |  |  | 60 | [12 empty] | Fisher |  |  |  | tap 345 kV 68001 Claytonville – 68004 Phantom Hill Circuit 2 |  | 2026-08-17 | [6 empty] | 25INR0529 | SS Completed, FIS Started, No IA | Innovative Solar 245, LLC | WEST |  | 2024-08-23 | 2023-11-14 | 2024-02-09 |  |  |  |  | No |  |  | Not Required
ERCOT | Indigo Storage 4 | [5 empty] | BA |  |  |  | OTH |  |  |  | 60 | [12 empty] | Fisher |  |  |  | tap 345 kV 68001 Claytonville – 68004 Phantom Hill Circuit 2 |  | 2026-08-17 | [6 empty] | 25INR0530 | SS Completed, FIS Started, No IA | Innovative Solar 245, LLC | WEST |  | 2024-06-26 | 2023-10-25 | 2024-01-22 |  |  |  |  | No |  |  | Not Required
ERCOT | CPS Energy AvR1CT2 Rotor Replacement | [5 empty] | CC |  |  |  | GAS |  |  |  | 23.2 | [12 empty] | Bexar |  |  |  | 5475 Braunig 345kV |  | 2025-03-03 | [6 empty] | 25INR0531 | SS Completed, FIS Completed, No IA | CPS Energy | SOUTH |  | 2024-02-09 | 2023-10-13 | 2024-01-10 |  | 2024-04-25 |  |  | No | 2028-03-20 |  | 2024-04-01 | 2024-04-01 | 2024-04-25 | 2024-05-01 |  |  |  | 2024-11-22
ERCOT | Port City Energy Storage | [5 empty] | BA |  |  |  | OTH |  |  |  | 101.2 | [12 empty] | San Patricio |  |  |  | Tap 138kV 80258 Mayo4A - 80260 Gila4A |  | 2026-06-15 | [6 empty] | 25INR0541 | SS Completed, FIS Started, No IA | Port City Energy Storage, LLC | COASTAL |  | 2023-10-17 | 2023-10-25 | 2024-01-22 | 2023-10-17 |  | No |  | No | Not Required | Not Required | Not Required
ERCOT | Hynes Bay Energy Storage | [5 empty] | BA |  |  |  | OTH |  |  |  | 101.2 | [12 empty] | Wharton |  |  |  | Tap 138kV 5546 DANEVANG SW - 8121 BLESSING |  | 2026-04-15 | [6 empty] | 25INR0542 | SS Completed, FIS Started, No IA | Hynes Bay Energy Storage, LLC | SOUTH |  | 2023-10-16 | 2023-10-25 | 2024-01-22 | 2023-10-16 |  |  |  | No | Not Required | Not Required | Not Required
ERCOT | Palacios Bay Energy Storage | [5 empty] | BA |  |  |  | OTH |  |  |  | 101.2 | [12 empty] | Matagorda |  |  |  | Tap 138kV #8115 WADSWORT4A - #8139 CELNEBC4B |  | 2026-06-15 | [6 empty] | 25INR0544 | SS Completed, FIS Started, No IA | Palacios Bay Energy Storage, LLC | COASTAL |  | 2023-10-10 | 2023-10-19 | 2024-01-16 | 2023-10-10 |  |  |  | No | Not Required | Not Required | Not Required
ERCOT | Blue Creek Energy Storage | [5 empty] | BA |  |  |  | OTH |  |  |  | 101.2 | [12 empty] | Wharton |  |  |  | Tap 138kV 42985 DYANN_POI8 - 43190 S_LANE_B138 Ckt 60 |  | 2026-06-15 | [6 empty] | 25INR0545 | SS Completed, FIS Started, No IA | Blue Creek Energy Storage, LLC | SOUTH |  | 2023-10-11 | 2023-10-13 | 2024-01-10 | 2023-10-11 |  | No |  | No | Not Required | Not Required | Not Required
ERCOT | VISOL 1 SOLAR | [5 empty] | PV |  |  |  | SOL |  |  |  | 94.78 | [12 empty] | Val Verde |  |  |  | Tap 138kV 8683 Comstock - 60389 Corral |  | 2027-09-01 | [6 empty] | 25INR0546 | SS Completed, FIS Started, No IA | VISOL 1 SOLAR, LLC | WEST |  | 2024-02-04 | 2023-10-25 | 2024-01-22 |  |  |  |  | No | Not Required | Not Required | Not Required
ERCOT | Indigo solar 2 | [5 empty] | PV |  |  |  | SOL |  |  |  | 180 | [12 empty] | Fisher |  |  |  | Tap 345KV 68001 Clayton 345KV -68000 WShack Ckt 2 |  | 2027-07-15 | [6 empty] | 25INR0547 | SS Completed, FIS Started, No IA | Indigo Solar 2 | WEST |  | 2024-08-23 | 2023-10-04 | 2023-12-22 | 2024-08-13 |  |  |  | No |  |  | Not Required
ERCOT | Carolina Storage Friendswood | [5 empty] | BA |  |  |  | OTH |  |  |  | 105.08 | [12 empty] | Brazoria |  |  |  | TAP 138kV 39010 HASTINGS - 38980 FRIENDSWOOD |  | 2025-12-14 | [6 empty] | 25INR0550 | SS Completed, FIS Started, No IA | CSE Storage, LLC | COASTAL |  | 2024-01-04 | 2024-02-02 | 2024-04-29 | 2024-01-17 |  |  |  | No |  |  | Not Required
ERCOT | HarryoungBESS | [5 empty] | BA |  |  |  | OTH |  |  |  | 190.01 | [12 empty] | Cameron |  |  |  | 8319 Rio Hondo sub 138kV |  | 2027-05-15 | [6 empty] | 25INR0552 | SS Completed, FIS Started, No IA | Gransolar Texas Four LLC | COASTAL |  | 2023-09-26 | 2023-10-04 | 2023-12-19 | 2023-09-19 |  |  |  | No | Not Required | Not Required | Not Required
ERCOT | Dan Kearney BESS | [5 empty] | BA |  |  |  | OTH |  |  |  | 200.78 | [12 empty] | Brazoria |  |  |  | 39703 TNFM524 138kV |  | 2025-06-01 | [6 empty] | 25INR0554 | SS Completed, FIS Completed, IA | Dan Kearney BESS LLC | COASTAL |  | 2023-10-19 | 2024-01-11 | 2024-04-08 | 2024-01-03 | 2024-10-02 |  | 2024-10-18 | No |  |  | Not Required
ERCOT | Stargazer Solar | [5 empty] | PV |  |  |  | SOL |  |  |  | 157.7 | [12 empty] | Brazoria |  |  |  | 44010 WA Parish - 42980 Nash 138 kV Ckt 02 |  | 2027-02-01 | [6 empty] | 25INR0555 | SS Completed, FIS Started, No IA | Stargazer Solar LLC | COASTAL |  | 2023-10-11 | 2023-10-30 | 2024-01-26 | 2023-10-23 |  |  |  | No | Not Required | Not Required | Not Required
ERCOT | Stargazer BESS | [5 empty] | BA |  |  |  | OTH |  |  |  | 104.5 | [12 empty] | Brazoria |  |  |  | 44010 WA Parish - 42980 Nash 138 kV |  | 2027-02-01 | [6 empty] | 25INR0556 | SS Completed, FIS Started, No IA | Stargazer Solar LLC | COASTAL |  | 2023-10-20 | 2023-10-30 | 2024-01-26 | 2023-10-23 |  |  |  | No | Not Required | Not Required | Not Required
ERCOT | McCamey's Castle Battery | [5 empty] | BA |  |  |  | OTH |  |  |  | 409.6 | [12 empty] | Upton |  |  |  | 76597 Robbins Switch 138 kV |  | 2025-12-15 | [6 empty] | 25INR0557 | SS Completed, FIS Started, No IA | Castle Storage, LLC | WEST |  | 2023-09-29 | 2023-10-13 | 2024-01-10 | 2023-10-09 |  |  |  | No |  |  | Not Required
ERCOT | Ayass BESS | [5 empty] | BA |  |  |  | OTH |  |  |  | 51.28 | [12 empty] | Throckmorton |  |  |  | 6206 Bush Knob 69kV |  | 2026-10-15 | [6 empty] | 25INR0558 | SS Completed, FIS Started, No IA | Harvick BESS, LLC | WEST |  | 2023-11-27 | 2023-12-04 | 2024-03-01 | 2023-11-15 |  |  |  | No |  |  | Not Required
ERCOT | Copano Bay Energy Storage | [5 empty] | BA |  |  |  | OTH |  |  |  | 201.04 | [12 empty] | Brazoria |  |  |  | Tap 138kV 42980 Nash - 44010 WA Parish Ckt 2 |  | 2026-06-15 | [6 empty] | 25INR0566 | SS Completed, FIS Started, No IA | Copano Bay Energy Storage, LLC | COASTAL |  | 2023-10-22 | 2023-10-25 | 2024-01-22 | 2023-10-17 |  |  |  | No | Not Required | Not Required | Not Required
ERCOT | Forest Creek Wind Repower | [5 empty] | WT |  |  |  | WIN |  |  |  | 126.9 | [12 empty] | Glasscock |  |  |  | Mcdonald 138 kV (Bus #: 1333) |  | 2025-12-15 | [6 empty] | 25INR0578 | SS Completed, FIS Completed, No IA | RWE Clean Energy Development, LLC | WEST |  | 2023-11-15 | 2024-01-11 | 2024-04-05 | 2023-12-08 | 2024-12-10 |  |  | No |  |  | Not Required
ERCOT | Albatross BESS 2 | [5 empty] | BA |  |  |  | OTH |  |  |  | 159.6 | [12 empty] | McLennan |  |  |  | Tap 138kV 165 Windsor Switch - 161 McGregor |  | 2028-02-22 | [6 empty] | 25INR0579 | SS Completed, FIS Started, No IA | Albatross Solar, LLC | NORTH | COD | 2024-02-01 | 2024-02-27 | 2024-05-22 | 2024-01-03 |  |  |  | No
ERCOT | Maleza Storage II | [5 empty] | BA |  |  |  | OTH |  |  |  | 256.1 | [12 empty] | Wharton |  |  |  | 44220 Julia 345kV |  | 2025-11-01 | [6 empty] | 25INR0582 | SS Completed, FIS Started, No IA | Brush Storage, LLC | SOUTH |  | 2024-02-10 | 2024-02-27 | 2024-05-24 | 2024-02-20 |  |  |  | No |  |  | Not Required
ERCOT | Shannon Wind Repower | [5 empty] | WT |  |  |  | WIN |  |  |  | 18.7 | [12 empty] | Archer |  |  |  | 1458 Cobb Switching Station 345 kV |  | 2025-12-15 | [6 empty] | 25INR0583 | SS Completed, FIS Started, No IA | Shannon Wind, LLC | WEST |  | 2024-02-26 | 2024-02-27 | 2024-05-31 | 2024-01-29 |  |  |  | No |  |  | Not Required
ERCOT | Zeus Armstrong Solar | [5 empty] | PV |  |  |  | SOL |  |  |  | 509.6 | [12 empty] | Armstrong |  |  |  | Tap 345KV 23900 AlLIBATES -23914 TULECNYN |  | 2028-04-17 | [6 empty] | 25INR0586 | SS Completed, FIS Started, No IA | Armstrong Solar, LLC | PANHANDLE |  | 2024-08-01 | 2024-05-20 | 2024-06-19 |  |  |  |  | No |  |  | Not Required |  |  |  | 2026-01-01 | 2027-03-01
ERCOT | Zeus Armstrong BESS | [5 empty] | BA |  |  |  | OTH |  |  |  | 421.5 | [12 empty] | Armstrong |  |  |  | Tap 345KV 23900 ALIBATES - 23914 TULECNYN |  | 2028-04-17 | [6 empty] | 25INR0587 | SS Completed, FIS Started, No IA | Armstrong BESS, LLC | PANHANDLE |  | 2024-08-12 | 2024-03-22 | 2024-06-19 |  |  |  |  | No |  |  | Not Required |  |  |  | 2026-01-01 | 2027-03-01
ERCOT | Proteus Thornton Ranch Solar SLF | [5 empty] | PV |  |  |  | SOL |  |  |  | 180 | [12 empty] | Ward |  |  |  | 37990 TNSTAGHORN1 138kV |  | 2026-09-30 | [6 empty] | 25INR0606 | SS Completed, FIS Started, No IA | Thornton Ranch Solar, LLC | WEST |  | 2024-02-12 | 2024-02-26 | 2024-05-20 | 2024-02-12 |  |  |  | No | Not Required | Not Required | Not Required
ERCOT | Proteus Thornton Ranch Storage SLF | [5 empty] | BA |  |  |  | OTH |  |  |  | 0 | [12 empty] | Ward |  |  |  | 37990 TNSTAGHORN1 138kV |  | 2026-09-30 | [6 empty] | 25INR0607 | SS Completed, FIS Started, No IA | Thornton Ranch Solar, LLC | WEST |  | 2024-01-08 | 2024-03-22 | 2024-06-19 | 2024-03-11 |  |  |  | No |  |  | Not Required
ERCOT | Proteus London-Leigh Solar SLF | [5 empty] | PV |  |  |  | SOL |  |  |  | 600 | [12 empty] | Glasscock |  |  |  | 345kV Bernoulli (bus # 59907) |  | 2027-12-31 | [6 empty] | 25INR0608 | SS Completed, FIS Started, No IA | London Leigh Solar, LLC | WEST |  | 2024-01-08 | 2024-03-22 | 2024-06-19 | 2024-02-19 |  |  |  | No |  |  | Not Required
ERCOT | Proteus London-Leigh Storage SLF | [5 empty] | BA |  |  |  | OTH |  |  |  | 0 | [12 empty] | Glasscock |  |  |  | Bernoulli (bus # 59907) |  | 2027-12-31 | [6 empty] | 25INR0609 | SS Completed, FIS Started, No IA | London Leigh Solar, LLC | WEST |  | 2024-01-08 | 2024-02-27 | 2024-04-19 | 2023-12-22 |  |  |  | No |  |  | Not Required
ERCOT | Adam Bryant BESS | [5 empty] | BA |  |  |  | OTH |  |  |  | 99.9 | [12 empty] | Medina |  |  |  | Tap 138kV 5225 HONDO – 5819 HONDO CREEK |  | 2027-12-01 | [6 empty] | 25INR0610 | SS Completed, FIS Started, No IA | Adam Bryant BESS LLC | SOUTH |  | 2024-04-15 | 2024-02-26 | 2024-05-24 |  |  |  |  | No |  |  | Not Required
ERCOT | Carolina Storage Odessa | [5 empty] | BA |  |  |  | OTH |  |  |  | 202.05 | [12 empty] | Howard |  |  |  | 1058 LONGSHORE 345kV |  | 2027-04-20 | [6 empty] | 25INR0611 | SS Completed, FIS Started, No IA | CSE STORAGE, LLC | WEST |  | 2024-01-03 | 2024-02-02 | 2024-04-29 | 2024-01-17 |  |  |  | No | Not Required | Not Required | Not Required
ERCOT | Bobcat Bluff Storage SLF | [5 empty] | BA |  |  |  | OTH |  |  |  | 0 | [12 empty] | Archer |  |  |  | 1475 Windthorst 138 kV |  | 2027-04-15 | [6 empty] | 25INR0616 | SS Completed, FIS Started, No IA | Cub Storage LLC | WEST |  | 2024-06-18 | 2024-02-27 | 2024-05-25 |  |  |  |  | No |  |  | Not Required
ERCOT | Turkey Creek Solar | [5 empty] | PV |  |  |  | SOL |  |  |  | 211.2 | [12 empty] | Kinney |  |  |  | 7425 ODLASW 138kV |  | 2026-09-29 | [6 empty] | 25INR0622 | SS Completed, FIS Started, No IA | Greenray Solar Corporation | SOUTH |  | 2024-10-04 | 2024-02-26 | 2024-05-24 |  |  |  |  | No |  |  | Not Required |  |  |  | 2024-11-12 | 2026-04-07
ERCOT | Turkey Creek Battery Energy Storage System | [5 empty] | BA |  |  |  | OTH |  |  |  | 40 | [12 empty] | Kinney |  |  |  | 7425 ODLASW 138 kV |  | 2026-09-29 | [6 empty] | 25INR0623 | SS Completed, FIS Started, No IA | Greenray Solar Corporation | SOUTH |  | 2024-09-26 | 2024-03-29 | 2024-05-24 |  |  |  |  | No |  |  | Not Required
ERCOT | Carolina Storage Wichita Falls | [5 empty] | BA |  |  |  | OTH |  |  |  | 202 | [12 empty] | Wichita |  |  |  | Tap 345kV 1422 Bowman - 1458 Cobb Switch |  | 2027-09-22 | [6 empty] | 25INR0628 | SS Completed, FIS Started, No IA | CSE Storage, LLC | WEST |  | 2024-01-30 | 2024-02-26 | 2024-05-25 | 2024-02-14 |  |  |  | No | Not Required | Not Required | Not Required
ERCOT | Carolina Storage Midland | [5 empty] | BA |  |  |  | OTH |  |  |  | 203.6 | [12 empty] | Howard |  |  |  | Tap 345kV 10057 Prong Moss Switch - 10062 Rockhound Switch CKT 1 |  | 2028-03-15 | [6 empty] | 25INR0629 | SS Completed, FIS Started, No IA | CSE Storage, LLC | WEST |  | 2024-06-17 | 2024-07-01 | 2024-09-26 | 2024-03-26 |  |  |  | No |  |  | Not Required
ERCOT | Jenna Eco-Electric Solar | [5 empty] | PV |  |  |  | SOL |  |  |  | 576.3 | [12 empty] | Fisher |  |  |  | Tap 345 kV 1048 Tonkawa Switch - 1430 Graham SES |  | 2027-06-05 | [6 empty] | 25INR0632 | SS Completed, FIS Started, No IA | Clean Energy Holdings, LLC | WEST |  | 2024-05-17 | 2024-05-20 | 2024-08-13 | 2024-05-17 |  |  |  | No |  |  | Not Required
ERCOT | South Loop Energy Center | [5 empty] | BA |  |  |  | OTH |  |  |  | 161.3 | [12 empty] | Bexar |  |  |  | Tap 345 KV 5400 SPRUCE - 5231 HOWARD |  | 2028-05-01 | [6 empty] | 25INR0637 | SS Completed, FIS Started, No IA | Concurrent Holdco LLC | SOUTH |  | 2024-03-04 | 2024-05-09 | 2024-08-05 | 2024-04-24 |  |  |  | No |  |  | Not Required
ERCOT | Southfork Energy Storage | [5 empty] | BA |  |  |  | OTH |  |  |  | 306.4 | [12 empty] | Kimble |  |  |  | tap 345kV 60709 Oersted - 91919 Edison CKT 1 |  | 2028-11-30 | [6 empty] | 25INR0653 | SS Completed, FIS Started, No IA | Southfork Energy Storage, LLC | SOUTH |  | 2024-06-19 | 2024-07-22 | 2024-10-08 | 2024-06-13 |  |  |  | No |  |  | Not Required
ERCOT | Gilleys Energy Storage | [5 empty] | BA |  |  |  | OTH |  |  |  | 306.4 | [12 empty] | Wise |  |  |  | Tap 345 kV 1730 West Krum - 6111 Riley CKT 2 |  | 2028-04-21 | [6 empty] | 25INR0656 | SS Completed, FIS Started, No IA | Gilleys Energy Storage, LLC | NORTH |  | 2024-05-03 | 2024-06-03 | 2024-08-27 | 2024-05-06 |  |  |  | No |  |  | Not Required
ERCOT | O'Bannion Energy Storage | [5 empty] | BA |  |  |  | OTH |  |  |  | 306.4 | [12 empty] | Jack |  |  |  | 1506 Long Hollow Switch 345 kV |  | 2027-09-25 | [6 empty] | 25INR0657 | SS Completed, FIS Started, No IA | O'Bannion Energy Storage, LLC | NORTH |  | 2024-05-06 | 2024-05-09 | 2024-08-05 | 2024-05-01 |  |  |  | No |  |  | Not Required
ERCOT | Wooderson Energy Storage | [5 empty] | BA |  |  |  | OTH |  |  |  | 306.4 | [12 empty] | Jack |  |  |  | Tap 345 kV 11418 TECUMSEH- 1421 Willow Creek |  | 2028-04-30 | [6 empty] | 25INR0660 | SS Completed, FIS Started, No IA | Wooderson Energy Storage, LLC | NORTH |  | 2024-04-15 | 2024-05-09 | 2024-08-05 | 2024-04-18 |  |  |  | No |  |  | Not Required |  |  |  |  | 2027-09-21
ERCOT | McCrae Energy Storage | [5 empty] | BA |  |  |  | OTH |  |  |  | 306.35 | [12 empty] | Erath |  |  |  | Tap 345 kV 1900 COMCHPKW_5 - 1440 COMCHESS1_5 |  | 2028-04-21 | [6 empty] | 25INR0661 | SS Completed, FIS Started, No IA | McCrae Energy Storage, LLC | NORTH |  | 2024-04-29 | 2024-05-20 | 2024-08-13 | 2024-05-01 |  |  |  | No |  |  | Not Required
ERCOT | GIBSON BRANCH BESS | [5 empty] | BA |  |  |  | OTH |  |  |  | 142.9 | [12 empty] | Lampasas |  |  |  | 7064 Lampasas Substation 138kV |  | 2028-01-15 | [6 empty] | 25INR0666 | SS Completed, FIS Started, No IA | Gibson Branch BESS LLC | NORTH |  | 2024-05-09 | 2024-05-20 | 2024-08-14 | 2024-04-24 |  |  |  | No |  |  | Not Required
ERCOT | Fagus Solar Park 2 SLF | [5 empty] | PV |  |  |  | SOL |  |  |  | 166.57 | [12 empty] | Childress |  |  |  | 60501 Tesla 345 kV |  | 2025-12-01 | [6 empty] | 25INR0672 | SS Completed, FIS Completed, IA | Excel Advantage Services, LLC dba Misae Solar Park II | PANHANDLE |  | 2024-05-15 | 2024-06-03 | 2018-07-06 | 2024-05-30 | 2024-02-27 | No | 2019-02-21 | Yes |  |  | Not Required | 2024-12-19 | 2024-12-19 | 2024-04-30
ERCOT | PHOTON SOLAR 4 SLF | [5 empty] | PV |  |  |  | SOL |  |  |  | 105.98 | [12 empty] | Wharton |  |  |  | 44880 Waterh_POI_5 345kV |  | 2024-12-30 | [6 empty] | 25INR0673 | SS Completed, FIS Completed, No IA | GulfStar Power, LLC | SOUTH |  | 2024-08-28 | 2024-09-04 | 2021-02-02 | 2024-08-21 | 2022-11-28 |  |  | Yes | Not Required | Not Required | Not Required | 2021-11-05 | 2023-01-27 | 2023-01-27 |  |  | 2024-06-25 | 2024-11-04
ERCOT | Giga Texas Data Center | [5 empty] | BA |  |  |  | OTH |  |  |  | 133 | [12 empty] | Travis |  |  |  | HORNSBY Substation POIB# 7047 Site will be connected behind the meter at Medium Voltage 24.9 kV with non export controls GSU TRANSFORMER 80/106/133MVA 345kV DELTA PRIMARY 24.9kV WYE-G SECONDARY Z=XX%, 65DEG C RISE |  | 2025-08-30 | [6 empty] | 25INR0688 | SS Completed, FIS Started, No IA | Giga Texas Energy, LLC | SOUTH |  | 2024-08-15 | 2024-08-27 | 2024-11-25 | 2024-07-30 |  |  |  | No |  |  | Not Required
ERCOT | PHOTON BESS2 SLF | [5 empty] | BA |  |  |  | OTH |  |  |  | 152.74 | [12 empty] | Wharton |  |  |  | 44880 Waterh_POI_5 345kV |  | 2025-11-28 | [6 empty] | 25INR0691 | SS Completed, FIS Completed, IA | GulfStar Power, LLC | SOUTH |  | 2024-08-12 | 2022-06-02 | 2022-08-29 | 2024-08-28 | 2023-04-10 |  | 2023-03-23 | Yes | Not Required | Not Required | Not Required | 2023-04-28 | 2023-04-28 | 2023-04-28 |  |  | 2024-09-18 | 2024-11-26
ERCOT | Leon BESS | [5 empty] | BA |  |  |  | OTH |  |  |  | 153.7 | [12 empty] | Houston |  |  |  | Tab 138kv 3355 Grapeland_Magnolia - 3357 Pleasant_Springs. |  | 2027-01-16 | [6 empty] | 25INR0693 | SS Started, FIS Started, No IA | Leon BESS | NORTH |  | 2024-11-13 | 2024-11-26 |  | 2024-11-18 |  |  |  | No |  |  | Not Required
ERCOT | Bocanova Power II | [5 empty] | BA |  |  |  | OTH |  |  |  | 150.46 | [12 empty] | Brazoria |  |  |  | 39030 TNMP Alvin 138kV |  | 2025-09-30 | [6 empty] | 25INR0706 | SS Started, FIS Started, No IA | Bocanova Power II LLC | COASTAL |  | 2024-10-14 | 2024-10-10 |  | 2024-10-01 |  |  |  | No
ERCOT | Turin TxHSR TPSS HN-6 | [5 empty] | OT |  |  |  | OTH |  |  |  | 50 | [12 empty] | Grimes |  |  |  | 8 Crutchfield 138kV |  | 2028-07-15 | [6 empty] | 26INR0001 | SS Completed, FIS Started, No IA | Texas Central Rail Holdings, LLC | NORTH |  | 2019-10-22 | 2019-09-27 | 2021-04-28 | 2019-09-27 |  |  |  | No
ERCOT | GRIMES SOLAR | [5 empty] | PV |  |  |  | SOL |  |  |  | 153.45 | [12 empty] | Grimes |  |  |  | 40600 Roans Prairie 345kV |  | 2026-02-15 | [6 empty] | 26INR0004 | SS Completed, FIS Started, No IA | CG Grimes County LLC | NORTH |  | 2022-03-09 | 2022-03-14 | 2022-06-03 | 2022-03-07 |  |  |  | No |  |  | Not Required
ERCOT | Puerto Del Sol 1 | [5 empty] | PV |  |  |  | SOL |  |  |  | 213.8 | [12 empty] | Cameron |  |  |  | Tap 345kV 79500 Palmito - 79501 King Fisher Ckt 1 |  | 2026-12-31 | [6 empty] | 26INR0008 | SS Completed, FIS Started, No IA | PUERTO DEL SOL, LLC | COASTAL |  | 2023-01-20 | 2022-05-16 | 2022-08-13 |  |  |  |  | No | Not Required | Not Required | Not Required
ERCOT | Greenwolfe Solar Alt POI | [5 empty] | PV |  |  |  | SOL |  |  |  | 274.14 | [12 empty] | Hunt |  |  |  | Tap 345 kV line from Farmersville Switch (#1685) to Cyclone Switch (#11689) |  | 2026-09-24 | [6 empty] | 26INR0014 | SS Completed, FIS Started, No IA | EDF Renewables Development, Inc. | NORTH |  | 2022-10-24 | 2022-11-15 | 2023-02-10 | 2022-11-07 |  |  |  | No |  |  | Not Required
ERCOT | Galactic Storage SLF | [5 empty] | BA |  |  |  | OTH |  |  |  | 0 | [12 empty] | Grayson |  |  |  | Tap 138kV 1744 Gordonville - 11704 Sherman West |  | 2026-11-15 | [6 empty] | 26INR0018 | SS Completed, FIS Started, No IA | UKA North America, LLC | NORTH |  | 2022-08-24 | 2022-09-02 | 2022-11-30 | 2022-08-10 |  |  |  | No
ERCOT | HyFuels Green Lake Solar | [5 empty] | PV |  |  |  | SOL |  |  |  | 346 | [12 empty] | Victoria |  |  |  | 8189 Tungsten 138kV |  | 2027-12-01 | [6 empty] | 26INR0019 | SS Completed, FIS Started, No IA | HyFuels Green Lake Solar LLC | SOUTH | COD | 2023-06-09 | 2022-09-27 | 2022-12-22 |  |  |  |  | No |  |  | Not Required
ERCOT | HyFuels Western Farmland Wind | [5 empty] | WT |  |  |  | WIN |  |  |  | 253.29 | [12 empty] | Victoria |  |  |  | 8721 BEECHER4A 138kV |  | 2027-06-30 | [6 empty] | 26INR0021 | SS Completed, FIS Not Started, IA | HyFuels Green Lake Wind LLC | SOUTH | COD | 2023-07-01 | 2022-09-27 | 2022-12-22 |  |  |  | 2024-07-24 | No |  |  | Not Required
ERCOT | Bowhead Storage 2 | [5 empty] | BA |  |  |  | OTH |  |  |  | 0 | [12 empty] | Kleberg |  |  |  | Tap 138kV 8519 Kleberg-8518 Kingsville |  | 2026-01-15 | [6 empty] | 26INR0022 | SS Completed, FIS Started, No IA | Baffin Bay Solar, LLC | COASTAL |  | 2022-08-30 | 2022-09-21 | 2022-12-16 | 2022-09-19 |  |  |  | No
ERCOT | Leon Solar Park | [5 empty] | PV |  |  |  | SOL |  |  |  | 210.1 | [12 empty] | Leon |  |  |  | Tap 138kV Grapeland Magnolia Tap (bus #3355) to Pleasant Springs POI (bus# 3357) section of the Jewett -Crockett 138kV Line |  | 2026-07-01 | [6 empty] | 26INR0023 | SS Completed, FIS Started, IA | Misae Solar IV LLC | NORTH | MW Size | 2022-08-11 | 2022-09-15 | 2022-12-13 | 2022-08-27 |  | Yes | 2024-05-21 | Yes |  |  | Not Required
ERCOT | Becerra Creek Storage 1 | [5 empty] | BA |  |  |  | OTH |  |  |  | 125.62 | [12 empty] | Webb |  |  |  | 345 kV Cenizo Substation (#80220) |  | 2026-12-01 | [6 empty] | 26INR0024 | SS Completed, FIS Started, No IA | Bordas Renewable Energy, LLC | SOUTH |  | 2022-09-19 | 2022-09-21 | 2022-12-19 | 2022-09-07 |  |  |  | No
ERCOT | HyFuels Calhoun Solar | [5 empty] | PV |  |  |  | SOL |  |  |  | 301.82 | [12 empty] | Victoria |  |  |  | Tap 345kV 8715 RADIANT7A - 8728 COBRA7A |  | 2026-10-01 | [6 empty] | 26INR0028 | SS Completed, FIS Started, No IA | HyFuels Green Lake Solar LLC | SOUTH |  | 2023-07-17 | 2022-10-18 | 2023-01-15 |  |  | Yes |  | No |  |  | Not Required
ERCOT | Perry Creek Solar SLF | [5 empty] | PV |  |  |  | SOL |  |  |  | 102.04 | [12 empty] | Freestone |  |  |  | 345kV Navarro (#68091) to Limestone (# 46020) |  | 2027-03-24 | [6 empty] | 26INR0030 | SS Completed, FIS Started, No IA | Perry Creek Solar, LLC | NORTH |  | 2022-11-08 | 2022-12-07 | 2023-03-04 | 2022-11-08 |  |  |  | No | Not Required | Not Required | Not Required
ERCOT | Perry Creek Storage SLF | [5 empty] | BA |  |  |  | OTH |  |  |  | 0 | [12 empty] | Freestone |  |  |  | 345kV Navarro (#68091) to Limestone (# 46020) |  | 2027-03-24 | [6 empty] | 26INR0031 | SS Completed, FIS Started, No IA | Perry Creek Solar, LLC | NORTH |  | 2022-11-08 | 2022-12-07 | 2023-03-04 | 2022-11-08 |  |  |  | No
ERCOT | Fairway Storage | [5 empty] | BA |  |  |  | OTH |  |  |  | 121.03 | [12 empty] | Freestone |  |  |  | Tap 138kV 3503 FAIRWPOD_8 - 196 FAIRFIELD |  | 2027-09-24 | [6 empty] | 26INR0033 | SS Completed, FIS Started, No IA | Fairway Storage LLC | NORTH |  | 2023-02-17 | 2022-11-07 | 2023-02-04 |  |  |  |  | No |  |  | Not Required
ERCOT | Bracero Pecan Storage | [5 empty] | BA |  |  |  | OTH |  |  |  | 232 | [12 empty] | Reeves |  |  |  | 60716 SARAGOSA 138kV |  | 2026-06-01 | [6 empty] | 26INR0034 | SS Completed, FIS Not Started, IA | Bracero Pecan Storage LLC | WEST |  | 2023-07-13 | 2022-11-07 | 2023-02-04 |  |  |  | 2024-06-27 | Yes |  |  | Not Required
ERCOT | Valhalla Solar | [5 empty] | PV |  |  |  | SOL |  |  |  | 306.8 | [12 empty] | Brazoria |  |  |  | Tap 138 kV 42215 Copper to 42195 Booster |  | 2026-05-31 | [6 empty] | 26INR0042 | SS Completed, FIS Completed, IA | Industrial Papa Project LLC | COASTAL |  | 2023-03-08 | 2023-03-09 | 2023-06-05 | 2023-03-08 | 2024-03-19 | No | 2023-12-06 | Yes | Not Required | Not Required | Not Required | 2024-01-05
ERCOT | LUND STORAGE CENTER 1 | [5 empty] | BA |  |  |  | OTH |  |  |  | 407.55 | [12 empty] | Bastrop |  |  |  | TAP 138 KV LINE AND CREATE NEW BUS BETWEEN KIMBRO (7337) AND ELGIN SWITCH (3650) |  | 2026-12-31 | [6 empty] | 26INR0045 | SS Completed, FIS Started, No IA | Lund Storage Center 1, LLC | SOUTH |  | 2023-05-26 | 2023-01-17 | 2023-04-14 |  |  |  |  | No |  |  | Not Required
ERCOT | Paluxy Solar | [5 empty] | PV |  |  |  | SOL |  |  |  | 1029.06 | [12 empty] | Victoria |  |  |  | Double tapping: 345kV 5915 STP - 5133 Elm Creek ckt#1 and 345kV 5068 Cachena – 5323 Old Hickory ckt#2 |  | 2027-06-30 | [6 empty] | 26INR0046 | SS Completed, FIS Completed, No IA | S&S Renewables LLC | SOUTH |  | 2022-12-13 | 2023-01-03 | 2023-03-30 | 2022-12-27 | 2024-05-31 | Yes |  | No |  |  | Not Required
ERCOT | Paluxy Storage | [5 empty] | BA |  |  |  | OTH |  |  |  | 511.68 | [12 empty] | Victoria |  |  |  | Double tapping: 345kV 5915 STP - 5133 Elm Creek ckt#1 and 345kV 5068 Cachena – 5323 Old Hickory ckt#2 |  | 2027-06-30 | [6 empty] | 26INR0047 | SS Completed, FIS Completed, No IA | S&S Renewables LLC | SOUTH |  | 2022-12-14 | 2023-01-03 | 2023-03-30 | 2022-12-12 | 2024-07-23 |  |  | No |  |  | Not Required
ERCOT | Calpine Freestone Peaker 1 | [5 empty] | GT |  |  |  | GAS |  |  |  | 228 | [12 empty] | Freestone |  |  |  | 3134 RICHLAND CHAMBERS 345kV (PSS/E Bus Name: RICHLND1_5) |  | 2026-05-01 | [6 empty] | 26INR0049 | SS Completed, FIS Completed, IA | Freestone Power Generation, LLC | NORTH |  | 2023-04-12 | 2023-04-19 | 2023-07-13 | 2023-04-11 | 2024-04-23 |  | 2024-05-30 | Yes | 2024-06-12 | 2024-06-12 | 2024-11-27
ERCOT | Charro Creek Solar 1 SLF | [5 empty] | PV |  |  |  | SOL |  |  |  | 203 | [12 empty] | Karnes |  |  |  | Tap 345kV 5725 PAWNEESW5 - 8164 COLETO7A |  | 2026-07-01 | [6 empty] | 26INR0068 | SS Completed, FIS Started, No IA | Charro Creek Solar LLC | SOUTH |  | 2023-01-23 | 2023-01-30 | 2023-04-28 | 2023-02-10 |  |  |  | No |  |  | Not Required
ERCOT | Charro Creek Storage 1 SLF | [5 empty] | BA |  |  |  | OTH |  |  |  | 0 | [12 empty] | Karnes |  |  |  | Tap 345kV 5725 PAWNEESW5 - 8164 COLETO7A |  | 2026-07-01 | [6 empty] | 26INR0069 | SS Completed, FIS Started, No IA | Charro Creek Solar LLC | SOUTH |  | 2023-02-27 | 2023-03-08 | 2023-04-28 | 2023-02-15 |  |  |  | No |  |  | Not Required
ERCOT | Charro Creek Solar 2 SLF | [5 empty] | PV |  |  |  | SOL |  |  |  | 203 | [12 empty] | Karnes |  |  |  | Tap 345kV 5725 PAWNEESW5 - 8164 COLETO7A |  | 2026-07-01 | [6 empty] | 26INR0070 | SS Completed, FIS Started, No IA | Charro Creek Solar LLC | SOUTH |  | 2023-02-27 | 2023-03-08 | 2023-06-01 | 2023-02-15 |  |  |  | No |  |  | Not Required
ERCOT | Charro Creek Storage 2 SLF | [5 empty] | BA |  |  |  | OTH |  |  |  | 0 | [12 empty] | Karnes |  |  |  | Tap 345kV 5725 PAWNEESW5 - 8164 COLETO7A |  | 2026-07-01 | [6 empty] | 26INR0071 | SS Completed, FIS Started, No IA | Charro Creek Solar LLC | SOUTH |  | 2023-02-27 | 2023-03-08 | 2023-06-01 | 2023-02-15 |  |  |  | No |  |  | Not Required
ERCOT | Charro Creek Solar 3 SLF | [5 empty] | PV |  |  |  | SOL |  |  |  | 203 | [12 empty] | Karnes |  |  |  | Tap on PAWNEESW5 (#5725) - COLETO7A (#8164) Line |  | 2026-07-01 | [6 empty] | 26INR0072 | SS Completed, FIS Started, No IA | Charro Creek Solar LLC | SOUTH |  | 2023-02-27 | 2023-03-08 | 2023-06-01 | 2023-02-15 |  |  |  | No |  |  | Not Required
ERCOT | Charro Creek Storage 3 SLF | [5 empty] | BA |  |  |  | OTH |  |  |  | 0 | [12 empty] | Karnes |  |  |  | Tap 345kV 5725 PAWNEESW5 - 8164 COLETO7A |  | 2026-07-01 | [6 empty] | 26INR0073 | SS Completed, FIS Started, No IA | Charro Creek Solar LLC | SOUTH |  | 2023-01-23 | 2023-01-30 | 2023-04-28 | 2023-02-10 |  |  |  | No |  |  | Not Required
ERCOT | Anila Solar | [5 empty] | PV |  |  |  | SOL |  |  |  | 200.8 | [12 empty] | Wilson |  |  |  | Tap 345kV 5133 Elm Creek - 5901 San Miguel Gen Ckt 1 |  | 2026-07-02 | [6 empty] | 26INR0074 | SS Completed, FIS Completed, No IA | Alina Energy LLC | SOUTH |  | 2023-01-23 | 2023-01-30 | 2023-04-28 | 2023-01-20 | 2024-07-10 |  |  | No |  |  | Not Required
ERCOT | Matias Solar | [5 empty] | PV |  |  |  | SOL |  |  |  | 152.3 | [12 empty] | Matagorda |  |  |  | 8114 Conoco 138kV |  | 2027-03-31 | [6 empty] | 26INR0076 | SS Completed, FIS Started, No IA | Industrial Bravo Project II LLC | COASTAL |  | 2023-03-07 | 2023-03-13 | 2023-06-09 | 2023-03-08 |  | No |  | No |  |  | Not Required
ERCOT | Anila BESS | [5 empty] | BA |  |  |  | OTH |  |  |  | 209 | [12 empty] | Wilson |  |  |  | Tap of 345 kV Elm Creek (Bus# 5133) - San Miguel Gen (Bus# 5901) Transmission Line Ckt 1 |  | 2026-07-02 | [6 empty] | 26INR0077 | SS Completed, FIS Completed, No IA | Alina Energy LLC | SOUTH |  | 2023-06-01 | 2023-02-20 | 2023-05-20 |  | 2024-07-10 |  |  | No |  |  | Not Required
ERCOT | Amerada Solar | [5 empty] | PV |  |  |  | SOL |  |  |  | 301.57 | [12 empty] | Freestone |  |  |  | Tap 345kV 3133 RICHLND2_5 - 3381 BIGBRNW_5 |  | 2027-08-23 | [6 empty] | 26INR0082 | SS Completed, FIS Started, No IA | Amerada Solar, LLC | NORTH |  | 2023-05-12 | 2023-05-15 | 2023-08-11 | 2023-04-28 |  |  |  | No |  |  | Not Required
ERCOT | Zeppelin Energy Storage | [5 empty] | BA |  |  |  | OTH |  |  |  | 163.93 | [12 empty] | Tom Green |  |  |  | 6464 San Angelo North |  | 2026-02-16 | [6 empty] | 26INR0083 | SS Completed, FIS Started, No IA | ZEPPELIN ENERGY STORAGE LLC | WEST |  | 2023-03-08 | 2023-01-30 | 2023-04-28 |  |  |  |  | No |  |  | Not Required
ERCOT | Amerada Storage | [5 empty] | BA |  |  |  | OTH |  |  |  | 150.78 | [12 empty] | Freestone |  |  |  | Tap 345kV 3133 RICHLND2_5 - 3381 BIGBRNW_5 |  | 2027-08-23 | [6 empty] | 26INR0084 | SS Completed, FIS Started, No IA | Amerada Solar, LLC | NORTH |  | 2023-05-10 | 2023-05-15 | 2023-08-11 | 2023-04-28 |  |  |  | No |  |  | Not Required
ERCOT | Mountain Creek Thermal Expansion | [5 empty] | GT |  |  |  | GAS |  |  |  | 736.98 | [12 empty] | Dallas |  |  |  | 2412 Mountain Creek East 138kV |  | 2028-06-01 | [6 empty] | 26INR0085 | SS Completed, FIS Started, No IA | Mountain Creek Power, LLC | NORTH |  | 2024-06-14 | 2023-10-30 | 2024-01-26 |  |  |  |  | No
ERCOT | La Salle Solar | [5 empty] | PV |  |  |  | SOL |  |  |  | 503.9 | [12 empty] | La Salle |  |  |  | Tap 345kV LOBO7A (#80219) - FOWLERTONSW5 (#5709) |  | 2027-07-01 | [6 empty] | 26INR0088 | SS Completed, FIS Started, No IA | OCI La Salle Solar LLC | SOUTH |  | 2023-03-31 | 2023-04-19 | 2023-07-14 | 2023-04-03 |  | No |  | No |  |  | Not Required
ERCOT | La Salle ESS | [5 empty] | BA |  |  |  | OTH |  |  |  | 503.9 | [12 empty] | La Salle |  |  |  | Tap 345kV LOBO7A (#80219) - FOWLERTONSW5 (#5709) CKT#2 |  | 2027-07-01 | [6 empty] | 26INR0089 | SS Completed, FIS Started, No IA | OCI La Salle ESS LLC | SOUTH |  | 2023-03-15 | 2023-04-07 | 2023-07-03 | 2023-03-15 |  | Yes |  | No |  |  | Not Required
ERCOT | Douie Solar | [5 empty] | PV |  |  |  | SOL |  |  |  | 221.2 | [12 empty] | Freestone |  |  |  | Tap 138 kV 3501 Sea way Teague - 3394 Jewett |  | 2027-09-30 | [6 empty] | 26INR0098 | SS Completed, FIS Started, No IA | Buffalo Spring Solar LLC | NORTH |  | 2023-05-09 | 2023-05-15 | 2023-08-11 | 2023-05-12 |  |  |  | No |  |  | Not Required
ERCOT | Upstream BESS | [5 empty] | BA |  |  |  | OTH |  |  |  | 461.6 | [12 empty] | Johnson |  |  |  | 1902 Johnson Switch |  | 2026-05-29 | [6 empty] | 26INR0106 | SS Completed, FIS Started, No IA | Upstream Storage LLC | NORTH |  | 2023-03-20 | 2023-03-27 | 2023-06-24 | 2023-03-14 |  |  |  | No |  |  | Not Required
ERCOT | Freedom Falcon BESS | [5 empty] | BA |  |  |  | OTH |  |  |  | 501.9 | [12 empty] | Zapata |  |  |  | Tap 345kV 80307 Delsol - 80225 Cenizo CKT#2 |  | 2026-05-31 | [6 empty] | 26INR0107 | SS Completed, FIS Started, No IA | Falcon BESS, LLC | SOUTH |  | 2023-04-26 | 2023-06-28 | 2023-09-22 | 2023-06-14 |  |  |  | No |  |  | Not Required
ERCOT | Calpine Freestone Peaker 2 | [5 empty] | GT |  |  |  | GAS |  |  |  | 228 | [12 empty] | Freestone |  |  |  | 3134 RICHLAND CHAMBERS (PSS/E Bus Name: RICHLND1_5) |  | 2026-05-01 | [6 empty] | 26INR0109 | SS Completed, FIS Completed, IA | FPEC, LLC | NORTH |  | 2023-04-12 | 2023-04-19 | 2023-07-13 | 2023-04-11 | 2024-04-23 | No | 2024-05-30 | Yes | 2024-06-12 | 2024-06-12 | 2024-11-27
ERCOT | Western Flats Solar | [5 empty] | PV |  |  |  | SOL |  |  |  | 410.2 | [12 empty] | Crane |  |  |  | Tap 138 kV 76615 Crane -76635 King Mountain; POI is 7.85 miles from Crane. |  | 2026-12-31 | [6 empty] | 26INR0110 | SS Completed, FIS Started, No IA | Hecate Energy Point Mountain Solar Facility 1 LLC | WEST |  | 2023-11-17 | 2023-04-07 | 2023-07-05 |  |  |  |  | No |  |  | Not Required
ERCOT | Graphic Packaging Gas | [5 empty] | GT |  |  |  | GAS |  |  |  | 43.36 | [12 empty] | McLennan |  |  |  | Tap 138kV 3446 Peppervine Switch - 3544 Castleman Substation |  | 2026-01-01 | [6 empty] | 26INR0111 | SS Completed, FIS Started, No IA | Graphic Packaging International | NORTH |  | 2024-01-05 | 2024-01-11 | 2024-03-19 | 2024-01-05 |  |  |  | No
ERCOT | Lemma Solar | [5 empty] | PV |  |  |  | SOL |  |  |  | 100.61 | [12 empty] | Knox |  |  |  | 6088 Benjamin AEP 138kV |  | 2028-07-01 | [6 empty] | 26INR0112 | SS Completed, FIS Started, No IA | Greening USA Corp. | WEST |  | 2023-05-23 | 2023-04-07 | 2023-07-05 |  |  |  |  | No |  |  | Not Required
ERCOT | Meitner Wind | [5 empty] | WT |  |  |  | WIN |  |  |  | 836.5 | [12 empty] | Gray |  |  |  | 79000 Gray Substation 345kV |  | 2027-12-20 | [6 empty] | 26INR0113 | SS Completed, FIS Started, IA | IP Meitner, LLC | PANHANDLE |  | 2023-07-13 | 2023-07-18 | 2023-10-15 | 2023-06-29 |  |  | 2024-04-19 | No |  |  | Not Required
ERCOT | Ochoa Energy Storage | [5 empty] | BA |  |  |  | OTH |  |  |  | 260.8 | [12 empty] | Waller |  |  |  | Tap 138kV Katy (44420) - Franz (44260) Ckt 09 |  | 2027-06-03 | [6 empty] | 26INR0114 | SS Completed, FIS Started, No IA | Ochoa Energy Storage LLC | HOUSTON |  | 2023-04-18 | 2023-04-19 | 2023-07-14 | 2023-04-11 |  | No |  | No |  |  | Not Required
ERCOT | Falcon Zapata Storage 138 | [5 empty] | BA |  |  |  | OTH |  |  |  | 200.79 | [12 empty] | Zapata |  |  |  | Tap 138kV 8299 Zapata - 8957 Lopeno |  | 2026-05-31 | [6 empty] | 26INR0116 | SS Completed, FIS Started, No IA | Falcon BESS, LLC | SOUTH |  | 2023-04-28 | 2023-05-15 | 2023-08-11 | 2023-05-08 |  | No |  | No |  |  | Not Required
ERCOT | Oyster Creek Solar I SLF | [5 empty] | PV |  |  |  | SOL |  |  |  | 0 | [12 empty] | Brazoria |  |  |  | Tap 138kV 42110 Angleton - 42050 Clute |  | 2026-06-23 | [6 empty] | 26INR0117 | SS Completed, FIS Started, No IA | Oyster Creek Solar 1, LLC | COASTAL |  | 2023-05-15 | 2023-06-28 | 2023-09-22 | 2023-06-15 |  | No |  | No |  |  | Not Required
ERCOT | Oyster Creek Storage I SLF | [5 empty] | BA |  |  |  | OTH |  |  |  | 0 | [12 empty] | Brazoria |  |  |  | Tap 138kV 42110 Angleton - 42050 Clute |  | 2026-06-23 | [6 empty] | 26INR0118 | SS Completed, FIS Started, No IA | Oyster Creek Solar 1, LLC | COASTAL |  | 2023-06-02 | 2023-06-28 | 2023-09-22 | 2023-06-20 |  | No |  | No |  |  | Not Required
ERCOT | Bramble Energy Center | [5 empty] | BA |  |  |  | OTH |  |  |  | 225.1 | [12 empty] | Zavala |  |  |  | 8236 Batesville 138kV |  | 2026-10-03 | [6 empty] | 26INR0120 | SS Completed, FIS Started, No IA | Bramble Energy Center LLC | SOUTH |  | 2023-08-23 | 2023-09-08 | 2023-12-04 | 2023-08-15 |  |  |  | No | Not Required | Not Required | Not Required
ERCOT | Pioneer Hutt Solar (Alternative POI) | [5 empty] | PV |  |  |  | SOL |  |  |  | 116 | [12 empty] | Midland |  |  |  | TAP 345kV 11028 Odessa Ehv - 59901 Grelton (West C) |  | 2026-12-30 | [6 empty] | 26INR0121 | SS Completed, FIS Started, No IA | NextEra Energy Interconnection Holdings LLC | WEST |  | 2023-06-26 | 2023-06-28 | 2023-09-22 | 2023-06-12 |  |  |  | No |  |  | Not Required
ERCOT | SunWave Solar | [5 empty] | PV |  |  |  | SOL |  |  |  | 159.89 | [12 empty] | Nueces |  |  |  | 8459 Bunsen 138kV |  | 2027-05-29 | [6 empty] | 26INR0128 | SS Completed, FIS Started, No IA | Buckeye Nueces Bay Solar LLC | COASTAL |  | 2024-02-09 | 2023-05-26 | 2023-08-22 |  |  |  |  | No |  |  | Not Required
ERCOT | Elm Flats Solar SLF | [5 empty] | PV |  |  |  | SOL |  |  |  | 125.58 | [12 empty] | Navarro |  |  |  | Tap 138kV 3472 BRIAR_CRK_8 – 3467 POWELL1_8 |  | 2026-12-01 | [6 empty] | 26INR0130 | SS Completed, FIS Started, No IA | Elm Flats Solar, LLC | NORTH |  | 2023-05-12 | 2024-07-30 | 2023-09-01 | 2023-06-13 |  |  |  | No |  |  | Not Required
ERCOT | Elm Flats Storage SLF | [5 empty] | BA |  |  |  | OTH |  |  |  | 0 | [12 empty] | Navarro |  |  |  | Tap 138kV 3472 BRIAR_CRK_8 – 3467 POWELL1_8 |  | 2026-12-01 | [6 empty] | 26INR0131 | SS Completed, FIS Started, No IA | Elm Flats Solar, LLC | NORTH |  | 2023-05-17 | 2023-06-07 | 2023-09-01 | 2023-05-22 |  |  |  | No |  |  | Not Required
ERCOT | Myers Solar | [5 empty] | PV |  |  |  | SOL |  |  |  | 100.94 | [12 empty] | Bee |  |  |  | 8629 Baez 69 kV |  | 2028-07-01 | [6 empty] | 26INR0134 | SS Completed, FIS Started, No IA | BT Myers Solar, LLC | SOUTH | COD | 2023-06-13 | 2023-06-28 | 2023-09-20 | 2023-06-01 |  |  |  | No |  |  | Not Required
ERCOT | Myers Storage | [5 empty] | BA |  |  |  | OTH |  |  |  | 75.7 | [12 empty] | Bee |  |  |  | 8629 Baez 69 kV |  | 2028-07-01 | [6 empty] | 26INR0135 | SS Completed, FIS Started, No IA | BT Myers Solar, LLC | SOUTH | COD | 2023-06-07 | 2023-06-28 | 2023-09-20 | 2023-06-01 |  |  |  | No |  |  | Not Required
ERCOT | Weathervane Solar SLF | [5 empty] | PV |  |  |  | SOL |  |  |  | 160.49 | [12 empty] | Montague |  |  |  | Tap 138 kV 620 Bowie - 741 Dye Mound |  | 2026-12-31 | [6 empty] | 26INR0138 | SS Completed, FIS Started, No IA | Mallard Place LLC | NORTH |  | 2023-08-02 | 2023-08-14 | 2023-11-02 | 2023-07-20 |  |  |  | No |  |  | Not Required
ERCOT | Weathervane Storage SLF | [5 empty] | BA |  |  |  | OTH |  |  |  | 32.47 | [12 empty] | Montague |  |  |  | Tap 138 kV 620 Bowie - 741 Dye Mound |  | 2026-12-31 | [6 empty] | 26INR0139 | SS Completed, FIS Started, No IA | Mallard Place LLC | NORTH |  | 2023-08-02 | 2023-08-14 | 2023-11-02 | 2023-07-20 |  |  |  | No |  |  | Not Required
ERCOT | Santa Garcias Solar | [5 empty] | PV |  |  |  | SOL |  |  |  | 265 | [12 empty] | Kleberg |  |  |  | Tap 138kV 8515 Alazan - 8458 Barney Davis |  | 2029-02-01 | [6 empty] | 26INR0143 | SS Completed, FIS Started, No IA | Oxy Renewable Energy LLC | COASTAL | COD | 2023-06-06 | 2023-06-28 | 2023-09-22 | 2023-06-07 |  | No |  | No |  |  | Not Required
ERCOT | Wittig Solar | [5 empty] | PV |  |  |  | SOL |  |  |  | 106.9 | [12 empty] | Wharton |  |  |  | 138 kV Gulftie (#43340) – San Bernard (#43110) |  | 2027-09-30 | [6 empty] | 26INR0144 | SS Completed, FIS Started, No IA | Greenalia Solar Power Wittig LLC | SOUTH |  | 2024-02-05 | 2024-02-27 | 2024-05-24 | 2024-01-18 |  | No |  | No | Not Required | Not Required | Not Required
ERCOT | DMF Sagerton Solar SLF | [5 empty] | PV |  |  |  | SOL |  |  |  | 125.5 | [12 empty] | Haskell |  |  |  | Tap 138kV 6158 Aspermont – 6161 Paint Creek |  | 2026-12-31 | [6 empty] | 26INR0146 | SS Completed, FIS Started, No IA | Double Mountain Fork LLC | WEST |  | 2023-07-23 | 2023-07-31 | 2023-10-27 | 2023-07-24 |  |  |  | No |  |  | Not Required
ERCOT | Seven Springs Solar | [5 empty] | PV |  |  |  | SOL |  |  |  | 145.57 | [12 empty] | Coryell |  |  |  | Tap 7061 COPPERAS COVE 7260 Kempner 138kV |  | 2026-05-15 | [6 empty] | 26INR0147 | SS Completed, FIS Started, No IA | Hancock Springs, LLC | NORTH |  | 2023-08-18 | 2023-09-22 | 2023-12-14 | 2023-09-05 |  |  |  | No | Not Required | Not Required | Not Required
ERCOT | DMF Sagerton Storage SLF | [5 empty] | BA |  |  |  | OTH |  |  |  | 0 | [12 empty] | Haskell |  |  |  | Tap 138kV 6158 Aspermont – 6161 Paint Creek |  | 2026-12-31 | [6 empty] | 26INR0148 | SS Completed, FIS Started, No IA | Double Mountain Fork LLC | WEST |  | 2023-07-23 | 2023-07-31 | 2023-10-27 | 2023-07-20 |  |  |  | No |  |  | Not Required
ERCOT | Proving Ground Solar | [5 empty] | PV |  |  |  | SOL |  |  |  | 82.1 | [12 empty] | Schleicher |  |  |  | Tap 138 kV Live Oak (6500) - Santiago (6490) |  | 2026-03-01 | [6 empty] | 26INR0150 | SS Completed, FIS Started, No IA | Lantana Solar LLC | WEST |  | 2024-01-30 | 2023-07-10 | 2023-10-05 |  |  |  |  | No | Not Required | Not Required | Not Required
ERCOT | Apis Solar | [5 empty] | PV |  |  |  | SOL |  |  |  | 533.72 | [12 empty] | Bee |  |  |  | Tap 345kV 8606 Goddard – 8689 Tango |  | 2026-09-30 | [6 empty] | 26INR0153 | SS Completed, FIS Started, No IA | S&S Renewables LLC | SOUTH |  | 2023-07-12 | 2023-07-18 | 2023-09-22 | 2023-06-29 |  | Yes |  | No |  |  | Not Required
ERCOT | Apis Storage | [5 empty] | BA |  |  |  | OTH |  |  |  | 268.43 | [12 empty] | Bee |  |  |  | to the 345kV Goddard (#8606) – Tango (#8689) line; AEP |  | 2026-09-30 | [6 empty] | 26INR0154 | SS Completed, FIS Started, No IA | S&S Renewables LLC | SOUTH |  | 2023-06-13 | 2023-06-13 | 2023-09-22 | 2023-05-25 |  | Yes |  | No |  |  | Not Required
ERCOT | Ross Solar | [5 empty] | PV |  |  |  | SOL |  |  |  | 1025.57 | [12 empty] | Refugio |  |  |  | tap 345kV 8249 Angstrom – 8676 Static |  | 2027-07-31 | [6 empty] | 26INR0155 | SS Completed, FIS Started, IA | S&S Renewables, LLC | COASTAL |  | 2023-07-17 | 2023-07-31 | 2023-10-27 | 2023-07-18 |  | Yes | 2024-06-27 | No |  |  | Not Required
ERCOT | Ross Storage | [5 empty] | BA |  |  |  | OTH |  |  |  | 510.99 | [12 empty] | Refugio |  |  |  | tap the 345 kV Angstrom (#8249) – Static (#8676) line; AEP |  | 2027-07-31 | [6 empty] | 26INR0156 | SS Completed, FIS Started, IA | S&S Renewables, LLC | COASTAL |  | 2023-07-21 | 2023-08-14 | 2023-11-03 | 2023-07-27 |  | Yes | 2024-06-27 | No |  |  | Not Required
ERCOT | Proving Ground BESS | [5 empty] | BA |  |  |  | OTH |  |  |  | 42.9 | [12 empty] | Schleicher |  |  |  | Tap 138kV 6500 Live Oak - 6490 Santiago |  | 2026-03-01 | [6 empty] | 26INR0159 | SS Completed, FIS Started, No IA | Lantana Solar LLC | WEST |  | 2024-03-06 | 2023-07-10 | 2023-10-05 |  |  |  |  | No |  |  | Not Required
ERCOT | Timberline Solar | [5 empty] | PV |  |  |  | SOL |  |  |  | 201 | [12 empty] | Nacogdoches |  |  |  | Tap 345 kV 3119 Nacogdoches SE - 3116 Mt Enterprise |  | 2026-09-22 | [6 empty] | 26INR0161 | SS Completed, FIS Started, No IA | Timberline Renewables, LLC | NORTH |  | 2023-07-24 | 2023-08-14 | 2023-11-10 | 2023-08-02 |  |  |  | No | Not Required | Not Required | Not Required
ERCOT | Timberline Storage | [5 empty] | BA |  |  |  | OTH |  |  |  | 100.5 | [12 empty] | Nacogdoches |  |  |  | Tap 345 kV 3119 Nacogdoches SE - 3116 Mt Enterprise |  | 2026-09-22 | [6 empty] | 26INR0162 | SS Completed, FIS Started, No IA | Timberline Renewables, LLC | NORTH |  | 2023-08-15 | 2023-08-14 | 2023-11-10 | 2023-08-04 |  |  |  | No |  |  | Not Required
ERCOT | Nightfall BESS SLF | [5 empty] | BA |  |  |  | OTH |  |  |  | 11 | [12 empty] | Uvalde |  |  |  | Tap 138KV 8707 Dryfrio - 8234 Uvalde |  | 2026-06-30 | [6 empty] | 26INR0168 | SS Completed, FIS Started, No IA | BDPU Solar Nightfall, LLC | SOUTH |  | 2024-05-07 | 2024-05-09 | 2024-08-05 | 2024-05-08 |  |  |  | No |  |  | Not Required
ERCOT | AQUAMARINE BESS | [5 empty] | BA |  |  |  | OTH |  |  |  | 213.81 | [12 empty] | Dickens |  |  |  | tap 138kV 720 Salt Creek Reactor – 6150 Spur |  | 2026-05-23 | [6 empty] | 26INR0169 | SS Completed, FIS Started, No IA | ME USA Project I LLC | PANHANDLE |  | 2023-12-22 | 2023-06-28 | 2023-09-20 |  |  |  |  | No |  |  | Not Required
ERCOT | Lazy U Solar 1 | [5 empty] | PV |  |  |  | SOL |  |  |  | 252 | [12 empty] | Hardeman |  |  |  | Tap 345kV 60505 EDITHCLA7B - 60501 TESLA7A ckt2 |  | 2027-07-01 | [6 empty] | 26INR0171 | SS Completed, FIS Started, No IA | Lazy U Solar 1 | WEST |  | 2023-08-07 | 2023-08-21 | 2023-11-02 | 2023-08-09 |  |  |  | No |  |  | Not Required
ERCOT | Lazy U Solar 2 | [5 empty] | PV |  |  |  | SOL |  |  |  | 252 | [12 empty] | Hardeman |  |  |  | Tap 345kV 60505 EDITHCLA7B - 60501 TESLA7A CKT2 |  | 2027-07-01 | [6 empty] | 26INR0172 | SS Completed, FIS Started, No IA | Lazy U Solar 2 | WEST |  | 2023-08-14 | 2023-08-21 | 2023-11-02 | 2023-08-15 |  |  |  | No |  |  | Not Required
ERCOT | Lazy U ESS 1 | [5 empty] | BA |  |  |  | OTH |  |  |  | 251.5 | [12 empty] | Hardeman |  |  |  | Tap EDITHCLA7B [60505] -- TESLA7A [60501] 345kV ckt2 |  | 2027-07-01 | [6 empty] | 26INR0173 | SS Completed, FIS Started, No IA | Lazy U ESS 1 | WEST |  | 2023-08-03 | 2023-09-08 | 2023-12-04 | 2023-08-16 |  |  |  | No |  |  | Not Required
ERCOT | Lazy U ESS 2 | [5 empty] | BA |  |  |  | OTH |  |  |  | 251.5 | [12 empty] | Hardeman |  |  |  | Tap EDITHCLA7B [60505] -- TESLA7A [60501] ckt2 |  | 2027-07-01 | [6 empty] | 26INR0174 | SS Completed, FIS Started, No IA | Lazy U ESS 2 | WEST |  | 2023-08-16 | 2023-08-21 | 2023-11-02 | 2023-08-16 |  |  |  | No |  |  | Not Required
ERCOT | Dionysus Solar | [5 empty] | PV |  |  |  | SOL |  |  |  | 153.26 | [12 empty] | Houston |  |  |  | Tap 138kV 6733 Mustang Prairie - 6732 Latexo |  | 2026-12-31 | [6 empty] | 26INR0176 | SS Completed, FIS Started, No IA | Dionysus Solar, LLC | NORTH |  | 2023-06-14 | 2023-06-28 | 2023-09-22 | 2023-06-05 |  |  |  | No |  |  | Not Required
ERCOT | Dionysus Storage | [5 empty] | BA |  |  |  | OTH |  |  |  | 77.28 | [12 empty] | Houston |  |  |  | Tap 138kV 6733 Mustang Prairie - 6732 Latexo |  | 2026-12-31 | [6 empty] | 26INR0177 | SS Completed, FIS Started, No IA | Dionysus Solar, LLC | NORTH |  | 2023-06-14 | 2023-06-28 | 2023-09-22 | 2023-06-05 |  |  |  | No |  |  | Not Required
ERCOT | Alliance Solar | [5 empty] | PV |  |  |  | SOL |  |  |  | 175 | [12 empty] | Navarro |  |  |  | Tap 345kV 68091 Navarro - 1907 Venus Switch |  | 2028-07-01 | [6 empty] | 26INR0178 | SS Completed, FIS Started, No IA | NextEra Energy Interconnection Holdings, LLC | NORTH |  | 2023-06-27 | 2023-07-10 | 2023-10-05 | 2023-06-29 |  |  |  | No |  |  | Not Required
ERCOT | SunShiner ESS | [5 empty] | BA |  |  |  | OTH |  |  |  | 200 | [12 empty] | Zavala |  |  |  | 8672 LaPryor2A 138 kV |  | 2027-07-01 | [6 empty] | 26INR0179 | SS Completed, FIS Started, No IA | SunShiner ESS LLC | SOUTH |  | 2023-09-20 | 2023-09-25 | 2023-12-21 | 2023-09-20 |  | No |  | No |  |  | Not Required
ERCOT | Cape Rich BESS | [5 empty] | BA |  |  |  | OTH |  |  |  | 150.52 | [12 empty] | Navarro |  |  |  | 3387 Revolution Switch 138kV |  | 2027-06-01 | [6 empty] | 26INR0180 | SS Completed, FIS Completed, No IA | Cape Rich BESS | NORTH | COD | 2023-07-03 | 2023-07-10 | 2023-10-06 | 2023-07-03 | 2024-06-26 | No |  | No |  |  | Not Required
ERCOT | Solar Star Frontier BESS | [5 empty] | BA |  |  |  | OTH |  |  |  | 100.26 | [12 empty] | Cameron |  |  |  | 8656 Luna 138kV |  | 2025-12-31 | [6 empty] | 26INR0181 | SS Completed, FIS Started, No IA | Solar Star Frontier BESS, LLC | COASTAL |  | 2023-12-23 | 2023-06-28 | 2023-09-22 |  |  | No |  | No | Not Required | Not Required | Not Required
ERCOT | TRIFECTA Gas | [5 empty] | GT |  |  |  | GAS |  |  |  | 453 | [12 empty] | Midland |  |  |  | Tap 345kV 1185 Midland County Northwest – 1022 Midland East CKT 01 |  | 2027-12-31 | [6 empty] | 26INR0183 | SS Completed, FIS Started, No IA | NET Power | WEST |  | 2024-03-15 | 2023-06-28 | 2023-09-20 |  |  |  |  | No
ERCOT | Arc Energy Storage | [5 empty] | BA |  |  |  | OTH |  |  |  | 204.5 | [12 empty] | Lamar |  |  |  | Tap 138kV 1693 Paris Switch - 11806 ENLOE T8 |  | 2027-04-15 | [6 empty] | 26INR0184 | SS Completed, FIS Started, No IA | Paris Energy Storage, LLC | NORTH |  | 2023-06-19 | 2023-07-31 | 2023-10-27 | 2023-07-25 |  |  |  | No |  |  | Not Required
ERCOT | Beitel Energy Storage | [5 empty] | BA |  |  |  | OTH |  |  |  | 200.6 | [12 empty] | Jack |  |  |  | 579 Jack County 138kV |  | 2027-12-31 | [6 empty] | 26INR0185 | SS Completed, FIS Started, No IA | Brazos Energy Storage, LLC | NORTH |  | 2023-06-26 | 2023-08-14 | 2023-11-10 | 2023-08-02 |  |  |  | No | Not Required | Not Required | Not Required
ERCOT | Skipjack Energy Storage | [5 empty] | BA |  |  |  | OTH |  |  |  | 150.6 | [12 empty] | Brazoria |  |  |  | Tap 138 42980 Nash - 44010 W A Parish ckt #2 |  | 2027-04-05 | [6 empty] | 26INR0189 | SS Completed, FIS Started, IA | Skipper Energy Storage LLC | COASTAL |  | 2023-07-17 | 2023-07-31 | 2023-10-27 | 2023-07-29 |  |  | 2024-08-13 | No |  |  | Not Required
ERCOT | Motif BESS II | [5 empty] | BA |  |  |  | OTH |  |  |  | 201.13 | [12 empty] | Bandera |  |  |  | 7440 Tarpley 69kV |  | 2026-04-21 | [6 empty] | 26INR0194 | SS Started, FIS Started, No IA | Motif Storage, LLC | SOUTH |  | 2024-11-04 | 2024-11-19 |  | 2024-10-29 |  |  |  | No |  |  | Not Required
ERCOT | Realitos Storage SLF | [5 empty] | BA |  |  |  | OTH |  |  |  | 0 | [12 empty] | Duval |  |  |  | Bruni (#8297) – Crestonio (#8695) 138 kV line; AEP |  | 2026-12-31 | [6 empty] | 26INR0195 | SS Completed, FIS Started, No IA | Mesquite Creek LLC | SOUTH |  | 2023-07-31 | 2023-09-07 | 2023-12-05 | 2023-08-02 |  | No |  | No | Not Required | Not Required | Not Required
ERCOT | Realitos Solar SLF | [5 empty] | PV |  |  |  | SOL |  |  |  | 150.49 | [12 empty] | Duval |  |  |  | Bruni (#8297) – Crestonio (#8695) 138 kV line; AEP |  | 2026-12-31 | [6 empty] | 26INR0196 | SS Completed, FIS Started, No IA | Mesquite Creek LLC | SOUTH |  | 2023-08-22 | 2023-09-07 | 2023-12-05 | 2023-07-20 |  | No |  | No | Not Required | Not Required | Not Required
ERCOT | Vaughn Energy Storage | [5 empty] | BA |  |  |  | OTH |  |  |  | 200.6 | [12 empty] | Grimes |  |  |  | 13 Keith 138kV |  | 2027-12-31 | [6 empty] | 26INR0200 | SS Completed, FIS Started, No IA | Vaughn Battery Storage, LLC | NORTH |  | 2023-08-21 | 2023-08-21 | 2023-11-17 | 2023-08-20 |  |  |  | No |  |  | Not Required
ERCOT | Rock Rose Energy BESS | [5 empty] | BA |  |  |  | OTH |  |  |  | 211.5 | [12 empty] | Fort Bend |  |  |  | 44070 Whaley 345 kV |  | 2026-07-02 | [6 empty] | 26INR0201 | SS Completed, FIS Completed, IA | Rock Rose Energy Storage LLC | HOUSTON |  | 2023-03-21 | 2023-09-22 | 2023-12-14 | 2023-09-08 | 2024-05-07 |  | 2024-06-15 | Yes | Not Required | Not Required | Not Required
ERCOT | Titus Low Carbon Ventures Solar 1 | [5 empty] | PV |  |  |  | SOL |  |  |  | 286.84 | [12 empty] | San Patricio |  |  |  | Tap 345kV 8249 Angstrom - 8624 Grissom |  | 2028-06-01 | [6 empty] | 26INR0211 | SS Completed, FIS Started, No IA | Vaquero Solar, LLC | COASTAL |  | 2023-08-21 | 2023-10-13 | 2024-01-10 | 2023-09-21 |  |  |  | No |  |  | Not Required
ERCOT | JackGard BESS | [5 empty] | BA |  |  |  | OTH |  |  |  | 200.59 | [12 empty] | Jack |  |  |  | 1429 Jacksboro 345kV |  | 2027-09-15 | [6 empty] | 26INR0215 | SS Completed, FIS Completed, No IA | Jackgard BESS | NORTH | COD | 2023-08-12 | 2023-08-14 | 2023-11-02 | 2023-07-31 | 2024-11-15 | No |  | No |  |  | Not Required
ERCOT | Fort Chadbourne Cattle BESS | [5 empty] | BA |  |  |  | OTH |  |  |  | 50.23 | [12 empty] | Coke |  |  |  | AEP Fort Chadbourne 138 kv substation (#6324) |  | 2026-04-01 | [6 empty] | 26INR0218 | SS Completed, FIS Started, No IA | Fort Chadbourne BESS | WEST |  | 2023-08-14 | 2023-08-21 | 2023-11-06 | 2023-07-31 |  |  |  | No |  |  | Not Required
ERCOT | Mountain Springs BESS | [5 empty] | BA |  |  |  | OTH |  |  |  | 150.52 | [12 empty] | Cooke |  |  |  | 704 Mountain Springs 138 kV |  | 2026-04-01 | [6 empty] | 26INR0219 | SS Completed, FIS Started, No IA | Mountain Springs BESS | NORTH |  | 2023-09-25 | 2023-10-04 | 2023-12-30 | 2023-09-21 |  |  |  | No |  |  | Not Required
ERCOT | NEZUKO BESS | [5 empty] | BA |  |  |  | OTH |  |  |  | 63.14 | [12 empty] | Shackelford |  |  |  | Tap 69 kV 6202 ALBNY_FD2A - 60426 HULLTOWN2A |  | 2028-01-24 | [6 empty] | 26INR0220 | SS Completed, FIS Started, No IA | AEU BATTERY PROJECT I LLC | WEST |  | 2024-06-25 | 2023-07-31 | 2023-10-27 |  |  |  |  | No |  |  | Not Required
ERCOT | GOTHAM BESS | [5 empty] | BA |  |  |  | OTH |  |  |  | 151.2 | [12 empty] | Nueces |  |  |  | 5640 DRISCOLLSUB9 69kV |  | 2026-01-23 | [6 empty] | 26INR0222 | SS Completed, FIS Started, No IA | AEU BATTERY PROJECT IV LLC | COASTAL |  | 2024-07-01 | 2023-07-31 | 2023-10-27 |  |  |  |  | No |  |  | Not Required
ERCOT | Santa Monica Solar | [5 empty] | PV |  |  |  | SOL |  |  |  | 105.85 | [12 empty] | Navarro |  |  |  | Tap 345 KV 68091 NAVARRO - 3381 BIGBRNW_5 Ckt 2 |  | 2028-09-20 | [6 empty] | 26INR0228 | SS Completed, FIS Started, No IA | Karol Solar IV | NORTH |  | 2024-10-03 | 2023-09-07 | 2023-12-04 |  |  |  |  | No |  |  | Not Required
ERCOT | Pamplona Solar | [5 empty] | PV |  |  |  | SOL |  |  |  | 42.38 | [12 empty] | Austin |  |  |  | Tap 138 kV 44740 WALLIS_S65_8 - 44700 GEBHRT_X65B8 Ckt#65 |  | 2028-10-17 | [6 empty] | 26INR0229 | SS Completed, FIS Started, No IA | Karol Solar III | SOUTH | COD | 2024-10-08 | 2023-08-14 | 2023-11-03 |  |  |  |  | No |  |  | Not Required
ERCOT | Titus Sienta Solar | [5 empty] | PV |  |  |  | SOL |  |  |  | 501.93 | [12 empty] | Pecos |  |  |  | Tap 138kV 1239 Coyanosa - 11238 Blair Lake Sub |  | 2028-06-01 | [6 empty] | 26INR0230 | SS Completed, FIS Started, No IA | Sol Sienta Solar, LLC | WEST |  | 2023-08-21 | 2023-10-13 | 2024-01-09 | 2023-10-09 |  |  |  | No |  |  | Not Required |  |  |  | 2025-10-01 | 2026-04-01
ERCOT | Energy City BESS | [5 empty] | BA |  |  |  | OTH |  |  |  | 204.9 | [12 empty] | Midland |  |  |  | Tap 138kV 1179 Texaco Mabee Tap - 1200 Mariensfield |  | 2027-03-15 | [6 empty] | 26INR0231 | SS Completed, FIS Started, No IA | Energy City BESS LLC | WEST |  | 2023-09-13 | 2023-10-04 | 2023-12-30 | 2023-09-25 |  |  |  | No |  |  | Not Required
ERCOT | Noor Solar | [5 empty] | PV |  |  |  | SOL |  |  |  | 188.2 | [12 empty] | Chambers |  |  |  | Tap 138kV 40390 Crosby - 40680 Placid Ckt 86 |  | 2028-03-01 | [6 empty] | 26INR0235 | SS Completed, FIS Completed, No IA | Industrial Kilo Project LLC | HOUSTON |  | 2023-10-04 | 2023-10-13 | 2024-01-09 | 2023-10-04 | 2024-05-20 | Yes |  | No |  |  | Not Required
ERCOT | Clapton Solar | [5 empty] | PV |  |  |  | SOL |  |  |  | 178.87 | [12 empty] | Mills |  |  |  | Tap 345 kV 3424 Buckhorn Switch - 1444 Brown Switch |  | 2028-03-08 | [6 empty] | 26INR0238 | SS Completed, FIS Started, No IA | Clapton Solar | NORTH |  | 2024-02-05 | 2024-03-22 | 2024-06-19 | 2024-02-13 |  |  |  | No |  |  | Not Required
ERCOT | Sol Marina Energy Center | [5 empty] | PV |  |  |  | SOL |  |  |  | 175.3 | [12 empty] | Ellis |  |  |  | Tap 345kV 2427 Watermill - 2466 Big Onion |  | 2027-04-17 | [6 empty] | 26INR0241 | SS Completed, FIS Started, No IA | Adapture Solar Development, LLC | NORTH |  | 2023-10-17 | 2023-10-25 | 2024-01-22 | 2023-09-07 |  |  |  | No | Not Required | Not Required | Not Required
ERCOT | Sol Marina Energy Center BESS | [5 empty] | BA |  |  |  | OTH |  |  |  | 57.15 | [12 empty] | Ellis |  |  |  | Tap 345kV 2427 Watermill - 2466 Big Onion |  | 2027-04-17 | [6 empty] | 26INR0242 | SS Completed, FIS Started, No IA | Adapture Solar Development, LLC | NORTH |  | 2023-10-17 | 2023-10-25 | 2024-01-22 | 2023-09-07 |  |  |  | No | Not Required | Not Required | Not Required
ERCOT | Caladium BESS | [5 empty] | BA |  |  |  | OTH |  |  |  | 201.13 | [12 empty] | Waller |  |  |  | 57664 Sunnyside 69kV |  | 2026-05-11 | [6 empty] | 26INR0243 | SS Started, FIS Started, No IA | Caladium Storage, LLC | HOUSTON |  | 2024-09-09 | 2024-11-19 |  | 2024-10-29 |  |  |  | No |  |  | Not Required
ERCOT | Cairos Storage | [5 empty] | BA |  |  |  | OTH |  |  |  | 77.28 | [12 empty] | Kinney |  |  |  | 7425 ODLAW SWITCH 138kV |  | 2026-12-31 | [6 empty] | 26INR0245 | SS Completed, FIS Started, No IA | Cairos Solar, LLC | SOUTH |  | 2023-10-03 | 2023-10-25 | 2023-12-30 | 2023-10-03 |  |  |  | No |  |  | Not Required
ERCOT | Cairos Solar | [5 empty] | PV |  |  |  | SOL |  |  |  | 153.26 | [12 empty] | Kinney |  |  |  | ODLAW SWITCH (#7425) |  | 2026-12-31 | [6 empty] | 26INR0246 | SS Completed, FIS Started, No IA | Cairos Solar, LLC | SOUTH |  | 2023-09-26 | 2023-10-04 | 2023-12-30 | 2023-09-22 |  |  |  | No |  |  | Not Required
ERCOT | Jane Storage Energy Center | [5 empty] | BA |  |  |  | OTH |  |  |  | 240.6 | [12 empty] | Martin |  |  |  | 59901 Grelton 345 kV |  | 2026-06-01 | [6 empty] | 26INR0247 | SS Completed, FIS Started, No IA | NMRE Holdings, LLC | WEST |  | 2023-08-13 | 2023-09-08 | 2023-12-01 | 2023-08-28 |  |  |  | Yes | Not Required | Not Required
ERCOT | Sengun BESS | [5 empty] | BA |  |  |  | OTH |  |  |  | 200.89 | [12 empty] | Nueces |  |  |  | WEST_OSO4A (8484) 138 KV |  | 2026-01-06 | [6 empty] | 26INR0248 | SS Completed, FIS Started, No IA | BRP Blue Topaz 12, LLC | COASTAL |  | 2023-12-20 | 2024-01-03 | 2024-03-29 | 2023-12-18 |  |  |  | No | Not Required | Not Required | Not Required
ERCOT | Duffy BESS | [5 empty] | BA |  |  |  | OTH |  |  |  | 235.9 | [12 empty] | Matagorda |  |  |  | Tap 345kV WAP to STP CKT39 (PTI# 5915-44000 CKT 39) |  | 2026-09-15 | [6 empty] | 26INR0250 | SS Completed, FIS Started, No IA | Duffy Energy Storage LLC | COASTAL |  | 2023-08-14 | 2023-08-21 | 2023-11-17 | 2023-08-08 |  |  |  | No
ERCOT | Neutron Storage | [5 empty] | BA |  |  |  | OTH |  |  |  | 104.36 | [12 empty] | McLennan |  |  |  | Tap 345kV 13405 Trading House - 68090 Sam Switch |  | 2026-10-07 | [6 empty] | 26INR0252 | SS Completed, FIS Started, No IA | Neutron Storage | NORTH |  | 2023-08-21 | 2023-09-08 | 2023-12-01 | 2023-08-21 |  |  |  | No | Not Required | Not Required | Not Required
ERCOT | Goldfinch Solar | [5 empty] | PV |  |  |  | SOL |  |  |  | 150.54 | [12 empty] | Van Zandt |  |  |  | Tap Connection Bus 2485 Poetry Switch – 3223 Shamburger Switch |  | 2027-09-23 | [6 empty] | 26INR0253 | SS Completed, FIS Started, No IA | BT DJ4M Solar, LLC | NORTH | Status Change INA-to-PLN | 2023-09-15 | 2023-09-22 | 2023-12-14 | 2023-09-15 |  |  |  | No | Not Required | Not Required | Not Required
ERCOT | Goldfinch Storage | [5 empty] | BA |  |  |  | OTH |  |  |  | 100.44 | [12 empty] | Van Zandt |  |  |  | Tap Connection Bus 2485 Poetry Switch – 3223 Shamburger Switch |  | 2027-09-23 | [6 empty] | 26INR0254 | SS Completed, FIS Started, No IA | BT DJ4M Solar, LLC | NORTH | Status Change INA-to-PLN | 2023-09-26 | 2023-10-04 | 2023-12-14 | 2023-09-20 |  |  |  | No | Not Required | Not Required | Not Required
ERCOT | Operation Sunshine | [5 empty] | PV |  |  |  | SOL |  |  |  | 602.1 | [12 empty] | Concho |  |  |  | 7077 Amos Creek 345kV |  | 2026-07-01 | [6 empty] | 26INR0255 | SS Completed, FIS Started, No IA | Duck Creek Solar, LLC | WEST |  | 2023-09-29 | 2023-11-14 | 2024-02-09 | 2023-09-27 |  |  |  | No |  |  | Not Required
ERCOT | Camino Ranch Solar 2 SLF | [5 empty] | PV |  |  |  | SOL |  |  |  | 237.21 | [12 empty] | Houston |  |  |  | Tap to Jim English (#3351) – Flat Branch (#3345) 138kV |  | 2027-10-30 | [6 empty] | 26INR0256 | SS Completed, FIS Started, No IA | Camino Ranch Solar Project LLC | NORTH |  | 2023-09-05 | 2024-02-27 | 2024-05-24 | 2024-01-10 |  |  |  | No |  |  | Not Required
ERCOT | Camino Ranch Storage 2 SLF | [5 empty] | BA |  |  |  | OTH |  |  |  | 238.45 | [12 empty] | Houston |  |  |  | Tap to Jim English (#3351) – Flat Branch (#3345) 138kV |  | 2027-10-30 | [6 empty] | 26INR0257 | SS Completed, FIS Started, No IA | Camino Ranch Solar LLC | NORTH |  | 2023-08-23 | 2024-02-02 | 2024-04-29 | 2023-10-12 |  |  |  | No |  |  | Not Required
ERCOT | Running Iron Solar | [5 empty] | PV |  |  |  | SOL |  |  |  | 204.74 | [12 empty] | Matagorda |  |  |  | Tap 138kV Conoco 8138 - Black Cat 80124 |  | 2028-06-01 | [6 empty] | 26INR0258 | SS Completed, FIS Started, No IA | Running Iron Solar, LLC | COASTAL |  | 2023-10-04 | 2023-10-25 | 2024-01-22 | 2023-10-19 |  |  |  | No |  |  | Not Required
ERCOT | Cottontail Energy Center | [5 empty] | BA |  |  |  | OTH |  |  |  | 200.85 | [12 empty] | Colorado |  |  |  | 7258 Glidden Substation 138kV |  | 2027-10-19 | [6 empty] | 26INR0259 | SS Completed, FIS Started, No IA | Mission Clean Energy LLC | SOUTH |  | 2023-10-05 | 2023-10-25 | 2024-01-22 | 2023-10-17 |  |  |  | No |  |  | Not Required
ERCOT | Evans Creek Energy Storage | [5 empty] | BA |  |  |  | OTH |  |  |  | 102.96 | [12 empty] | Val Verde |  |  |  | Comstock 138kV Substation (PSSE Bus #8683) |  | 2028-04-01 | [6 empty] | 26INR0260 | SS Completed, FIS Started, No IA | Evans Creek Energy Storage LLC | WEST |  | 2023-09-13 | 2023-10-25 | 2024-01-22 | 2023-10-19 |  |  |  | No |  |  | Not Required
ERCOT | Bastrop Peaking Generators | [5 empty] | GT |  |  |  | GAS |  |  |  | 1104 | [12 empty] | Bastrop |  |  |  | 7048 L_GARFIE5_1Y 345kV |  | 2026-05-31 | [6 empty] | 26INR0261 | SS Completed, FIS Started, No IA | MPH Bastrop Peakers, LLC | SOUTH |  | 2024-04-09 | 2024-02-02 | 2024-05-01 |  |  |  |  | No
ERCOT | Moccasin Solar | [5 empty] | PV |  |  |  | SOL |  |  |  | 806.8 | [12 empty] | Stonewall |  |  |  | Tapping the 345 kV Line from Kirchhoff (Bus# 60707) to Clear Crossing (Bus# 60515) |  | 2027-07-06 | [6 empty] | 26INR0269 | SS Completed, FIS Started, IA | Swenson Solar LLC | WEST |  | 2023-08-30 | 2023-09-07 | 2023-12-06 | 2023-09-01 |  | Yes | 2024-09-04 | Yes | Not Required | Not Required | Not Required
ERCOT | Momentum Stout BESS | [5 empty] | BA |  |  |  | OTH |  |  |  | 125.5 | [12 empty] | Burnet |  |  |  | 70111 Flat Rock 138kV |  | 2026-04-04 | [6 empty] | 26INR0272 | SS Completed, FIS Started, No IA | Momentum STOUT, LLC | SOUTH |  | 2024-08-13 | 2023-11-14 | 2024-02-09 |  |  |  |  | No |  |  | Not Required
ERCOT | Malala Storage | [5 empty] | BA |  |  |  | OTH |  |  |  | 205.5 | [12 empty] | Dallas |  |  |  | 2434 Seagoville SW 138kV |  | 2027-04-03 | [6 empty] | 26INR0274 | SS Completed, FIS Started, No IA | Malala Storage, LLC | NORTH |  | 2023-10-16 | 2023-10-25 | 2024-01-22 | 2023-10-09 |  |  |  | No |  |  | Not Required
ERCOT | Salt-Lick Solar | [5 empty] | PV |  |  |  | SOL |  |  |  | 510 | [12 empty] | Culberson |  |  |  | Elcor_8 bus # 11198 |  | 2028-06-01 | [6 empty] | 26INR0277 | SS Completed, FIS Started, No IA | Salt-Lick Solar, LLC | WEST |  | 2023-10-04 | 2023-10-13 | 2024-01-10 | 2023-10-02 |  |  |  | No |  |  | Not Required |  |  |  | 2025-10-01 | 2027-04-01
ERCOT | Firebird Solar | [5 empty] | PV |  |  |  | SOL |  |  |  | 100.42 | [12 empty] | Ector |  |  |  | 138 kV 1099 SOUTHWESTERN PORTLAND TAP - 11281 OLSIN SWITCH |  | 2026-12-31 | [6 empty] | 26INR0279 | SS Completed, FIS Started, No IA | TX Firebird SB 6, LLC | WEST |  | 2023-10-31 | 2023-11-14 | 2024-02-09 | 2023-10-31 |  |  |  | No |  |  | Not Required
ERCOT | Pethrus BESS | [5 empty] | BA |  |  |  | OTH |  |  |  | 174.08 | [12 empty] | Wichita |  |  |  | Tap Wichita Falls Switch (#1464) – North Star (#1467) 138 kV Line |  | 2027-04-03 | [6 empty] | 26INR0280 | SS Completed, FIS Started, No IA | Pethrus BESS, LLC | WEST |  | 2023-09-15 | 2023-09-23 | 2023-12-20 | 2023-08-30 |  |  |  | No | Not Required | Not Required | Not Required
ERCOT | SHAWNEE BOTTOM SOLAR | [5 empty] | PV |  |  |  | SOL |  |  |  | 153 | [12 empty] | Nacogdoches |  |  |  | tap 138kV 3319 REDLAND_8 - 3120 NACOGDSE_8 |  | 2026-06-01 | [6 empty] | 26INR0281 | SS Completed, FIS Started, No IA | Shawnee Bottom Solar, LLC | NORTH |  | 2024-06-26 | 2023-09-22 | 2023-12-19 |  |  |  |  | No |  |  | Not Required
ERCOT | Bonaparte BESS | [5 empty] | BA |  |  |  | OTH |  |  |  | 153.67 | [12 empty] | Lee |  |  |  | 7568 Lincoln 138 kV |  | 2026-08-01 | [6 empty] | 26INR0283 | SS Completed, FIS Started, No IA | Bonaparte BESS, LLC | SOUTH |  | 2023-11-07 | 2023-11-14 | 2024-02-09 | 2023-09-06 |  |  |  | No |  |  | Not Required
ERCOT | Hill Valley BESS | [5 empty] | BA |  |  |  | OTH |  |  |  | 245.8 | [12 empty] | Grimes |  |  |  | 345 kV Singleton (#44645) |  | 2026-12-01 | [6 empty] | 26INR0285 | SS Completed, FIS Completed, No IA | Hill Valley BESS, LLC | NORTH |  | 2023-11-09 | 2023-12-04 | 2024-03-01 | 2023-11-10 | 2024-12-03 |  |  | No |  |  | Not Required
ERCOT | Firebird BESS | [5 empty] | BA |  |  |  | OTH |  |  |  | 100.42 | [12 empty] | Ector |  |  |  | 138 kV 1099 SOUTHWESTERN PORTLAND TAP - 11281 OLSIN SWITCH |  | 2026-12-31 | [6 empty] | 26INR0287 | SS Completed, FIS Started, No IA | TX BESS 6, LLC | WEST |  | 2023-10-31 | 2023-11-14 | 2024-02-09 | 2023-10-31 |  |  |  | No | Not Required | Not Required | Not Required
ERCOT | Wadsworth Storage Energy Center | [5 empty] | BA |  |  |  | OTH |  |  |  | 200.8 | [12 empty] | Matagorda |  |  |  | 8115 Wadsworth Substation 138 kV |  | 2026-06-01 | [6 empty] | 26INR0289 | SS Completed, FIS Started, No IA | Nova Clean Energy Real Estate, LLC | COASTAL |  | 2023-10-09 | 2023-10-25 | 2024-01-22 | 2023-10-10 |  |  |  | No | Not Required | Not Required
ERCOT | Cold Creek Solar 2 | [5 empty] | PV |  |  |  | SOL |  |  |  | 445.41 | [12 empty] | Schleicher |  |  |  | Tap 345kV line Big Hill (#76003) - Twin Buttes (#76009) |  | 2026-12-31 | [6 empty] | 26INR0290 | SS Completed, FIS Started, No IA | Cold Creek Solar LLC | WEST |  | 2023-11-07 | 2023-12-18 | 2024-03-01 | 2023-11-07 |  |  |  | No |  |  | Not Required
ERCOT | Cold Creek Storage 2 | [5 empty] | BA |  |  |  | OTH |  |  |  | 174.24 | [12 empty] | Schleicher |  |  |  | Tap 345kV line Big Hill (#76003) - Twin Buttes (#76009) |  | 2026-12-31 | [6 empty] | 26INR0291 | SS Completed, FIS Started, No IA | Cold Creek Solar LLC | WEST |  | 2023-11-02 | 2023-12-04 | 2024-03-01 | 2023-11-02 |  |  |  | No |  |  | Not Required
ERCOT | Firefly Power | [5 empty] | BA |  |  |  | OTH |  |  |  | 401.18 | [12 empty] | Tarrant |  |  |  | 1880 Rocky Creek 345kV |  | 2027-04-15 | [6 empty] | 26INR0293 | SS Completed, FIS Started, No IA | Firefly Power LLC | NORTH |  | 2024-02-05 | 2024-02-27 | 2024-05-24 | 2024-01-23 |  |  |  | No | Not Required | Not Required | Not Required
ERCOT | Longleaf Power Station | [5 empty] | GT |  |  |  | GAS |  |  |  | 612 | [12 empty] | Angelina |  |  |  | Redland Substation (# 3321) |  | 2026-06-01 | [6 empty] | 26INR0294 | SS Completed, FIS Completed, No IA | WattBridge Texas Holding, LLC | NORTH |  | 2023-10-04 | 2023-10-13 | 2024-01-09 | 2023-10-04 | 2024-10-22 | No |  | No | Not Required | Not Required
ERCOT | Trinity Hills BESS SLF | [5 empty] | BA |  |  |  | OTH |  |  |  | 27 | [12 empty] | Archer |  |  |  | To the 345 kV Garvey Road Switch (#17002) |  | 2026-04-14 | [6 empty] | 26INR0295 | SS Completed, FIS Started, No IA | Phoenix Battery Storage, LLC | WEST |  | 2023-11-13 | 2023-11-30 | 2024-02-26 | 2023-11-03 |  |  |  | No |  |  | Not Required
ERCOT | Sherbino II BESS SLF | [5 empty] | BA |  |  |  | OTH |  |  |  | 77.37 | [12 empty] | Pecos |  |  |  | 38430 TNMP White baker Switching Station 138kV |  | 2025-11-08 | [6 empty] | 26INR0296 | SS Completed, FIS Started, IA | Phoenix Battery Storage, LLC | WEST |  | 2023-11-19 | 2023-11-30 | 2024-02-27 | 2023-11-16 |  |  | 2024-08-01 | Yes |  |  | Not Required
ERCOT | Buzzi Maryneal Wind Project | [5 empty] | WT |  |  |  | WIN |  |  |  | 18 | [12 empty] | Nolan |  |  |  | 1413 SWEETCRK-9 |  | 2026-01-02 | [6 empty] | 26INR0297 | SS Completed, FIS Started, No IA | Buzzi Unicem USA | WEST |  | 2023-10-02 | 2023-10-25 | 2024-01-22 | 2023-10-16 |  |  |  | No | Not Required | Not Required | Not Required
ERCOT | Whitewright Solar 2 | [5 empty] | PV |  |  |  | SOL |  |  |  | 301.69 | [12 empty] | Grayson |  |  |  | Tap 345kV 1729 Valley South – Anna Switch 2373 |  | 2028-05-02 | [6 empty] | 26INR0300 | SS Completed, FIS Started, No IA | SunWR, LLC | NORTH |  | 2023-11-07 | 2023-12-18 | 2024-03-15 | 2023-11-07 |  |  |  | No |  |  | Not Required
ERCOT | Bhalu Storage | [5 empty] | BA |  |  |  | OTH |  |  |  | 205.5 | [12 empty] | Howard |  |  |  | Tap 138kV Bulldog (#23833) – Elbow (#23834) |  | 2027-03-03 | [6 empty] | 26INR0301 | SS Completed, FIS Started, No IA | Bhalu Storage, LLC | WEST |  | 2023-10-23 | 2023-10-30 | 2024-01-26 | 2023-10-23 |  |  |  | No | Not Required | Not Required | Not Required
ERCOT | Carolina Storage Young County | [5 empty] | BA |  |  |  | OTH |  |  |  | 104.4 | [12 empty] | Young |  |  |  | TAP 138 KV BUS AND CREAT NEW BUS BETWEEN MURRAY (792) AND GRAHAM SES (1431) COUNTY : YOUNG |  | 2027-09-22 | [6 empty] | 26INR0302 | SS Completed, FIS Started, No IA | CSE STORAGE, LLC | WEST |  | 2024-01-02 | 2024-02-27 | 2024-05-20 | 2024-02-12 |  |  |  | No | Not Required | Not Required | Not Required
ERCOT | JUNIPERUSSS | [5 empty] | PV |  |  |  | SOL |  |  |  | 80.33 | [12 empty] | Hopkins |  |  |  | TAP CASHSW_T5 (2464) -SULSP_SS1_5 (1697) |  | 2027-04-23 | [6 empty] | 26INR0304 | SS Completed, FIS Started, No IA | BLUE STONE RENEWABLE XXI LLC | NORTH |  | 2024-01-05 | 2024-01-11 | 2024-04-08 | 2024-01-04 |  |  |  | No | Not Required | Not Required | Not Required
ERCOT | Nautilus Heavy Storage | [5 empty] | BA |  |  |  | OTH |  |  |  | 256.24 | [12 empty] | San Patricio |  |  |  | 8422 Dupont 138kV |  | 2027-12-31 | [6 empty] | 26INR0306 | SS Completed, FIS Started, No IA | Nautilus Heavy Storage, LLC | COASTAL | COD | 2023-12-11 | 2023-12-20 | 2024-03-15 | 2023-12-01 |  |  |  | No |  |  | Not Required
ERCOT | Solace Storage | [5 empty] | BA |  |  |  | OTH |  |  |  | 321.02 | [12 empty] | Haskell |  |  |  | tap 345kV 1430 Graham - 1048 Tonkawas |  | 2026-07-23 | [6 empty] | 26INR0309 | SS Completed, FIS Started, No IA | IP Quantum BESS, LLC | WEST |  | 2024-02-27 | 2024-03-22 | 2024-06-19 | 2024-02-22 |  |  |  | No |  |  | Not Required
ERCOT | Quantum Storage | [5 empty] | BA |  |  |  | OTH |  |  |  | 321.06 | [12 empty] | Haskell |  |  |  | 60089 Kilby Switching Station 345kV |  | 2026-06-30 | [6 empty] | 26INR0310 | SS Completed, FIS Started, IA | IP Quantum II BESS, LLC | WEST | COD | 2024-02-28 | 2024-03-22 | 2024-06-19 | 2024-02-22 |  |  | 2023-10-26 | No |  |  | Not Required
ERCOT | Senator Aggreko Solar | [5 empty] | PV |  |  |  | SOL |  |  |  | 251 | [12 empty] | Maverick |  |  |  | 138 kV Rosita Creek Substation (#78015) |  | 2026-10-31 | [6 empty] | 26INR0311 | SS Completed, FIS Started, No IA | Senator Aggreko Solar LLC | SOUTH |  | 2024-01-30 | 2024-02-02 | 2024-01-08 | 2023-10-18 |  |  |  | No |  |  | Not Required
ERCOT | Senator Aggreko Storage | [5 empty] | BA |  |  |  | OTH |  |  |  | 153.1 | [12 empty] | Maverick |  |  |  | 138 kV Rosita Creek Substation (#78015) |  | 2026-10-31 | [6 empty] | 26INR0312 | SS Completed, FIS Started, No IA | Senator Aggreko Storage LLC | SOUTH |  | 2023-11-09 | 2023-11-14 | 2024-01-08 | 2023-10-25 |  |  |  | No |  |  | Not Required
ERCOT | Edens Solar | [5 empty] | PV |  |  |  | SOL |  |  |  | 70.37 | [12 empty] | Hill |  |  |  | Tap 69kV 3532 Itasca - 3523 Hillsboro |  | 2027-04-12 | [6 empty] | 26INR0313 | SS Completed, FIS Started, No IA | Hill PV, LLC | NORTH |  | 2023-10-18 | 2023-10-25 | 2024-01-22 | 2023-10-20 |  |  |  | No |  |  | Not Required
ERCOT | Brazos River BESS | [5 empty] | BA |  |  |  | OTH |  |  |  | 180.36 | [12 empty] | Brazoria |  |  |  | Tap 138kV 39530 West Colombia LOCAL TNP - 39560 ANGLETON TNP |  | 2026-12-31 | [6 empty] | 26INR0314 | SS Completed, FIS Completed, No IA | Brazos River BESS LLC | COASTAL |  | 2024-05-31 | 2023-10-04 | 2024-01-01 |  | 2024-11-04 |  |  | No | Not Required | Not Required | Not Required
ERCOT | Pinnacle Point Energy Storage | [5 empty] | BA |  |  |  | OTH |  |  |  | 101.3 | [12 empty] | Harris |  |  |  | Tap Highlands (Bus # 40812) - HANEY ( BUS # 40790) 138 kV |  | 2027-06-01 | [6 empty] | 26INR0317 | SS Completed, FIS Started, No IA | GCI Pinnacle Point, LLC | HOUSTON |  | 2023-11-07 | 2023-11-14 | 2024-01-08 | 2023-11-08 |  |  |  | No | Not Required | Not Required | Not Required
ERCOT | Sandford Solar | [5 empty] | PV |  |  |  | SOL |  |  |  | 126.18 | [12 empty] | Wise |  |  |  | Tap 345kV Bird Dog (Bus #11736) - Jacksboro (Bus #1429) |  | 2028-08-15 | [6 empty] | 26INR0318 | SS Completed, FIS Started, No IA | BT Sandford Solar, LLC | NORTH |  | 2023-12-20 | 2024-01-03 | 2024-03-29 | 2023-12-12 |  |  |  | No | Not Required | Not Required | Not Required
ERCOT | Sandford Storage | [5 empty] | BA |  |  |  | OTH |  |  |  | 100.93 | [12 empty] | Wise |  |  |  | Tap 345kV Bird Dog (Bus #11736) - Jacksboro (Bus #1429) |  | 2028-08-15 | [6 empty] | 26INR0319 | SS Completed, FIS Started, No IA | BT Sandford Solar, LLC | NORTH |  | 2023-12-18 | 2024-01-03 | 2024-03-29 | 2023-12-12 |  |  |  | No | Not Required | Not Required | Not Required
ERCOT | Augite Storage | [5 empty] | BA |  |  |  | OTH |  |  |  | 151.41 | [12 empty] | Starr |  |  |  | tap 138kV 8798 La Grulla - 8355 Goodwin |  | 2027-12-30 | [6 empty] | 26INR0320 | SS Completed, FIS Started, No IA | BT Augite Storage, LLC | SOUTH |  | 2024-01-15 | 2024-02-02 | 2024-05-01 | 2024-01-15 |  |  |  | No | Not Required | Not Required | Not Required
ERCOT | Windmill Ridge Storage | [5 empty] | BA |  |  |  | OTH |  |  |  | 151.4 | [12 empty] | Brazoria |  |  |  | Angleton (Bus #42110) - West Columbia Local (Bus #43381) 138 kV Substation |  | 2026-12-31 | [6 empty] | 26INR0321 | SS Completed, FIS Completed, No IA | BT WMR Storage, LLC | COASTAL |  | 2023-11-07 | 2023-11-14 | 2024-01-08 | 2023-11-03 | 2024-07-29 |  |  | No |  |  | Not Required
ERCOT | Kobernat Solar | [5 empty] | PV |  |  |  | SOL |  |  |  | 100.54 | [12 empty] | Starr |  |  |  | A DIRECT CONNECTION TO A NEW SWITCHING STATION ON THE AEP TEXAS CENTRAL OWNED GARZA (BUS #8399) - LISTON (BUS #8394) 138 KV LINE |  | 2026-12-30 | [6 empty] | 26INR0322 | SS Completed, FIS Started, No IA | BT Kobernat Solar, LLC | SOUTH |  | 2024-01-11 | 2024-02-02 | 2024-04-29 | 2024-01-11 |  |  |  | No |  |  | Not Required
ERCOT | Kobernat Storage | [5 empty] | BA |  |  |  | OTH |  |  |  | 51.46 | [12 empty] | Starr |  |  |  | A DIRECT CONNECTION TO A NEW SWITCHING STATION ON THE AEP TEXAS CENTRAL OWNED GARZA (BUS #8399) - LISTON - (BUS #8394) 138 KV LINE |  | 2026-12-30 | [6 empty] | 26INR0323 | SS Completed, FIS Started, No IA | BT Kobernat Solar, LLC | SOUTH |  | 2024-01-16 | 2024-02-02 | 2024-04-29 | 2024-01-16 |  |  |  | No |  |  | Not Required
ERCOT | Misty Hollow BESS | [5 empty] | BA |  |  |  | OTH |  |  |  | 245.8 | [12 empty] | Grimes |  |  |  | 345 kV Singleton (#44645) |  | 2026-12-01 | [6 empty] | 26INR0324 | SS Completed, FIS Started, No IA | Clear Fork BESS, LLC | NORTH |  | 2023-12-06 | 2023-12-20 | 2024-03-15 | 2023-12-06 |  |  |  | No | Not Required | Not Required | Not Required
ERCOT | Leaning Tree BESS | [5 empty] | BA |  |  |  | OTH |  |  |  | 256.1 | [12 empty] | Throckmorton |  |  |  | To Tap 345 kV Thomas Price Switch (Bus# 11523) to Clear Crossing (Bus# 60515) Line |  | 2027-02-13 | [6 empty] | 26INR0326 | SS Completed, FIS Started, No IA | RamZ BESS, LLC | WEST |  | 2023-11-20 | 2023-11-30 | 2024-02-27 | 2023-11-15 |  |  |  | No | Not Required | Not Required | Not Required
ERCOT | Sleepy Hollow BESS | [5 empty] | BA |  |  |  | OTH |  |  |  | 123.1 | [12 empty] | Throckmorton |  |  |  | Tap 138 kV 792 Murray - 6169 Paint Creek |  | 2027-02-13 | [6 empty] | 26INR0327 | SS Completed, FIS Started, No IA | Sleepy Hollow BESS, LLC | WEST |  | 2023-11-30 | 2023-11-30 | 2024-02-27 | 2023-11-15 |  |  |  | No | Not Required | Not Required | Not Required
ERCOT | Yorktown BESS | [5 empty] | BA |  |  |  | OTH |  |  |  | 150.49 | [12 empty] | DeWitt |  |  |  | (#78575) LCRA Yorktown 138 kV |  | 2026-12-16 | [6 empty] | 26INR0328 | SS Completed, FIS Started, No IA | Navitas Energy LLC | SOUTH |  | 2023-10-18 | 2023-10-25 | 2024-01-22 | 2023-10-10 |  |  |  | No |  |  | Not Required
ERCOT | Pianissimo BESS II | [5 empty] | BA |  |  |  | OTH |  |  |  | 201.08 | [12 empty] | Wise |  |  |  | LEO Substation (#685) |  | 2026-09-14 | [6 empty] | 26INR0329 | SS Started, FIS Started, No IA | Pianissimo Storage, LLC | NORTH |  | 2024-10-07 | 2024-11-19 |  | 2024-10-29 |  |  |  | No
ERCOT | Alamo City BESS | [5 empty] | BA |  |  |  | OTH |  |  |  | 128.12 | [12 empty] | Bexar |  |  |  | Tap 138kV 5294 Martinez - 5110 JT Deely |  | 2027-07-01 | [6 empty] | 26INR0330 | SS Completed, FIS Started, No IA | ALAMO CITY ESS LLC | SOUTH |  | 2024-02-21 | 2024-02-27 | 2024-05-24 |  |  |  |  | No |  |  | Not Required
ERCOT | RUSH ESS | [5 empty] | BA |  |  |  | OTH |  |  |  | 202.7 | [12 empty] | Bexar |  |  |  | Tap 345 kV 5231 HOWARD_5 – 5400 SPRUCE |  | 2027-07-01 | [6 empty] | 26INR0331 | SS Completed, FIS Started, No IA | OCI Solar Power LLC | SOUTH |  | 2024-02-20 | 2023-11-30 | 2024-01-16 |  |  |  |  | No |  |  | Not Required
ERCOT | VERTUS ENERGY STORAGE | [5 empty] | BA |  |  |  | OTH |  |  |  | 401.4 | [12 empty] | Galveston |  |  |  | Bus Name: TnMainland1, Bus Number: 38830, |  | 2026-02-01 | [6 empty] | 26INR0333 | SS Completed, FIS Completed, IA | VERTUS ENERGY STORAGE LLC | HOUSTON |  | 2023-10-10 | 2023-10-13 | 2024-01-10 | 2023-10-10 | 2024-09-09 |  | 2024-03-27 | Yes |  |  | Not Required
ERCOT | TOCE TX BESS 2 | [5 empty] | BA |  |  |  | OTH |  |  |  | 523.38 | [12 empty] | Wharton |  |  |  | Tap 44200 Hillje - 44000 WA Parrish 345 kV |  | 2027-08-01 | [6 empty] | 26INR0334 | SS Completed, FIS Started, No IA | TOCE TX BESS 2, LLC | SOUTH |  | 2024-01-22 | 2024-02-02 | 2024-04-29 | 2024-01-23 |  |  |  | No | Not Required | Not Required | Not Required
ERCOT | SOUTHERN SELECT ENERGY STORAGE | [5 empty] | BA |  |  |  | OTH |  |  |  | 404.3 | [12 empty] | Galveston |  |  |  | Bus Name: TNHEIGHTS_1 Bus Number: 38740 |  | 2026-02-01 | [6 empty] | 26INR0340 | SS Completed, FIS Completed, No IA | SOUTHERN SELECT ENERGY STORAGE LLC | HOUSTON |  | 2023-10-16 | 2023-10-25 | 2024-01-22 | 2023-10-12 | 2024-10-22 |  |  | No |  |  | Not Required
ERCOT | Megamouth Energy Storage | [5 empty] | BA |  |  |  | OTH |  |  |  | 101.3 | [12 empty] | Harris |  |  |  | 42750 Mykawa 138 kV |  | 2026-09-01 | [6 empty] | 26INR0341 | SS Completed, FIS Started, No IA | GCI Megamouth, LLC | HOUSTON |  | 2024-03-11 | 2024-03-22 | 2024-06-19 | 2024-03-11 |  |  |  | No |  |  | Not Required
ERCOT | Stinger Energy Storage | [5 empty] | BA |  |  |  | OTH |  |  |  | 200.8 | [12 empty] | Harris |  |  |  | Tap Atascocita 138kV Substation (Bus # 40130) - Lake Houston (Bus #40820) |  | 2028-03-01 | [6 empty] | 26INR0343 | SS Completed, FIS Started, No IA | Stinger Energy Storage LLC | HOUSTON |  | 2023-11-02 | 2023-11-14 | 2024-01-08 | 2023-11-02 |  |  |  | No |  |  | Not Required
ERCOT | Kendall BESS | [5 empty] | BA |  |  |  | OTH |  |  |  | 0 | [12 empty] | Kendall |  |  |  | #7046 Kendall 345kV |  | 2027-07-01 | [6 empty] | 26INR0344 | SS Completed, FIS Started, No IA | Kendall Energy Storage LLC | SOUTH |  | 2024-08-05 | 2023-11-14 | 2024-01-16 |  |  |  |  | No |  |  | Not Required
ERCOT | NET Power Demonstration plant | [5 empty] | GT |  |  |  | GAS |  |  |  | 25.5 | [12 empty] | Harris |  |  |  | 42360 Mirage POI 8 138kV |  | 2027-03-15 | [6 empty] | 26INR0345 | SS Completed, FIS Started, No IA | NET Power LLC | HOUSTON |  | 2024-09-03 | 2023-12-20 | 2024-03-08 | 2024-09-03 |  |  |  | No
ERCOT | Midfield PV Project SLF | [5 empty] | PV |  |  |  | SOL |  |  |  | 150 | [12 empty] | Matagorda |  |  |  | Tap 138kV 8121 Blessing - 8125 Lolita |  | 2027-12-01 | [6 empty] | 26INR0347 | SS Completed, FIS Started, No IA | HQC Solar Holdings 1, LLC | COASTAL |  | 2023-11-13 | 2023-12-04 | 2024-02-27 | 2023-11-28 |  |  |  | No |  |  | Not Required
ERCOT | ARTIO ENERGY STORAGE | [5 empty] | BA |  |  |  | OTH |  |  |  | 205.94 | [12 empty] | Collin |  |  |  | Farmersville 345kV Substation (PSSE BUS # 1685) |  | 2028-10-01 | [6 empty] | 26INR0349 | SS Completed, FIS Started, No IA | Artio Energy Storage LLC | NORTH |  | 2023-10-30 | 2023-11-14 | 2024-02-08 | 2023-10-30 |  |  |  | No | Not Required | Not Required | Not Required
ERCOT | Jack County III – 138 kV | [5 empty] | GT |  |  |  | GAS |  |  |  | 660 | [12 empty] | Jack |  |  |  | 579 JACK COUNTY 138kV |  | 2026-05-01 | [6 empty] | 26INR0350 | SS Completed, FIS Started, No IA | Jack County Power Development, LLC | NORTH |  | 2023-12-23 | 2023-11-14 | 2024-02-08 |  |  |  |  | No
ERCOT | Jack County III – 345 kV | [5 empty] | GT |  |  |  | GAS |  |  |  | 660 | [12 empty] | Jack |  |  |  | Substation Name: JACK COUNTY 2 PLANT STATION CODE: JCKCNTY2 BUS NUMBER: 575 |  | 2027-07-01 | [6 empty] | 26INR0351 | SS Completed, FIS Started, No IA | Jack County Power Development, LLC | NORTH |  | 2024-01-03 | 2023-11-14 | 2024-02-08 |  |  |  |  | No
ERCOT | Pleiades Storage | [5 empty] | BA |  |  |  | OTH |  |  |  | 205.5 | [12 empty] | Glasscock |  |  |  | Tap 138kV Einstein 23852 - 10043 St. Lawrence |  | 2027-09-29 | [6 empty] | 26INR0355 | SS Completed, FIS Started, No IA | Pleiades Storage, LLC | WEST |  | 2024-03-06 | 2024-03-22 | 2024-06-19 | 2024-02-23 |  |  |  | No |  |  | Not Required
ERCOT | Saluga Ranch Storage | [5 empty] | BA |  |  |  | OTH |  |  |  | 105.98 | [12 empty] | Dimmit |  |  |  | Asherton 8283 - Big wells 8613 -138 kV |  | 2026-07-31 | [6 empty] | 26INR0356 | SS Completed, FIS Started, No IA | Saluga Ranch Energy, LLC | SOUTH |  | 2024-01-08 | 2024-02-02 | 2024-04-29 | 2024-01-08 |  |  |  | No |  |  | Not Required
ERCOT | Operation Sunshine Storage | [5 empty] | BA |  |  |  | OTH |  |  |  | 409.5 | [12 empty] | Concho |  |  |  | 7077 Amos Creek 345kV |  | 2026-07-01 | [6 empty] | 26INR0357 | SS Completed, FIS Started, No IA | Duck Creek Storage, LLC | WEST |  | 2024-01-17 | 2024-02-02 | 2024-02-09 | 2024-01-18 |  |  |  | No |  |  | Not Required
ERCOT | Uva Creek Solar | [5 empty] | PV |  |  |  | SOL |  |  |  | 302.16 | [12 empty] | Borden |  |  |  | Tap 345 kV 59905 Faraday - 59900 Long Draw |  | 2028-08-25 | [6 empty] | 26INR0359 | SS Completed, FIS Started, IA | Grape Creek Solar, LLC | WEST |  | 2023-12-18 | 2024-02-27 | 2024-05-20 | 2024-02-06 |  |  | 2024-10-30 | Yes | Not Required | Not Required | Not Required
ERCOT | Midfield BESS Project SLF | [5 empty] | BA |  |  |  | OTH |  |  |  | 0 | [12 empty] | Matagorda |  |  |  | Tap 138kV 8121 Blessing - 8125 Lolita |  | 2027-12-01 | [6 empty] | 26INR0362 | SS Completed, FIS Started, No IA | HQC Solar Holdings 1, LLC | COASTAL |  | 2024-04-09 | 2024-05-20 | 2024-07-22 | 2024-05-07 |  |  |  | No |  |  | Not Required
ERCOT | Pollo Pinto Solar | [5 empty] | PV |  |  |  | SOL |  |  |  | 150.8 | [12 empty] | Palo Pinto |  |  |  | Tap 138kV 331 RWMILLER - 320 JAYBIRD |  | 2027-08-15 | [6 empty] | 26INR0364 | SS Completed, FIS Started, No IA | TX Palo Pinto SB 6, LLC | NORTH |  | 2023-12-11 | 2024-02-27 | 2024-05-20 | 2024-02-26 |  |  |  | No |  |  | Not Required
ERCOT | BLACK BEAR SOLAR | [5 empty] | PV |  |  |  | SOL |  |  |  | 102.9 | [12 empty] | Crockett |  |  |  | #6564 ILLN4A 138 KV |  | 2028-06-01 | [6 empty] | 26INR0365 | SS Completed, FIS Started, No IA | ESCONDIDO DRAW RESOURCES, LLC | WEST |  | 2024-06-19 | 2023-12-04 | 2024-03-04 |  |  |  |  | No |  |  | Not Required
ERCOT | BLACK BEAR BESS | [5 empty] | BA |  |  |  | OTH |  |  |  | 51.2 | [12 empty] | Crockett |  |  |  | #6564 ILLN4A 138kV |  | 2028-06-01 | [6 empty] | 26INR0366 | SS Completed, FIS Started, No IA | ESCONDIDO DRAW RESOURCES, LLC | WEST |  | 2024-06-19 | 2023-12-04 | 2024-03-04 |  |  |  |  | No |  |  | Not Required
ERCOT | Austin Bayou Solar II | [5 empty] | PV |  |  |  | SOL |  |  |  | 401.8 | [12 empty] | Brazoria |  |  |  | Tap 345 kV Savannah 43180 - Seabreeze 43020 ckt #27 |  | 2027-06-01 | [6 empty] | 26INR0367 | SS Completed, FIS Started, No IA | Austin Bayou Solar, LLC | COASTAL |  | 2024-03-06 | 2024-03-29 | 2024-06-25 | 2024-03-15 |  |  |  | No |  |  | Not Required
ERCOT | Centennial Solar | [5 empty] | PV |  |  |  | SOL |  |  |  | 61.36 | [12 empty] | Menard |  |  |  | Tap 138kV 6364 YELLOW JACKET - 76390 FORT MASON |  | 2027-11-30 | [6 empty] | 26INR0372 | SS Completed, FIS Started, No IA | Centennial AD 8 LLC | WEST |  | 2023-12-09 | 2024-01-03 | 2024-03-22 | 2023-12-22 |  |  |  | No |  |  | Not Required
ERCOT | Cobra Clean Energy Center | [5 empty] | BA |  |  |  | OTH |  |  |  | 100.4 | [12 empty] | Brazoria |  |  |  | looped on circuit 04 between Mustang Bayou (#42960) and Hudson (#42100) |  | 2027-10-08 | [6 empty] | 26INR0374 | SS Completed, FIS Started, No IA | Cobra Clean Energy Center LLC | COASTAL |  | 2024-07-09 | 2024-02-02 | 2024-05-01 |  |  |  |  | No |  |  | Not Required
ERCOT | Avalon BESS | [5 empty] | BA |  |  |  | OTH |  |  |  | 522.12 | [12 empty] | Fort Bend |  |  |  | Tapping the 345 kV Line from Smithers (Bus# 44650) to Bellaire (Bus# 47000). |  | 2026-12-01 | [6 empty] | 26INR0375 | SS Completed, FIS Completed, No IA | Avalon BESS, LLC | HOUSTON |  | 2023-12-06 | 2023-12-20 | 2024-03-08 | 2023-11-30 | 2024-05-20 | Yes |  | No |  |  | Not Required
ERCOT | Blackcat Storage | [5 empty] | BA |  |  |  | OTH |  |  |  | 200.59 | [12 empty] | Matagorda |  |  |  | 138kV Blackcat Substation (#80124) |  | 2026-04-06 | [6 empty] | 26INR0376 | SS Completed, FIS Started, No IA | Matagorda ESS, LLC | COASTAL |  | 2024-01-02 | 2024-01-11 | 2024-04-08 | 2023-11-30 |  |  |  | No | Not Required | Not Required | Not Required
ERCOT | Ridley Solar SLF | [5 empty] | PV |  |  |  | SOL |  |  |  | 200.81 | [12 empty] | Refugio |  |  |  | Tap 138kV 8912 Medio Creek - 8920 HAISLEY |  | 2029-03-23 | [6 empty] | 26INR0377 | SS Completed, FIS Started, No IA | Ridley Solar Project, LLC | COASTAL |  | 2024-06-12 | 2024-07-01 | 2024-09-27 | 2024-06-12 |  |  |  | No |  |  | Not Required
ERCOT | Larimar Solar | [5 empty] | PV |  |  |  | SOL |  |  |  | 150.91 | [12 empty] | Bee |  |  |  | Tap 138 kV 8186 KENEDYSW4A ‐ 8590 TULETA4A |  | 2026-12-18 | [6 empty] | 26INR0378 | SS Completed, FIS Started, No IA | BT S7 Solar, LLC | SOUTH |  | 2023-12-18 | 2024-01-11 | 2024-04-05 | 2024-01-05 |  |  |  | No |  |  | Not Required
ERCOT | Pepper Solar Farm | [5 empty] | PV |  |  |  | SOL |  |  |  | 120.69 | [12 empty] | McLennan |  |  |  | Tap 345kV 3405 THOUSE__5 - 3406 ELM_MOTT_5 |  | 2027-07-01 | [6 empty] | 26INR0380 | SS Completed, FIS Started, No IA | Pepper Solar Farm LLC | NORTH |  | 2024-02-21 | 2024-02-27 | 2024-05-20 | 2024-02-22 |  |  |  | No |  |  | Not Required
ERCOT | Larimar Storage | [5 empty] | BA |  |  |  | OTH |  |  |  | 100.91 | [12 empty] | Bee |  |  |  | A DIRECT CONNECTION TO A NEW SWITCHING STATION ON THE KENEDYSW4A (BUS #8186) ‐ TULETA4A (BUS #8590) 138 KV LINE |  | 2026-12-18 | [6 empty] | 26INR0383 | SS Completed, FIS Started, No IA | BT S7 Solar, LLC | SOUTH |  | 2023-12-15 | 2024-01-11 | 2024-03-19 | 2024-01-05 |  |  |  | No |  |  | Not Required
ERCOT | Olsovksy Storage | [5 empty] | BA |  |  |  | OTH |  |  |  | 151.42 | [12 empty] | Hill |  |  |  | Tap 345kV 68035 Helix - 68091 Navarro |  | 2026-12-18 | [6 empty] | 26INR0384 | SS Completed, FIS Started, No IA | BT Sky Storage, LLC | NORTH |  | 2023-12-18 | 2024-01-11 | 2024-04-08 | 2024-01-09 |  |  |  | No | Not Required | Not Required | Not Required
ERCOT | Aggie Solar Project SLF | [5 empty] | PV |  |  |  | SOL |  |  |  | 103.7 | [12 empty] | Reeves |  |  |  | POI: COYOTE SPRINGS SUBSTATION - 138KV BUS NUMBER : 38113 COUNTY : REEVES POI LOCATION: 31.396675, -103.6252777 |  | 2026-12-31 | [6 empty] | 26INR0388 | SS Completed, FIS Started, No IA | reNRG TX 8 LLC | WEST |  | 2024-01-17 | 2024-02-02 | 2024-04-29 | 2023-12-08 |  |  |  | No | Not Required | Not Required | Not Required
ERCOT | AGGIE STORAGE PROJECT SLF | [5 empty] | BA |  |  |  | OTH |  |  |  | 0 | [12 empty] | Reeves |  |  |  | POI: COYOTE SPRINGS SUBSTATION - 138KV BUS NUMBER: 38113 POI LOCATION: 31.396675, -103.6252777 COUNTY: REEVES |  | 2026-12-31 | [6 empty] | 26INR0389 | SS Completed, FIS Started, No IA | reNRG TX 8 LLC | WEST |  | 2024-01-17 | 2024-02-02 | 2024-04-29 | 2023-12-08 |  |  |  | No | Not Required | Not Required | Not Required
ERCOT | Jumping Cactus Storage | [5 empty] | BA |  |  |  | OTH |  |  |  | 125.37 | [12 empty] | Duval |  |  |  | 138 kV Zenaida Bus# 80043 |  | 2027-09-30 | [6 empty] | 26INR0391 | SS Completed, FIS Started, No IA | Dove Run Solar Project, LLC | SOUTH |  | 2024-01-03 | 2024-01-11 | 2024-03-19 | 2023-12-19 |  |  |  | No |  |  | Not Required
ERCOT | Dove Wing Storage | [5 empty] | BA |  |  |  | OTH |  |  |  | 122.41 | [12 empty] | Duval |  |  |  | Tap 138kV 8510 Falfurriass - 8695 Crestonio |  | 2028-07-31 | [6 empty] | 26INR0393 | SS Completed, FIS Started, No IA | Dove Run Solar Project, LLC | SOUTH |  | 2024-01-13 | 2024-02-07 | 2024-04-29 | 2024-01-05 |  |  |  | No |  |  | Not Required
ERCOT | Timber Cove Storage SLF | [5 empty] | BA |  |  |  | OTH |  |  |  | 0 | [12 empty] | Freestone |  |  |  | Tap 138 kV 212 Winkler - 3510 Pin Oak |  | 2027-04-01 | [6 empty] | 26INR0394 | SS Completed, FIS Started, No IA | Freestone Solar, LLC | NORTH |  | 2024-01-04 | 2024-01-11 | 2024-04-08 | 2023-12-18 |  |  |  | No |  |  | Not Required
ERCOT | Kodiak AGR1 | [5 empty] | OT |  |  |  | OIL |  |  |  | 132 | [12 empty] | Reeves |  |  |  | 38113 TNCOYOTSPG1 |  | 2027-06-15 | [6 empty] | 26INR0396 | SS Completed, FIS Started, No IA | Hunt Energy Network, LLC | WEST |  | 2024-10-03 | 2024-02-27 | 2024-05-28 |  |  |  |  | No
ERCOT | Buffalo Creek BESS | [5 empty] | BA |  |  |  | OTH |  |  |  | 251.4 | [12 empty] | Fort Bend |  |  |  | 44090 Cedar Creek 345kV |  | 2026-06-01 | [6 empty] | 26INR0405 | SS Completed, FIS Started, IA | Old 300 Storage Center, LLC | HOUSTON |  | 2024-03-12 | 2024-03-22 | 2024-06-19 | 2024-03-07 |  |  | 2024-10-02 | No |  |  | Not Required
ERCOT | Rock Creek BESS | [5 empty] | BA |  |  |  | OTH |  |  |  | 251.05 | [12 empty] | Kendall |  |  |  | 7150 Kendall 138kV |  | 2026-12-01 | [6 empty] | 26INR0407 | SS Completed, FIS Started, No IA | Flat Rock Energy Center, LLC | SOUTH |  | 2024-02-22 | 2024-02-27 | 2024-05-24 | 2024-02-27 |  |  |  | No |  |  | Not Required
ERCOT | Liatris Flexible Gas | [5 empty] | GT |  |  |  | GAS |  |  |  | 204.71 | [12 empty] | Brazoria |  |  |  | Tap 138 kV (42980) Nash - (44010) WA Parish CKT02 |  | 2026-12-31 | [6 empty] | 26INR0408 | SS Completed, FIS Started, No IA | Stone Creek Peaker LLC | COASTAL |  | 2024-02-06 | 2024-03-22 | 2024-06-19 | 2024-03-06 |  |  |  | No
ERCOT | Lucky 7 Solar | [5 empty] | PV |  |  |  | SOL |  |  |  | 100.8 | [12 empty] | Hopkins |  |  |  | Tap 345kV 1697 SULPHUR SPRINGS SWITCH - 2464 CASH SWITCH |  | 2027-09-04 | [6 empty] | 26INR0409 | SS Completed, FIS Started, No IA | OCI SOLAR POWER LLC | NORTH |  | 2024-03-06 | 2024-03-22 | 2024-06-19 | 2024-02-29 |  |  |  | No |  |  | Not Required
ERCOT | Prost ESS | [5 empty] | BA |  |  |  | OTH |  |  |  | 202.7 | [12 empty] | Austin |  |  |  | Tap 138kV L_PISEK_8_1Y (#7296) - L_WELCOM8_1Y(#7577) |  | 2027-07-01 | [6 empty] | 26INR0410 | SS Completed, FIS Started, No IA | Prost ESS LLC | SOUTH |  | 2024-02-12 | 2024-02-27 | 2024-05-20 | 2024-02-12 |  |  |  | No |  |  | Not Required
ERCOT | Tex-Bar ESS | [5 empty] | BA |  |  |  | OTH |  |  |  | 201.5 | [12 empty] | Madison |  |  |  | Tap 345kV JEWETT_S5 (#3390) -- SINGLETON (#44645) |  | 2027-07-01 | [6 empty] | 26INR0411 | SS Completed, FIS Completed, No IA | Tex-Bar ESS LLC | NORTH |  | 2024-02-14 | 2024-03-22 | 2024-06-19 | 2024-02-26 | 2024-09-26 | Yes |  | No |  |  | Not Required
ERCOT | BumbleBee Solar | [5 empty] | PV |  |  |  | SOL |  |  |  | 211.6 | [12 empty] | Bee |  |  |  | Tap 345kV 5725 PawneeSW5 - 8689 Tango |  | 2027-07-01 | [6 empty] | 26INR0412 | SS Completed, FIS Started, No IA | BumbleBee Solar Farm LLC | SOUTH |  | 2024-02-22 | 2024-02-27 | 2024-05-24 | 2024-02-26 |  |  |  | No |  |  | Not Required
ERCOT | GAMAY ENERGY STORAGE | [5 empty] | BA |  |  |  | OTH |  |  |  | 418.6 | [12 empty] | Brazoria |  |  |  | Tap 138 kV Line from TNFM524 (39703) to West Columbia Main (39500), in Brazoria County. |  | 2026-05-15 | [6 empty] | 26INR0417 | SS Completed, FIS Completed, No IA | GAMAY ENERGY STORAGE LLC | COASTAL |  | 2024-01-30 | 2024-02-07 | 2024-04-30 | 2024-01-26 | 2024-10-17 |  |  | No | Not Required | Not Required | Not Required
ERCOT | TE Smith Storage 2 | [5 empty] | BA |  |  |  | OTH |  |  |  | 125.36 | [12 empty] | Rockwall |  |  |  | 2483 Royse 345kV |  | 2026-07-15 | [6 empty] | 26INR0418 | SS Completed, FIS Started, No IA | Smith II Battery Storage, LLC | NORTH | FIS Request | 2024-12-09 | 2024-04-15 | 2024-07-12 |  |  |  |  | No
ERCOT | PowerVault BESS | [5 empty] | BA |  |  |  | OTH |  |  |  | 254.8 | [12 empty] | McLennan |  |  |  | Tap 345kV 3406 Elm Mott - 3405 Tradinghouse Ses |  | 2027-07-01 | [6 empty] | 26INR0422 | SS Completed, FIS Started, No IA | SMT Elm Mott BESS | NORTH |  | 2024-04-07 | 2024-03-22 | 2024-06-19 |  |  |  |  | No |  |  | Not Required
ERCOT | Twinwood Solar 1 | [5 empty] | PV |  |  |  | SOL |  |  |  | 358.06 | [12 empty] | Waller |  |  |  | Tap 138kV 44750 FULSHR_S25_8 - 44860 TWINWD_S25_8 |  | 2027-10-27 | [6 empty] | 26INR0425 | SS Completed, FIS Started, No IA | Twinwood PV1, LLC | HOUSTON |  | 2024-08-06 | 2024-03-22 | 2024-06-19 |  |  |  |  | No |  |  | Not Required
ERCOT | Maderagemela BESS1 | [5 empty] | BA |  |  |  | OTH |  |  |  | 153.96 | [12 empty] | Waller |  |  |  | Tap 138kV 44750 FULSHR_S25_8 to 44860 TWINWD_S25_8 |  | 2027-10-27 | [6 empty] | 26INR0426 | SS Completed, FIS Started, No IA | Twinwood ES1, LLC | HOUSTON |  | 2024-07-31 | 2024-02-27 | 2024-05-24 |  |  |  |  | No |  |  | Not Required
ERCOT | BremRaek BESS | [5 empty] | BA |  |  |  | OTH |  |  |  | 200.6 | [12 empty] | Austin |  |  |  | 7271 LCRA New Bremen 138 kV |  | 2026-07-01 | [6 empty] | 26INR0427 | SS Completed, FIS Started, No IA | BremRaek BESS | SOUTH |  | 2024-02-29 | 2024-03-22 | 2024-06-19 | 2024-02-28 |  |  |  | No |  |  | Not Required
ERCOT | Diamond Cowboy Storage | [5 empty] | BA |  |  |  | OTH |  |  |  | 103.5 | [12 empty] | San Patricio |  |  |  | Tap 345kV 8249 Angstrom - 8624 Grissom |  | 2028-06-01 | [6 empty] | 26INR0428 | SS Completed, FIS Started, No IA | Diamond B Storage, LLC | COASTAL |  | 2024-04-03 | 2024-04-15 | 2024-07-12 | 2024-04-16 |  |  |  | No |  |  | Not Required
ERCOT | Post Trail Energy | [5 empty] | BA |  |  |  | OTH |  |  |  | 103.5 | [12 empty] | Matagorda |  |  |  | Tap 138kV Conoco 8138 - Black Cat 80124 |  | 2028-06-01 | [6 empty] | 26INR0429 | SS Completed, FIS Started, No IA | Post Trail Energy, LLC | COASTAL |  | 2024-08-26 | 2024-09-10 | 2024-12-08 | 2024-08-26 |  |  |  | No |  |  | Not Required
ERCOT | Clapton Storage | [5 empty] | BA |  |  |  | OTH |  |  |  | 208.91 | [12 empty] | Mills |  |  |  | Tap 345 kV 3424 Buckhorn Switch - 1444 Brown Switch |  | 2027-08-04 | [6 empty] | 26INR0430 | SS Completed, FIS Started, No IA | Clapton BESS | NORTH |  | 2024-02-05 | 2024-03-22 | 2024-06-19 | 2024-02-13 |  |  |  | No |  |  | Not Required
ERCOT | Big Rooter West Solar SLF | [5 empty] | PV |  |  |  | SOL |  |  |  | 403.42 | [12 empty] | Robertson |  |  |  | 39950# TNTNP_ONE_3 345 KV |  | 2026-12-31 | [6 empty] | 26INR0431 | SS Completed, FIS Completed, No IA | Big Rooter West, LLC | NORTH |  | 2024-02-26 | 2024-03-22 | 2024-06-19 | 2024-03-22 | 2024-12-05 |  |  | No | Not Required | Not Required | Not Required
ERCOT | Big Rooter West Storage SLF | [5 empty] | BA |  |  |  | OTH |  |  |  | 0 | [12 empty] | Robertson |  |  |  | 39950# TNTNP_ONE_3 345 KV |  | 2026-12-31 | [6 empty] | 26INR0432 | SS Completed, FIS Completed, No IA | Big Rooter West, LLC | NORTH |  | 2024-03-05 | 2024-03-22 | 2024-06-19 | 2024-03-22 | 2024-12-05 |  |  | No | Not Required | Not Required | Not Required
ERCOT | Hamby Solar | [5 empty] | PV |  |  |  | SOL |  |  |  | 71.4 | [12 empty] | Jones |  |  |  | 6245 ABILENE ROBERTSON PRISON 69 KV |  | 2028-06-27 | [6 empty] | 26INR0440 | SS Completed, FIS Started, No IA | Abilene GCE LLC | WEST | COD | 2024-03-26 | 2024-03-22 | 2024-06-19 |  |  |  |  | No |  |  | Not Required
ERCOT | Donna BESS | [5 empty] | BA |  |  |  | OTH |  |  |  | 54.08 | [12 empty] | Hidalgo |  |  |  | Tap 345 kV 80137 Stewart Road - 8383 North Edinburg |  | 2027-12-31 | [6 empty] | 26INR0442 | SS Completed, FIS Started, No IA | Donna Solar LLC | SOUTH |  | 2024-11-20 | 2024-03-22 | 2024-06-19 |  |  |  |  | No | Not Required | Not Required
ERCOT | Sullivan Solar | [5 empty] | PV |  |  |  | SOL |  |  |  | 171.4 | [12 empty] | Hidalgo |  |  |  | Tap La Grulla (Bus# 8798) to Goodwin (Bus# 8355) 138 kV L |  | 2029-02-25 | [6 empty] | 26INR0443 | SS Completed, FIS Started, No IA | Sullivan Solar LLC | SOUTH | COD | 2024-11-12 | 2024-03-22 | 2024-06-19 |  |  |  |  | No |  |  | Not Required
ERCOT | Sullivan BESS | [5 empty] | BA |  |  |  | OTH |  |  |  | 72.51 | [12 empty] | Hidalgo |  |  |  | Tap 138 kV La Grulla (Bus# 8798) - Goodwin (Bus# 8355) |  | 2029-02-25 | [6 empty] | 26INR0444 | SS Completed, FIS Started, No IA | Sullivan Solar LLC | SOUTH | COD | 2024-11-12 | 2024-03-22 | 2024-06-19 |  |  |  |  | No
ERCOT | Sword Solar | [5 empty] | PV |  |  |  | SOL |  |  |  | 137.56 | [12 empty] | Starr |  |  |  | Tap 138 kV 8394 Liston - 8392 Bates |  | 2027-12-31 | [6 empty] | 26INR0445 | SS Completed, FIS Started, No IA | Hidalgo Solar LLC | SOUTH |  | 2024-11-20 | 2024-03-22 | 2024-06-19 |  |  |  |  | No |  |  | Not Required
ERCOT | Sword BESS | [5 empty] | BA |  |  |  | OTH |  |  |  | 44.39 | [12 empty] | Starr |  |  |  | Tap 138 kV 8394 Liston - 8392 Bates |  | 2027-12-31 | [6 empty] | 26INR0446 | SS Completed, FIS Started, No IA | Hidalgo Solar LLC | SOUTH |  | 2024-11-20 | 2024-03-22 | 2024-06-19 |  |  |  |  | No
ERCOT | Honey Mesquite Wind Farm | [5 empty] | WT |  |  |  | WIN |  |  |  | 155.1 | [12 empty] | Glasscock |  |  |  | 59902 Sand Bluff 345kV |  | 2026-12-31 | [6 empty] | 26INR0447 | SS Completed, FIS Started, IA | Honey Mesquite Wind Farm , LLC | WEST |  | 2024-03-06 | 2024-03-22 | 2024-06-19 | 2024-03-11 |  |  | 2024-09-16 | Yes |  |  | Not Required
ERCOT | Cairos Storage 2 | [5 empty] | BA |  |  |  | OTH |  |  |  | 184 | [12 empty] | Kinney |  |  |  | 7425 ODLAW SWITCH 138kV |  | 2026-12-31 | [6 empty] | 26INR0448 | SS Completed, FIS Started, No IA | Cairos Solar, LLC | SOUTH |  | 2024-06-26 | 2024-07-01 | 2024-09-27 | 2024-06-20 |  |  |  | No |  |  | Not Required
ERCOT | Cannibal Draw Solar | [5 empty] | PV |  |  |  | SOL |  |  |  | 149.5 | [12 empty] | Glasscock |  |  |  | Sand_Bluff 345 kV (59902) |  | 2028-04-10 | [6 empty] | 26INR0452 | SS Completed, FIS Started, No IA | Cannibal Draw Solar, LLC | WEST |  | 2024-06-26 | 2024-07-01 | 2024-09-27 | 2024-06-10 |  |  |  | No |  |  | Not Required
ERCOT | Cannibal Draw Storage | [5 empty] | BA |  |  |  | OTH |  |  |  | 98.6 | [12 empty] | Glasscock |  |  |  | Sand_Bluff 345 kV (59902) |  | 2028-04-10 | [6 empty] | 26INR0453 | SS Completed, FIS Started, No IA | Cannibal Draw Solar, LLC | WEST |  | 2024-06-26 | 2024-07-01 | 2024-09-27 | 2024-06-10 |  |  |  | No |  |  | Not Required
ERCOT | Dove Creek Solar | [5 empty] | PV |  |  |  | SOL |  |  |  | 163.6 | [12 empty] | Tom Green |  |  |  | Tap at Big Hill - Twin Buttes 345 kV line (76003 / 76009) |  | 2028-07-01 | [6 empty] | 26INR0454 | SS Completed, FIS Started, No IA | Dove Creek Solar, LLC | WEST |  | 2024-07-10 | 2024-07-22 | 2024-10-08 | 2024-06-25 |  |  |  | No |  |  | Not Required
ERCOT | Dove Creek Storage | [5 empty] | BA |  |  |  | OTH |  |  |  | 162.5 | [12 empty] | Tom Green |  |  |  | Tap at Big Hill - Twin Buttes 345 kV line (76003 / 76009) |  | 2028-07-01 | [6 empty] | 26INR0455 | SS Completed, FIS Started, No IA | Dove Creek Solar, LLC | WEST |  | 2024-07-10 | 2024-07-22 | 2024-10-08 | 2024-06-25 |  |  |  | No |  |  | Not Required
ERCOT | Ridley Storage SLF | [5 empty] | BA |  |  |  | OTH |  |  |  | 0 | [12 empty] | Refugio |  |  |  | Medio Creek (Bus# 8912) to HAISLEY (Bus# 8920) |  | 2029-03-23 | [6 empty] | 26INR0456 | SS Completed, FIS Started, No IA | Ridley Solar Project, LLC | COASTAL |  | 2024-06-17 | 2024-07-01 | 2024-09-27 | 2024-06-12 |  |  |  | No |  |  | Not Required
ERCOT | Lightning Ridge Energy Storage | [5 empty] | BA |  |  |  | OTH |  |  |  | 204.7 | [12 empty] | Jack |  |  |  | Tap #1429 Jacksboro Substation 345kV |  | 2027-09-15 | [6 empty] | 26INR0460 | SS Completed, FIS Started, No IA | Lightning Ridge Storage LLC | NORTH |  | 2024-03-18 | 2024-03-29 | 2024-06-25 | 2024-03-27 |  |  |  | No |  |  | Not Required
ERCOT | Rio Hondo BESS | [5 empty] | BA |  |  |  | OTH |  |  |  | 200.78 | [12 empty] | Cameron |  |  |  | 138 kV 8319 Rio Hondo Substation |  | 2027-03-01 | [6 empty] | 26INR0461 | SS Completed, FIS Started, No IA | SBESS TX25 LLC | COASTAL |  | 2024-04-18 | 2024-05-09 | 2024-08-05 | 2024-04-18 |  |  |  | No |  |  | Not Required
ERCOT | Ceres BESS | [5 empty] | BA |  |  |  | OTH |  |  |  | 202.7 | [12 empty] | Hunt |  |  |  | Tap 138 kV 6883 QUINLAN NORTH SS - 6860 UNION VALLEY SS |  | 2027-11-30 | [6 empty] | 26INR0464 | SS Started, FIS Started, No IA | Ceres BESS, LLC | NORTH | COD | 2024-10-24 | 2024-10-29 |  | 2024-10-24 |  |  |  | No |  |  | Not Required
ERCOT | Lavita BESS | [5 empty] | BA |  |  |  | OTH |  |  |  | 606 | [12 empty] | Bell |  |  |  | #3414 Temple Pecan Creek 345kV |  | 2026-12-31 | [6 empty] | 26INR0465 | SS Started, FIS Started, No IA | Lavita BESS, LLC | NORTH | FIS Request | 2024-06-03 | 2024-12-19 |  | 2024-12-16 |  |  |  | No |  |  | Not Required
ERCOT | Basketflower Storage | [5 empty] | BA |  |  |  | OTH |  |  |  | 92 | [12 empty] | Eastland |  |  |  | Tap 138kV Risingstar (285) - Nimrod (289) |  | 2027-12-31 | [6 empty] | 26INR0467 | SS Started, FIS Started, No IA | Basketflower Solar, LLC | NORTH | MW Size COD | 2024-10-24 | 2024-10-29 |  | 2024-10-25 |  |  |  | No |  |  | Not Required
ERCOT | Basketflower Solar | [5 empty] | PV |  |  |  | SOL |  |  |  | 183 | [12 empty] | Eastland |  |  |  | Tap 138kV Risingstar (285) - Nimrod (289) |  | 2027-12-31 | [6 empty] | 26INR0468 | SS Started, FIS Started, No IA | Basketflower Solar, LLC | NORTH | MW Size COD | 2024-10-24 | 2024-10-29 |  | 2024-10-24 |  |  |  | No |  |  | Not Required
ERCOT | Roxton Storage | [5 empty] | BA |  |  |  | OTH |  |  |  | 102 | [12 empty] | Lamar |  |  |  | Tap 138 KV Bois Pump (1835) - Brookston (1833) |  | 2026-12-31 | [6 empty] | 26INR0469 | SS Started, FIS Started, No IA | Roxton Solar, LLC | NORTH |  | 2024-05-22 | 2024-11-26 |  | 2024-11-05 |  |  |  | No |  |  | Not Required
ERCOT | Roxton Solar | [5 empty] | PV |  |  |  | SOL |  |  |  | 116.8 | [12 empty] | Lamar |  |  |  | Tap 138 KV Bois Pump (1835) - Brookston (1833) |  | 2026-12-31 | [6 empty] | 26INR0470 | SS Started, FIS Started, No IA | Roxton Solar, LLC | NORTH |  | 2024-11-20 | 2024-11-26 |  | 2024-11-05 |  |  |  | No |  |  | Not Required
ERCOT | Bologna BESS | [5 empty] | BA |  |  |  | OTH |  |  |  | 202.56 | [12 empty] | Wichita |  |  |  | Tap 138kV #1450 Pleasant Valley Switch - #1492 Wichita Falls Riverbend |  | 2027-09-13 | [6 empty] | 26INR0472 | SS Completed, FIS Started, No IA | MALONEY BESS LLC | WEST |  | 2024-03-26 | 2024-03-29 | 2024-06-25 | 2024-03-20 |  |  |  | No |  |  | Not Required
ERCOT | Sorghum BESS | [5 empty] | BA |  |  |  | OTH |  |  |  | 208.9 | [12 empty] | Wharton |  |  |  | #44060 Blue Substation 345kV |  | 2026-12-01 | [6 empty] | 26INR0474 | SS Completed, FIS Completed, No IA | Blue Creek BESS, LLC | SOUTH |  | 2024-04-18 | 2024-04-15 | 2024-07-05 | 2024-04-18 | 2024-11-13 | No |  | No |  |  | Not Required
ERCOT | Prospector Energy Storage | [5 empty] | BA |  |  |  | OTH |  |  |  | 204.6 | [12 empty] | Howard |  |  |  | Natural Dam 138kV Substation (23836) |  | 2026-09-30 | [6 empty] | 26INR0485 | SS Completed, FIS Started, No IA | Prospector Storage LLC | WEST |  | 2024-06-28 | 2024-08-16 | 2024-11-01 | 2024-06-27 |  |  |  | No |  |  | Not Required
ERCOT | Anglin BESS | [5 empty] | BA |  |  |  | OTH |  |  |  | 206 | [12 empty] | Tarrant |  |  |  | 1883 EVRSW 138kV |  | 2026-10-31 | [6 empty] | 26INR0487 | SS Completed, FIS Started, No IA | Fort Worth BESS LLC | NORTH |  | 2024-11-11 | 2024-05-09 | 2024-08-06 |  |  |  |  | No |  |  | Not Required
ERCOT | Seven Springs Storage | [5 empty] | BA |  |  |  | OTH |  |  |  | 170.51 | [12 empty] | Lampasas |  |  |  | Tap 7061 Copperas Cove to 7260 Kempner 138 kV |  | 2028-04-15 | [6 empty] | 26INR0489 | SS Completed, FIS Started, No IA | Hancock Reservoir, LLC | NORTH |  | 2024-04-04 | 2024-04-09 | 2024-07-03 | 2024-04-08 |  |  |  | No |  |  | Not Required
ERCOT | Hardeman BESS | [5 empty] | BA |  |  |  | OTH |  |  |  | 104 | [12 empty] | Hardeman |  |  |  | 6050 PAUL 138kV |  | 2026-10-31 | [6 empty] | 26INR0496 | SS Completed, FIS Started, No IA | Quanah BESS LLC | WEST | FIS Request | 2024-12-06 | 2024-05-09 | 2024-08-05 |  |  |  |  | No
ERCOT | Buckaroo BESS | [5 empty] | BA |  |  |  | OTH |  |  |  | 104 | [12 empty] | Parker |  |  |  | #487 Brock 138kV |  | 2026-10-31 | [6 empty] | 26INR0498 | SS Completed, FIS Started, No IA | Weatherford BESS LLC | NORTH | FIS Request | 2024-11-25 | 2024-05-09 | 2024-08-05 |  |  |  |  | No |  |  | Not Required
ERCOT | Mineral Springs BESS | [5 empty] | BA |  |  |  | OTH |  |  |  | 104 | [12 empty] | Burnet |  |  |  | 7065 DOBVI 138kV |  | 2026-10-31 | [6 empty] | 26INR0499 | SS Completed, FIS Started, No IA | Burnet County LLC | SOUTH | FIS Request | 2024-12-16 | 2024-06-03 | 2024-08-30 |  |  |  |  | No |  |  | Not Required
ERCOT | Rolling Plains BESS | [5 empty] | BA |  |  |  | OTH |  |  |  | 104 | [12 empty] | Haskell |  |  |  | 6104 SMOKY HILL 345kV |  | 2026-10-31 | [6 empty] | 26INR0501 | SS Completed, FIS Started, No IA | Haskell County BESS LLC | WEST | FIS Request | 2024-11-15 | 2024-08-16 | 2024-09-13 |  |  |  |  | No |  |  | Not Required
ERCOT | Fudge Ranch BESS | [5 empty] | BA |  |  |  | OTH |  |  |  | 104 | [12 empty] | Kaufman |  |  |  | 6902<6902><TALTY_RC><138kV> |  | 2026-10-31 | [6 empty] | 26INR0502 | SS Completed, FIS Started, No IA | Crandall BESS LLC | NORTH | FIS Request | 2024-12-02 | 2024-04-15 | 2024-07-11 |  |  |  |  | No |  |  | Not Required
ERCOT | Rex Storage | [5 empty] | BA |  |  |  | OTH |  |  |  | 256.4 | [12 empty] | Harris |  |  |  | 48284 Pilgrim 138kV |  | 2027-09-15 | [6 empty] | 26INR0503 | SS Completed, FIS Started, No IA | Rex BESS, LLC | HOUSTON |  | 2024-06-05 | 2024-06-13 | 2024-08-07 | 2024-06-04 |  |  |  | No |  |  | Not Required
ERCOT | Goldhill Energy Storage | [5 empty] | BA |  |  |  | OTH |  |  |  | 200.58 | [12 empty] | Victoria |  |  |  | Tap 138kV 8154 VISTRON4B – 8189 TUNGSTEN4A |  | 2026-09-30 | [6 empty] | 26INR0505 | SS Completed, FIS Started, No IA | Goldhill Energy Storage LLC | SOUTH |  | 2024-04-12 | 2024-04-15 | 2024-07-05 | 2024-04-15 |  |  |  | No |  |  | Not Required
ERCOT | Momentum Bock | [5 empty] | BA |  |  |  | OTH |  |  |  | 125.38 | [12 empty] | Lamar |  |  |  | 1771 LAMAR BLOSSOM 138kV |  | 2026-08-29 | [6 empty] | 26INR0506 | SS Completed, FIS Started, No IA | Momentum Bock, LLC | NORTH |  | 2024-08-20 | 2024-09-04 | 2024-12-03 | 2024-08-04 |  |  |  | No |  |  | Not Required
ERCOT | Los Vientos IB Repower | [5 empty] | WT |  |  |  | WIN |  |  |  | 184.8 | [12 empty] | Willacy |  |  |  | #8319 RIOHONDO 138 kV |  | 2027-03-01 | [6 empty] | 26INR0507 | SS Completed, FIS Started, No IA | Los Vientos Windpower IB, LLC | COASTAL |  | 2024-07-17 | 2024-07-22 | 2024-10-07 | 2024-07-12 |  |  |  | No |  |  | Not Required
ERCOT | Little Star Solar | [5 empty] | PV |  |  |  | SOL |  |  |  | 61.6 | [12 empty] | Bastrop |  |  |  | #9043 CISTERN 345kV |  | 2026-12-31 | [6 empty] | 26INR0511 | SS Completed, FIS Started, No IA | RWE Clean Energy Development, LLC | SOUTH |  | 2024-06-20 | 2024-07-01 | 2024-09-23 | 2024-06-12 |  |  |  | No |  |  | Not Required
ERCOT | Techne BESS | [5 empty] | BA |  |  |  | OTH |  |  |  | 202.7 | [12 empty] | Bastrop |  |  |  | 7560 RED ROCK 138kV |  | 2026-12-31 | [6 empty] | 26INR0514 | SS Completed, FIS Started, No IA | Techne BESS, LLC | SOUTH |  | 2024-09-05 | 2024-09-10 | 2024-12-08 | 2024-09-05 |  |  |  | No |  |  | Not Required
ERCOT | Jade Flash Storage | [5 empty] | BA |  |  |  | OTH |  |  |  | 320 | [12 empty] | Scurry |  |  |  | 59911 MHOS 345kV |  | 2026-07-01 | [6 empty] | 26INR0516 | SS Completed, FIS Started, No IA | IP Lumina BESS, LLC | WEST |  | 2024-07-05 | 2024-07-22 | 2024-10-08 | 2024-07-17 |  |  |  | No |  |  | Not Required
ERCOT | Andromeda Storage II | [5 empty] | BA |  |  |  | OTH |  |  |  | 320 | [12 empty] | Scurry |  |  |  | 60011 Nebulast 345kV |  | 2026-07-01 | [6 empty] | 26INR0517 | SS Completed, FIS Started, No IA | IP Lumina II BESS, LLC | WEST |  | 2024-07-02 | 2024-08-16 | 2024-11-12 | 2024-07-15 |  |  |  | No |  |  | Not Required
ERCOT | Radian Storage II | [5 empty] | BA |  |  |  | OTH |  |  |  | 320 | [12 empty] | Brown |  |  |  | Tap 1444 Brown Switch 345KV |  | 2027-04-02 | [6 empty] | 26INR0518 | SS Completed, FIS Started, No IA | IP Radian BESS, LLC | NORTH |  | 2024-07-03 | 2024-07-30 | 2024-10-25 | 2024-07-15 |  |  |  | No |  |  | Not Required
ERCOT | Sky Global West Houston | [5 empty] | IC |  |  |  | GAS |  |  |  | 324.58 | [12 empty] | Austin |  |  |  | tap 138kV 44700 Gebhardt - 44740 Wallis circuit 65 |  | 2027-06-01 | [6 empty] | 26INR0519 | SS Completed, FIS Started, No IA | Sky Global Power Two, LLC | SOUTH |  | 2024-05-29 | 2024-07-01 | 2024-10-04 | 2024-06-04 |  | Yes |  | No
ERCOT | Demeter Storage 2 | [5 empty] | BA |  |  |  | OTH |  |  |  | 138 | [12 empty] | Caldwell |  |  |  | Tap 138kV 7224 LULING - 7216 Lockhart |  | 2026-12-31 | [6 empty] | 26INR0523 | SS Completed, FIS Started, No IA | Demeter Solar, LLC | SOUTH | COD | 2024-09-17 | 2024-10-01 | 2024-12-30 | 2024-09-19 |  |  |  | No |  |  | Not Required
ERCOT | Fagus Solar Park 3 SLF | [5 empty] | PV |  |  |  | SOL |  |  |  | 186.83 | [12 empty] | Childress |  |  |  | 60501 Tesla 345 kV |  | 2026-04-01 | [6 empty] | 26INR0524 | SS Completed, FIS Completed, IA | Greenalia Solar Power Misae III, LLC | PANHANDLE |  |  | 2024-06-03 | 2018-07-06 | 2024-05-30 | 2024-02-27 | No | 2019-02-21 | Yes |  |  | Not Required | 2024-12-19 |  | 2024-04-30
ERCOT | Bypass BESS II | [5 empty] | BA |  |  |  | OTH |  |  |  | 415.97 | [12 empty] | Fort Bend |  |  |  | 44000 Wa Parish 345 kV |  | 2026-05-01 | [6 empty] | 26INR0525 | SS Started, FIS Started, No IA | Bypass BESS II LLC | HOUSTON |  | 2024-11-04 | 2024-11-19 |  | 2024-10-23 |  |  |  | No |  |  | Not Required
ERCOT | Mandolin Solar SLF | [5 empty] | PV |  |  |  | SOL |  |  |  | 300 | [12 empty] | Starr |  |  |  | Del Sol (SERIES CAP LINE SIDE) BUS#80307 to Cenizo (CAP LINE SIDE) BUS#80225 Transmission Line |  | 2029-04-30 | [6 empty] | 26INR0527 | SS Completed, FIS Started, No IA | Mission Clean Energy Devco LLC | SOUTH |  | 2024-07-09 | 2024-07-22 | 2024-10-17 | 2024-06-24 |  |  |  | No |  |  | Not Required
ERCOT | Mandolin Storage SLF | [5 empty] | BA |  |  |  | OTH |  |  |  | 0 | [12 empty] | Starr |  |  |  | Del Sol (SERIES CAP LINE SIDE) BUS#80307 to Cenizo (CAP LINE SIDE) BUS#80225 Transmission Line |  | 2029-04-30 | [6 empty] | 26INR0528 | SS Completed, FIS Started, No IA | Mission Clean Energy Devco LLC | SOUTH |  | 2024-07-09 | 2024-07-22 | 2024-10-17 | 2024-06-24 |  |  |  | No |  |  | Not Required
ERCOT | Electric E - West Texas Generation | [5 empty] | GT |  |  |  | GAS |  |  |  | 44.4 | [12 empty] | Loving |  |  |  | #11166 ENPOD 138kV |  | 2026-11-17 | [6 empty] | 26INR0529 | SS Started, FIS Started, No IA | Electric E Power Marketing | WEST |  | 2024-08-19 | 2024-10-18 |  | 2024-10-10 |  |  |  | No
ERCOT | West Munday Wind | [5 empty] | WT |  |  |  | WIN |  |  |  | 351.91 | [12 empty] | Knox |  |  |  | Tap 345 kV 60701 Gauss7B - 6104 SMOKY HILL |  | 2026-10-31 | [6 empty] | 26INR0531 | SS Started, FIS Started, No IA | West Munday Wind, LLC | WEST |  | 2024-11-05 | 2024-11-19 |  | 2024-11-05 |  |  |  | No |  |  | Not Required
ERCOT | Comanche Creek generating station | [5 empty] | IC |  |  |  | GAS |  |  |  | 107 | [12 empty] | Pecos |  |  |  | TNCENTRY1_1 [138 kV] ( 38431) |  | 2026-03-31 | [6 empty] | 26INR0537 | SS Completed, FIS Started, No IA | Longfellow Power LLC | WEST |  | 2024-06-10 | 2024-07-01 | 2024-09-23 | 2024-06-18 |  |  |  | No
ERCOT | Jade Thunder Storage | [5 empty] | BA |  |  |  | OTH |  |  |  | 320 | [12 empty] | Scurry |  |  |  | 59911 MHOS 345kV |  | 2028-07-01 | [6 empty] | 26INR0539 | SS Completed, FIS Started, No IA | IP Lumina BESS, LLC | WEST |  | 2024-07-08 | 2024-07-22 | 2024-10-08 | 2024-07-17 |  |  |  | No |  |  | Not Required
ERCOT | Andromeda Storage IIB | [5 empty] | BA |  |  |  | OTH |  |  |  | 320 | [12 empty] | Scurry |  |  |  | 60011 Nebulast 345kV |  | 2028-07-01 | [6 empty] | 26INR0540 | SS Completed, FIS Started, No IA | IP Lumina II BESS, LLC | WEST |  | 2024-07-10 | 2024-07-22 | 2024-10-08 | 2024-06-21 |  |  |  | No |  |  | Not Required
ERCOT | Radian Storage IIB | [5 empty] | BA |  |  |  | OTH |  |  |  | 320 | [12 empty] | Brown |  |  |  | 1444 Brown Switch 345 kV |  | 2028-07-01 | [6 empty] | 26INR0541 | SS Completed, FIS Started, No IA | IP Radian BESS, LLC | NORTH |  | 2024-07-10 | 2024-07-30 | 2024-10-25 | 2024-06-21 |  |  |  | No |  |  | Not Required
ERCOT | Three Canes Solar SLF | [5 empty] | PV |  |  |  | SOL |  |  |  | 333 | [12 empty] | Navarro |  |  |  | Tap 345kV 3381 Big Brown – 68091 Navarro CKT#02 |  | 2026-12-31 | [6 empty] | 26INR0543 | SS Completed, FIS Started, IA | Three Canes Solar LLC | NORTH | SFS/NtP | 2024-07-10 | 2024-07-22 | 2024-10-17 | 2024-07-10 |  |  | 2024-11-27 | Yes |  |  | Not Required
ERCOT | Signal Hill BESS I | [5 empty] | BA |  |  |  | OTH |  |  |  | 122.78 | [12 empty] | Wichita |  |  |  | 1498 WFCOGEN_8 138 - Wichita Falls Cogen 138 kV Substation |  | 2027-08-18 | [6 empty] | 26INR0544 | SS Completed, FIS Started, No IA | Signal Hill Generating LLC | WEST |  | 2024-08-06 | 2024-09-04 | 2024-12-03 | 2024-08-06 |  |  |  | No |  |  | Not Required
ERCOT | Knight Airport BESS I | [5 empty] | BA |  |  |  | OTH |  |  |  | 522.46 | [12 empty] | Harris |  |  |  | Tap 138kV 48126 Gulfgate - 48199 Knight 06 and 42680 Garden Villas - 42770 Ashville 06 |  | 2027-10-15 | [6 empty] | 26INR0545 | SS Completed, FIS Started, No IA | Airport Storage I LLC | HOUSTON |  | 2024-08-07 | 2024-08-16 | 2024-11-13 | 2024-08-08 |  |  |  | No |  |  | Not Required
ERCOT | Hobby BESS I | [5 empty] | BA |  |  |  | OTH |  |  |  | 602.88 | [12 empty] | Harris |  |  |  | Double Tap 138kV 42680 Garden Villas – 48250 Hall & 42680 Garden Villas – 48013 Chocolate Bayou |  | 2027-10-15 | [6 empty] | 26INR0546 | SS Completed, FIS Started, No IA | Airport Storage II LLC | HOUSTON |  | 2024-08-06 | 2024-09-04 | 2024-12-03 | 2024-08-15 |  |  |  | No |  |  | Not Required
ERCOT | Burnet Bay Storage | [5 empty] | BA |  |  |  | OTH |  |  |  | 207.83 | [12 empty] | Harris |  |  |  | tap 138kV 40390 Crosby - 40790 Haney |  | 2027-06-01 | [6 empty] | 26INR0548 | SS Completed, FIS Started, No IA | TOCE TX BESS 4, LLC | HOUSTON |  | 2024-08-27 | 2024-09-10 | 2024-12-08 | 2024-08-29 |  |  |  | No |  |  | Not Required
ERCOT | Grand Mesa BESS | [5 empty] | BA |  |  |  | OTH |  |  |  | 255.6 | [12 empty] | Pecos |  |  |  | 76582 MESA VIEW SWITCH 138kV |  | 2026-09-30 | [6 empty] | 26INR0550 | SS Completed, FIS Started, No IA | PERRY GREEN POWER LLC | WEST | MW Size | 2024-08-02 | 2024-08-16 | 2024-11-13 | 2024-08-01 |  |  |  | No |  |  | Not Required
ERCOT | Hastings Park BESS | [5 empty] | BA |  |  |  | OTH |  |  |  | 256.34 | [12 empty] | Brazoria |  |  |  | 39010 138kV HASTINGS |  | 2026-12-31 | [6 empty] | 26INR0551 | SS Completed, FIS Started, No IA | Brazos Roots BESS, LLC | COASTAL |  | 2024-08-02 | 2024-08-16 | 2024-11-01 | 2024-08-09 |  |  |  | No |  |  | Not Required
ERCOT | Coastal Bayou Storage | [5 empty] | BA |  |  |  | OTH |  |  |  | 174.59 | [12 empty] | Harris |  |  |  | tap 138kV 41690 Hopson - 41700 Warvue |  | 2027-06-01 | [6 empty] | 26INR0552 | SS Completed, FIS Started, No IA | TOCE TX BESS 5, LLC | HOUSTON |  | 2024-08-30 | 2024-09-04 | 2024-12-03 | 2024-08-30 |  |  |  | No |  |  | Not Required
ERCOT | Desert Palm BESS | [5 empty] | BA |  |  |  | OTH |  |  |  | 201.3 | [12 empty] | Dimmit |  |  |  | 78280 Bevo Substation 138 kV |  | 2027-07-01 | [6 empty] | 26INR0555 | SS Completed, FIS Started, No IA | Desert Palm BESS LLC | SOUTH |  | 2024-08-07 | 2024-08-16 | 2024-11-13 | 2024-08-08 |  |  |  | No |  |  | Not Required
ERCOT | Wintergarden BESS | [5 empty] | BA |  |  |  | OTH |  |  |  | 201.2 | [12 empty] | Dimmit |  |  |  | 8970 Catarina 138 kV |  | 2028-09-30 | [6 empty] | 26INR0556 | SS Completed, FIS Started, No IA | Wintergarden BESS LLC | SOUTH |  | 2024-08-13 | 2024-08-16 | 2024-10-08 | 2024-08-07 |  |  |  | No |  |  | Not Required
ERCOT | Georgia-Lynn BESS | [5 empty] | BA |  |  |  | OTH |  |  |  | 108.7 | [12 empty] | Victoria |  |  |  | 80064 CHOCBAYU4A 138 kV |  | 2026-12-01 | [6 empty] | 26INR0559 | SS Completed, FIS Started, No IA | Concurrent Holdco LLC | SOUTH |  | 2024-07-25 | 2024-07-30 | 2024-10-28 | 2024-07-25 |  |  |  | No |  |  | Not Required
ERCOT | ELTEX Power Station | [5 empty] | GT |  |  |  | GAS |  |  |  | 487.72 | [12 empty] | Austin |  |  |  | 46220 Peters Substation 138 kV |  | 2027-06-01 | [6 empty] | 26INR0566 | SS Completed, FIS Started, No IA | ELTEX Power Station LLC | SOUTH |  | 2024-08-08 | 2024-09-04 | 2024-12-03 | 2024-08-26 |  |  |  | No
ERCOT | Texas Cotton Solar | [5 empty] | PV |  |  |  | SOL |  |  |  | 201.6 | [12 empty] | Brazos |  |  |  | Tap 345kV 975 Jack_Creek - 967 Gibbons Creek |  | 2026-12-31 | [6 empty] | 26INR0568 | SS Completed, FIS Started, No IA | RWE Solar Development, LLC | NORTH |  | 2024-09-03 | 2024-10-01 | 2024-12-30 | 2024-09-19 |  |  |  | No |  |  | Not Required
ERCOT | Cummins BESS | [5 empty] | BA |  |  |  | OTH |  |  |  | 201.6 | [12 empty] | Glasscock |  |  |  | 1333 MCDONALD 138kV |  | 2028-06-30 | [6 empty] | 26INR0573 | SS Completed, FIS Started, No IA | RWE Solar Development, LLC | WEST |  | 2024-09-10 | 2024-10-01 | 2024-11-12 | 2024-09-16 |  |  |  | No |  |  | Not Required
ERCOT | Pine Forest BESS 2 | [5 empty] | BA |  |  |  | OTH |  |  |  | 201.4 | [12 empty] | Hopkins |  |  |  | new SCRSW substation 12464 (Tap 345kV 1696 Monticello SES - 2514 Allen Switch) |  | 2026-10-29 | [6 empty] | 26INR0577 | SS Started, FIS Started, No IA | Pine Forest Hybrid II, LLC | NORTH | FIS Request | 2024-08-30 | 2024-12-16 |  | 2024-11-22 |  |  |  | No |  |  | Not Required
ERCOT | Callisto ID Energy Center | [5 empty] | BA |  |  |  | OTH |  |  |  | 100 | [12 empty] | Harris |  |  |  | 47150 (H_O_C__B138) 138kV |  | 2026-06-01 | [6 empty] | 26INR0590 | SS Completed, FIS Started, No IA | Tempus Power management LLC | HOUSTON |  | 2024-09-10 | 2024-10-01 | 2024-11-13 | 2024-09-10 |  |  |  | No
ERCOT | Electric E - West Texas Generation 2 | [5 empty] | GT |  |  |  | GAS |  |  |  | 0 | [12 empty] | Midland |  |  |  | #18664 SHAWPD 138kV |  | 2026-12-17 | [6 empty] | 26INR0597 | SS Started, FIS Started, No IA | Electric E Power Marketing | WEST | FIS Request | 2024-12-17 | 2024-12-19 |  | 2024-11-06 |  |  |  | No
ERCOT | Scorpius Solar | [5 empty] | PV |  |  |  | SOL |  |  |  | 500 | [12 empty] | Milam |  |  |  | 3377 LTPSW 345KV |  | 2026-10-23 | [6 empty] | 26INR0609 | SS Started, FIS Started, No IA | Ben Milam Solar 4 | SOUTH |  | 2024-11-19 | 2024-12-16 |  | 2024-11-20 |  |  |  | No |  |  | Not Required
ERCOT | Mica BESS | [5 empty] | BA |  |  |  | OTH |  |  |  | 80.39 | [12 empty] | Harris |  |  |  | 42240 CARDIFF 138kV |  | 2026-01-31 | [6 empty] | 26INR0610 | SS Started, FIS Started, No IA | Mica BESS LLC | HOUSTON |  | 2024-11-11 | 2024-11-19 |  | 2024-11-12 |  |  |  | No
ERCOT | Clay County Yang Storage | [5 empty] | BA |  |  |  | OTH |  |  |  | 307.51 | [12 empty] | Archer |  |  |  | To 345 kV Cobb Switching Station (Bus# 1458) |  | 2026-10-01 | [6 empty] | 26INR0612 | SS Started, FIS Started, No IA | DM-CCY, LLC | WEST | FIS Request | 2024-12-20 | 2024-12-26 |  | 2024-12-20 |  |  |  | No
ERCOT | Wichita County Mawson Storage | [5 empty] | BA |  |  |  | OTH |  |  |  | 153.8 | [12 empty] | Wichita |  |  |  | #1425 Fisher Road Switch 345 kV |  | 2026-10-01 | [6 empty] | 26INR0613 | SS Started, FIS Started, No IA | DM-WCM, LLC | WEST | FIS Request | 2024-12-13 | 2024-12-19 |  | 2024-12-13 |  |  |  | No
ERCOT | Bell County Leifester Storage | [5 empty] | BA |  |  |  | OTH |  |  |  | 205 | [12 empty] | Bell |  |  |  | 3428 Killen South Substation 138kV |  | 2026-10-01 | [6 empty] | 26INR0614 | SS Started, FIS Started, No IA | DM-BCRCML, LLC | NORTH |  | 2024-11-14 | 2024-11-19 |  | 2024-11-14 |  |  |  | No
ERCOT | Bell County Morgan Storage | [5 empty] | BA |  |  |  | OTH |  |  |  | 256.4 | [12 empty] | Bell |  |  |  | To Tap 138 kV Trimmier Substation (Bus# 136) |  | 2028-04-01 | [6 empty] | 26INR0615 | SS Started, FIS Started, No IA | DM-BCTRM, LLC | NORTH | COD | 2024-11-14 | 2024-11-19 |  | 2024-11-14 |  |  |  | No
ERCOT | Blanco County Behrends Storage | [5 empty] | BA |  |  |  | OTH |  |  |  | 153.8 | [12 empty] | Blanco |  |  |  | #70482 Blanco Substation 138 kV - currently being upgraded |  | 2026-10-01 | [6 empty] | 26INR0616 | SS Started, FIS Started, No IA | DM-BCB, LLC | SOUTH | FIS Request | 2024-12-13 | 2024-12-19 |  | 2024-12-13 |  |  |  | No
ERCOT | Knox County Moore Storage | [5 empty] | BA |  |  |  | OTH |  |  |  | 77 | [12 empty] | Knox |  |  |  | #6110 Munday East Substation 138kV |  | 2026-10-01 | [6 empty] | 26INR0617 | SS Started, FIS Started, No IA | DM-KCM, LLC | WEST | FIS Request | 2024-12-17 | 2024-12-19 |  | 2024-12-13 |  |  |  | No
ERCOT | Taylor County Paul Storage | [5 empty] | BA |  |  |  | OTH |  |  |  | 205 | [12 empty] | Taylor |  |  |  | 6260 Abilene South Substation 138kV |  | 2026-10-01 | [6 empty] | 26INR0618 | SS Started, FIS Started, No IA | DM-TCP, LLC | WEST | FIS Request | 2024-12-05 | 2024-12-19 |  | 2024-12-05 |  |  |  | No
ERCOT | Buffalo Gap 2 Wind Repower | [5 empty] | WT |  |  |  | WIN |  |  |  | 231.81 | [12 empty] | Nolan |  |  |  | 6216 Bluff Creek 138 kV |  | 2026-12-01 | [6 empty] | 26INR0625 | SS Started, FIS Started, No IA | Buffalo Gap Wind Farm 2, LLC | WEST | FIS Request | 2024-12-03 | 2024-12-19 |  | 2024-11-26 |  |  |  | No |  |  | Not Required
ERCOT | Buffalo Gap 3 Wind Repower | [5 empty] | WT |  |  |  | WIN |  |  |  | 168.63 | [12 empty] | Taylor |  |  |  | 6216 Bluff_Creek 138kV |  | 2026-12-01 | [6 empty] | 26INR0626 | SS Started, FIS Started, No IA | Buffalo Gap Wind Farm 3, LLC | WEST |  | 2024-11-26 | 2024-12-03 |  | 2024-11-20 |  |  |  | No |  |  | Not Required
ERCOT | Puerto Del Sol 2 | [5 empty] | PV |  |  |  | SOL |  |  |  | 213.8 | [12 empty] | Cameron |  |  |  | Tap 345kV 79500 Palmito - 79501 King Fisher Ckt 1 |  | 2027-12-31 | [6 empty] | 27INR0002 | SS Completed, FIS Started, No IA | PUERTO DEL SOL, LLC | COASTAL |  | 2023-03-28 | 2022-05-16 | 2022-08-13 |  |  |  |  | No |  |  | Not Required
ERCOT | Becerra Creek Storage 2 | [5 empty] | BA |  |  |  | OTH |  |  |  | 125.62 | [12 empty] | Webb |  |  |  | 345 kV Cenizo Substation (#80220) |  | 2026-12-01 | [6 empty] | 27INR0003 | SS Completed, FIS Started, No IA | Bordas Renewable Energy, LLC | SOUTH |  | 2022-09-19 | 2022-09-21 | 2022-12-19 | 2022-09-07 |  |  |  | No
ERCOT | Dundee North Wind | [5 empty] | WT |  |  |  | WIN |  |  |  | 307.72 | [12 empty] | Wilbarger |  |  |  | 345 kV Riley Substation (#6101); AEP |  | 2027-07-31 | [6 empty] | 27INR0004 | SS Completed, FIS Started, No IA | Felix 2, LLC | WEST |  | 2022-12-28 | 2023-01-03 | 2023-03-30 | 2022-12-28 |  | No |  | No |  |  | Not Required
ERCOT | Dundee South A Wind | [5 empty] | WT |  |  |  | WIN |  |  |  | 307.23 | [12 empty] | Baylor |  |  |  | 345 kV Riley Substation (#6101); AEP |  | 2027-07-31 | [6 empty] | 27INR0005 | SS Completed, FIS Started, No IA | Felix 2, LLC | WEST |  | 2022-12-28 | 2023-01-03 | 2023-03-30 | 2022-12-22 |  | No |  | No |  |  | Not Required
ERCOT | Felix East Solar | [5 empty] | PV |  |  |  | SOL |  |  |  | 301.44 | [12 empty] | Wilbarger |  |  |  | The 345 kV Riley Substation (#6101); AEP |  | 2027-07-31 | [6 empty] | 27INR0007 | SS Completed, FIS Started, No IA | Felix 1, LLC | WEST |  | 2022-12-28 | 2023-01-03 | 2023-03-30 | 2022-12-22 |  | No |  | No |  |  | Not Required
ERCOT | Felix Storage | [5 empty] | BA |  |  |  | OTH |  |  |  | 100.54 | [12 empty] | Wilbarger |  |  |  | The 345 kV Riley Substation (#6101); AEP |  | 2027-07-31 | [6 empty] | 27INR0009 | SS Completed, FIS Started, No IA | Felix 1, LLC | WEST |  | 2022-12-28 | 2023-01-03 | 2023-03-30 | 2022-12-22 |  | No |  | No |  |  | Not Required
ERCOT | Dundee South B Wind | [5 empty] | WT |  |  |  | WIN |  |  |  | 300.27 | [12 empty] | Baylor |  |  |  | 345 kV Riley Substation (#6101); AEP |  | 2027-07-31 | [6 empty] | 27INR0011 | SS Completed, FIS Started, No IA | Felix 2, LLC | WEST |  | 2023-01-06 | 2023-01-17 | 2023-04-14 | 2023-01-03 |  | No |  | No |  |  | Not Required
ERCOT | Felix West Solar | [5 empty] | PV |  |  |  | SOL |  |  |  | 200.95 | [12 empty] | Wilbarger |  |  |  | 6101 Riley 345 kV |  | 2027-07-31 | [6 empty] | 27INR0012 | SS Completed, FIS Started, No IA | Felix 1, LLC | WEST |  | 2023-01-06 | 2023-01-17 | 2023-04-14 | 2023-01-03 |  | No |  | No |  |  | Not Required
ERCOT | Kit Fox Storage | [5 empty] | BA |  |  |  | OTH |  |  |  | 153.6 | [12 empty] | Henderson |  |  |  | Walton Switch (6899) 138KV |  | 2027-07-01 | [6 empty] | 27INR0014 | SS Completed, FIS Started, No IA | Kit Fox Storage, LLC | NORTH |  | 2023-03-08 | 2023-03-13 | 2023-06-09 | 2023-03-10 |  |  |  | No |  |  | Not Required
ERCOT | Cumbia Energy Center | [5 empty] | BA |  |  |  | OTH |  |  |  | 200 | [12 empty] | Nueces |  |  |  | 8485 Westside Bulk 138kV substation, owned by AEP Texas Central Co., bus number # |  | 2027-09-07 | [6 empty] | 27INR0015 | SS Completed, FIS Started, No IA | Cumbia Energy Center LLC | COASTAL |  | 2023-03-20 | 2023-03-27 | 2023-06-19 | 2023-03-21 |  |  |  | No |  |  | Not Required
ERCOT | SCOTT CROSSING PV1 | [5 empty] | PV |  |  |  | SOL |  |  |  | 364.14 | [12 empty] | Haskell |  |  |  | Tap 345kV 60514 Clear Crossing - 60507 |  | 2027-09-01 | [6 empty] | 27INR0020 | SS Completed, FIS Started, No IA | FRESH AIR ENERGY II, LLC | WEST |  | 2023-03-14 | 2023-03-27 | 2023-06-19 | 2023-03-13 |  |  |  | No |  |  | Not Required
ERCOT | Live Oak Bayou Solar SLF | [5 empty] | PV |  |  |  | SOL |  |  |  | 156.06 | [12 empty] | Matagorda |  |  |  | Tap 345kV Refuge (42400) - Hawkinsville (42440) ckt 27 |  | 2027-12-01 | [6 empty] | 27INR0021 | SS Completed, FIS Started, No IA | FRESH AIR ENERGY II, LLC | COASTAL |  | 2023-05-09 | 2023-05-15 | 2023-08-11 | 2023-05-09 |  |  |  | No |  |  | Not Required
ERCOT | Panhandle Flagship Solar 1 | [5 empty] | PV |  |  |  | SOL |  |  |  | 439.4 | [12 empty] | Carson |  |  |  | 345 kV Railhead Substation (RAILHEAD #79005) |  | 2027-12-01 | [6 empty] | 27INR0022 | SS Completed, FIS Started, No IA | Panhandle Solar Group Operating Company LLC | PANHANDLE |  | 2023-03-09 | 2023-03-13 | 2023-06-09 | 2023-02-23 |  | Yes |  | No |  |  | Not Required
ERCOT | Panhandle Flagship Solar 2 | [5 empty] | PV |  |  |  | SOL |  |  |  | 304.4 | [12 empty] | Hutchinson |  |  |  | 345 kV Railhead Substation (RAILHEAD #79005). Station 2 (27INR0023) connects to Station 1 (27INR0022 & 27INR0025) via a 4.9 mile internal tie line. Station 1 (27INR0022 & 27INR0025) connects to POIB via 22.5 mile tie-line |  | 2027-12-01 | [6 empty] | 27INR0023 | SS Completed, FIS Started, No IA | Panhandle Solar Group Operating Company LLC | PANHANDLE |  | 2023-03-09 | 2023-03-13 | 2023-06-09 | 2023-02-23 |  | Yes |  | No |  |  | Not Required
ERCOT | Panhandle Flagship Solar 3 | [5 empty] | PV |  |  |  | SOL |  |  |  | 260.3 | [12 empty] | Hutchinson |  |  |  | 345 kV Railhead Substation (RAILHEAD #79005).Station 3 (27INR0024) connects to Station 2 (27INR0023) via a 4.4 mile internal tie line. Station 2 connects to Station 1 (27INR0022 & 27INR0025) via a 4.9 mile internal tie line. Station 1 connects to POI |  | 2027-12-01 | [6 empty] | 27INR0024 | SS Completed, FIS Started, No IA | Panhandle Solar Group Operating Company LLC | PANHANDLE |  | 2023-03-09 | 2023-03-13 | 2023-06-09 | 2023-02-23 |  | Yes |  | No |  |  | Not Required
ERCOT | Panhandle Flagship Storage | [5 empty] | BA |  |  |  | OTH |  |  |  | 371.7 | [12 empty] | Carson |  |  |  | 345 kV Railhead Substation (RAILHEAD #79005) |  | 2027-12-01 | [6 empty] | 27INR0025 | SS Completed, FIS Started, No IA | Panhandle Solar Group Operating Company LLC | PANHANDLE |  | 2023-03-09 | 2023-03-13 | 2023-06-09 | 2023-02-23 |  | Yes |  | No |  |  | Not Required
ERCOT | Short Creek BESS | [5 empty] | BA |  |  |  | OTH |  |  |  | 150.51 | [12 empty] | Wichita |  |  |  | Tap 345kV 6101 Riley - 1425 Fisher Road Switch |  | 2027-12-01 | [6 empty] | 27INR0029 | SS Completed, FIS Started, No IA | Wichita Solar I, LLC | WEST |  | 2023-04-12 | 2023-04-19 | 2023-07-14 | 2023-04-12 |  | No |  | No |  |  | Not Required
ERCOT | SCOTT CROSSING STORAGE SLF | [5 empty] | BA |  |  |  | OTH |  |  |  | 0 | [12 empty] | Haskell |  |  |  | Tap 345kV 60514 Clear Crossing - 60507 Pendulo |  | 2027-09-01 | [6 empty] | 27INR0038 | SS Completed, FIS Started, No IA | FRESH AIR ENERGY II, LLC | WEST |  | 2023-04-06 | 2023-04-19 | 2023-07-13 | 2023-04-07 |  |  |  | No |  |  | Not Required
ERCOT | Live Oak Bayou Storage SLF | [5 empty] | BA |  |  |  | OTH |  |  |  | 0 | [12 empty] | Matagorda |  |  |  | Tap 345kV 42530 Jones Creek – 42440 Hawkinsville ckt 27 |  | 2027-12-01 | [6 empty] | 27INR0039 | SS Completed, FIS Started, No IA | FRESH AIR ENERGY II, LLC | COASTAL |  | 2023-04-06 | 2023-05-03 | 2023-07-28 | 2023-04-20 |  |  |  | No |  |  | Not Required
ERCOT | Solar Star Rhome Storage | [5 empty] | BA |  |  |  | OTH |  |  |  | 220.7 | [12 empty] | Wise |  |  |  | 576 RHOME 138kV |  | 2027-03-31 | [6 empty] | 27INR0040 | SS Completed, FIS Started, No IA | Solar Star Rhome Storage | NORTH |  | 2023-08-17 | 2023-04-19 | 2023-07-12 |  |  |  |  | No |  |  | Not Required
ERCOT | Sunscape Renewable Energy Solar SLF | [5 empty] | PV |  |  |  | SOL |  |  |  | 522.75 | [12 empty] | Nueces |  |  |  | Bus# 8455 Lon C Hill to Bus# 80078 Reforzar 345 kV Line |  | 2028-10-28 | [6 empty] | 27INR0047 | SS Completed, FIS Started, IA | Sunscape Renewable Energy LLC | COASTAL |  | 2023-06-14 | 2023-06-28 | 2023-09-20 | 2023-05-30 |  | Yes | 2024-07-18 | No |  |  | Not Required
ERCOT | Sunscape Renewable Energy Storage SLF | [5 empty] | BA |  |  |  | OTH |  |  |  | 0 | [12 empty] | Nueces |  |  |  | Tap 345kV 8455 Lon C Hill -- 80078 Reforzar |  | 2028-10-28 | [6 empty] | 27INR0048 | SS Completed, FIS Started, IA | Sunscape Renewable Energy LLC | COASTAL |  | 2023-06-06 | 2023-06-28 | 2023-09-20 | 2023-06-06 |  | Yes | 2024-07-18 | No |  |  | Not Required
ERCOT | Darkwood Solar | [5 empty] | PV |  |  |  | SOL |  |  |  | 150.76 | [12 empty] | Comanche |  |  |  | Tap 345KV 1900 Comanche Peak to 1440 Comanche SS |  | 2027-01-30 | [6 empty] | 27INR0049 | SS Completed, FIS Started, No IA | Mustang Creek Solar, LLC | NORTH |  | 2023-11-09 | 2023-06-28 | 2023-09-01 | 2023-11-09 |  |  |  | No |  |  | Not Required
ERCOT | Darkwood BESS | [5 empty] | BA |  |  |  | OTH |  |  |  | 150.5 | [12 empty] | Comanche |  |  |  | Tap 345KV 1900 Comanche Peak - 1440 Comanche Switch |  | 2027-01-30 | [6 empty] | 27INR0050 | SS Completed, FIS Started, No IA | Mustang Creek Solar, LLC | NORTH |  | 2023-11-09 | 2023-06-07 | 2023-09-01 |  |  |  |  | No |  |  | Not Required
ERCOT | Laurel Wind Energy Center | [5 empty] | WT |  |  |  | WIN |  |  |  | 501.76 | [12 empty] | Pecos |  |  |  | Solstice to Bakersfield (Bus# 60404 -76002) 345kV Ckt 2 line tap |  | 2027-01-31 | [6 empty] | 27INR0056 | SS Completed, FIS Started, No IA | Laurel Energy Center, LLC | WEST |  | 2023-06-15 | 2023-06-28 | 2023-09-22 | 2023-06-08 |  |  |  | No |  |  | Not Required
ERCOT | Hecate Energy Orem Wind | [5 empty] | WT |  |  |  | WIN |  |  |  | 1542 | [12 empty] | Brazoria |  |  |  | 42530 Jones Creek 345kV |  | 2030-06-01 | [6 empty] | 27INR0061 | SS Completed, FIS Started, No IA | Hecate Energy LLC | COASTAL |  | 2024-06-27 | 2023-06-28 | 2023-09-22 |  |  |  |  | No |  |  | Not Required
ERCOT | Supra Wind | [5 empty] | WT |  |  |  | WIN |  |  |  | 205.86 | [12 empty] | Hardeman |  |  |  | Tap #6101 Riley 7A to #60505 Edithcla 7B 345kV |  | 2027-12-23 | [6 empty] | 27INR0063 | SS Completed, FIS Started, No IA | NextEra Energy Interconnection Holdings, LLC | WEST |  | 2023-07-05 | 2023-07-10 | 2023-10-05 | 2023-06-29 |  |  |  | No |  |  | Not Required
ERCOT | Jerboa BESS | [5 empty] | BA |  |  |  | OTH |  |  |  | 201.08 | [12 empty] | Hidalgo |  |  |  | Tap 138kV 8906 North Alamo - 8354 Weslaco Switching Station |  | 2027-02-28 | [6 empty] | 27INR0068 | SS Completed, FIS Started, No IA | Jerboa Storage, LLC | SOUTH |  | 2023-07-31 | 2023-08-14 | 2023-11-02 | 2023-07-18 |  |  |  | No |  |  | Not Required
ERCOT | Lili Wind | [5 empty] | WT |  |  |  | WIN |  |  |  | 240 | [12 empty] | Sterling |  |  |  | Tap Sand Bluff <59902> Divide <76090>, 345kV |  | 2028-07-01 | [6 empty] | 27INR0076 | SS Completed, FIS Started, No IA | NextEra Energy Interconnection Holdings, LLC | WEST |  | 2024-01-08 | 2024-01-11 | 2024-04-08 | 2024-01-09 |  |  |  | Yes | Not Required | Not Required | Not Required
ERCOT | Cuchillas BESS | [5 empty] | BA |  |  |  | OTH |  |  |  | 306.94 | [12 empty] | Webb |  |  |  | 80219 Lobo 345kV |  | 2026-12-27 | [6 empty] | 27INR0077 | SS Completed, FIS Started, No IA | Gransolar Texas Two | SOUTH |  | 2023-08-17 | 2023-09-26 | 2023-12-20 | 2023-08-17 |  |  |  | No |  |  | Not Required
ERCOT | Laurel Storage Energy Center | [5 empty] | BA |  |  |  | OTH |  |  |  | 200.8 | [12 empty] | Pecos |  |  |  | Tap 345kV 60404 Solstice - 76002 Bakersfield Ckt 2 |  | 2027-01-31 | [6 empty] | 27INR0080 | SS Completed, FIS Started, No IA | Laurel Energy Center, LLC | WEST |  | 2023-08-18 | 2023-09-07 | 2023-12-01 | 2023-08-21 |  |  |  | No |  |  | Not Required
ERCOT | Orbit Energy Storage | [5 empty] | BA |  |  |  | OTH |  |  |  | 501.94 | [12 empty] | Bexar |  |  |  | Tap 345 kV Calaveras Power Station (BUS #5400) to HOWARD_5 (BUS #5231). |  | 2027-06-01 | [6 empty] | 27INR0082 | SS Completed, FIS Started, No IA | GCI Orbit Energy Storage, LLC | SOUTH |  | 2023-11-28 | 2023-11-30 | 2024-02-29 | 2023-09-27 |  |  |  | No |  |  | Not Required
ERCOT | Spinner Energy Storage | [5 empty] | BA |  |  |  | OTH |  |  |  | 125.63 | [12 empty] | Bee |  |  |  | 8196 Poesta Substation 138kV |  | 2027-06-01 | [6 empty] | 27INR0083 | SS Completed, FIS Started, No IA | GCI Wolf Energy Storage, LLC | SOUTH |  | 2023-10-05 | 2023-10-13 | 2024-01-09 | 2023-09-27 |  |  |  | No |  |  | Not Required
ERCOT | Aegle Power | [5 empty] | CC |  |  |  | GAS |  |  |  | 1536.4 | [12 empty] | Cameron |  |  |  | (#79501) Kingfisher 345 kV |  | 2027-07-30 | [6 empty] | 27INR0084 | SS Completed, FIS Started, No IA | Aegle Power LLC | COASTAL |  | 2024-07-03 | 2024-07-22 | 2024-10-17 | 2024-07-03 |  |  |  | No
ERCOT | Eagle Claw Energy Center | [5 empty] | BA |  |  |  | OTH |  |  |  | 200.84 | [12 empty] | Grimes |  |  |  | 30.615932, -95.962023 - Singleton (Bus #44645) - Zenith (Bus #44900) Circuit #98 345 kV Line |  | 2027-03-15 | [6 empty] | 27INR0085 | SS Completed, FIS Completed, No IA | Cypress Energy Center, LLC | NORTH |  | 2023-09-28 | 2023-10-13 | 2024-01-10 | 2023-10-06 | 2024-10-30 | Yes |  | No | Not Required | Not Required | Not Required
ERCOT | Tumbleweed Solar | [5 empty] | PV |  |  |  | SOL |  |  |  | 613.89 | [12 empty] | Borden |  |  |  | 59905 Faraday 345 kV |  | 2027-12-01 | [6 empty] | 27INR0086 | SS Completed, FIS Started, No IA | Hecate Energy Tumbleweed Solar LLC | WEST |  | 2024-04-10 | 2023-09-22 | 2023-12-20 |  |  |  |  | No | Not Required | Not Required | Not Required
ERCOT | Tumbleweed Storage | [5 empty] | BA |  |  |  | OTH |  |  |  | 507.2 | [12 empty] | Borden |  |  |  | 59905 Faraday 345 kV |  | 2027-12-01 | [6 empty] | 27INR0087 | SS Completed, FIS Started, No IA | Hecate Energy Tumbleweed Storage LLC | WEST |  | 2024-05-22 | 2023-10-04 | 2023-12-20 |  |  |  |  | No |  |  | Not Required
ERCOT | Antonio Road BESS | [5 empty] | BA |  |  |  | OTH |  |  |  | 155.52 | [12 empty] | Bastrop |  |  |  | Paige 138kV, bus number 7308, connecting to the existing substation via adding a breaker |  | 2027-06-01 | [6 empty] | 27INR0090 | SS Completed, FIS Started, No IA | Tempus Power management LLC | SOUTH | COD | 2024-09-19 | 2023-10-13 | 2024-01-09 |  |  |  |  | No |  |  | Not Required
ERCOT | Oak Tree Energy Storage | [5 empty] | BA |  |  |  | OTH |  |  |  | 310.2 | [12 empty] | Lavaca |  |  |  | Tap Shaula (#5380) – South Texas (#5915) |  | 2027-11-04 | [6 empty] | 27INR0091 | SS Completed, FIS Started, No IA | Live Oak Energy Storage, LLC | SOUTH |  | 2023-11-14 | 2023-12-04 | 2024-02-21 | 2023-11-21 |  |  |  | No |  |  | Not Required
ERCOT | Pecan BESS | [5 empty] | BA |  |  |  | OTH |  |  |  | 157.12 | [12 empty] | Leon |  |  |  | (PSSE BUS# 47) HILTOPLKS8 138kV |  | 2027-07-15 | [6 empty] | 27INR0092 | SS Completed, FIS Started, No IA | Gransolar Texas Three LLC | NORTH |  | 2023-10-11 | 2023-10-25 | 2024-01-22 | 2023-10-12 |  |  |  | No |  |  | Not Required
ERCOT | Guadalupe Battery Storage Project | [5 empty] | BA |  |  |  | OTH |  |  |  | 210.5 | [12 empty] | Guadalupe |  |  |  | # 7044 Marion 345kV |  | 2027-05-01 | [6 empty] | 27INR0093 | SS Completed, FIS Started, No IA | Guadalupe Power Partners, LP | SOUTH | FIS Request | 2024-12-02 | 2023-11-14 | 2024-02-08 |  |  |  |  | No |  |  | Not Required
ERCOT | Bulldog Power | [5 empty] | GT |  |  |  | GAS |  |  |  | 300.75 | [12 empty] | Brazoria |  |  |  | 39703 TNMP FM524 Substation 138kV |  | 2026-04-30 | [6 empty] | 27INR0095 | SS Completed, FIS Started, No IA | Bulldog Power LLC | COASTAL |  | 2023-11-13 | 2023-11-14 | 2024-02-08 | 2023-11-08 |  | No |  | No
ERCOT | Rubicon Power BESS | [5 empty] | BA |  |  |  | OTH |  |  |  | 301.38 | [12 empty] | Brazoria |  |  |  | 39703 TNMP FM524 138kV |  | 2025-11-15 | [6 empty] | 27INR0096 | SS Completed, FIS Completed, No IA | Rubicon Power LLC | COASTAL |  | 2023-11-13 | 2023-11-14 | 2024-02-08 | 2023-11-08 | 2024-08-23 | No |  | No |  |  | Not Required
ERCOT | JUNIPERUS BESS | [5 empty] | BA |  |  |  | OTH |  |  |  | 226.39 | [12 empty] | Hopkins |  |  |  | TAP CASHSW_T5 (2464) -SULSP_SS1_5 (1697) |  | 2028-04-03 | [6 empty] | 27INR0097 | SS Completed, FIS Started, No IA | BLUE STONE RENEWABLE XXI LLC | NORTH |  | 2024-08-05 | 2023-10-30 | 2024-01-26 |  |  |  |  | No |  |  | Not Required
ERCOT | Silver Spur Energy Center | [5 empty] | BA |  |  |  | OTH |  |  |  | 200.83 | [12 empty] | Brazos |  |  |  | TAP BRYN_WBRN (BUS #32895) - MILL_SW138 (BUS #32856) 138 KV LINE |  | 2027-02-01 | [6 empty] | 27INR0099 | SS Completed, FIS Started, No IA | Silver Spur Energy Center, LLC | NORTH |  | 2023-12-04 | 2023-12-04 | 2024-03-01 | 2023-10-16 |  |  |  | No | Not Required | Not Required | Not Required
ERCOT | Cottonseed Energy Storage | [5 empty] | BA |  |  |  | OTH |  |  |  | 207.6 | [12 empty] | Wharton |  |  |  | South Lane City and PSEE # is 43190 |  | 2027-04-20 | [6 empty] | 27INR0102 | SS Completed, FIS Completed, No IA | Cottonseed Energy Storage LLC | SOUTH |  | 2023-11-01 | 2023-11-14 | 2024-01-08 | 2023-11-02 | 2024-08-23 |  |  | No |  |  | Not Required
ERCOT | Starlight Solar | [5 empty] | PV |  |  |  | SOL |  |  |  | 130.72 | [12 empty] | Mills |  |  |  | tap the 138 kV Goldthwaite (#7070) – San Saba Switch (#77074) |  | 2027-03-15 | [6 empty] | 27INR0105 | SS Completed, FIS Started, No IA | Mills Tx Solar LLC | NORTH |  | 2023-10-06 | 2024-02-27 | 2024-05-22 | 2024-02-08 |  |  |  | No | Not Required | Not Required | Not Required
ERCOT | Bluewind Energy Center | [5 empty] | BA |  |  |  | OTH |  |  |  | 102.56 | [12 empty] | Atascosa |  |  |  | 5713 Oaks Substation 138kV |  | 2026-07-02 | [6 empty] | 27INR0106 | SS Completed, FIS Started, No IA | Bluewind Energy Center, LLC | SOUTH |  | 2024-01-29 | 2024-02-27 | 2024-05-20 | 2024-01-15 |  |  |  | No | Not Required | Not Required
ERCOT | Starlight Storage | [5 empty] | BA |  |  |  | OTH |  |  |  | 104.66 | [12 empty] | Mills |  |  |  | Tap 138kV 7070 Goldthwaite – 77074 San Saba Switch |  | 2027-03-15 | [6 empty] | 27INR0107 | SS Completed, FIS Started, No IA | Mills Tx Solar LLC | NORTH |  | 2024-02-16 | 2024-02-27 | 2024-05-22 | 2024-02-08 |  |  |  | No | Not Required | Not Required | Not Required
ERCOT | Menarcho | [5 empty] | WT |  |  |  | WIN |  |  |  | 405.4 | [12 empty] | Concho |  |  |  | Tap 345-kV Double Circuit Amos Creek (7077) – Brown (1444)/Amos Creek (7077) – Bow Wood (76006) |  | 2028-03-29 | [6 empty] | 27INR0108 | SS Completed, FIS Started, No IA | Orsted Onshore Development North America, LLC | WEST |  | 2023-12-06 | 2024-01-03 | 2024-03-29 | 2023-12-11 |  |  |  | No | Not Required | Not Required | Not Required
ERCOT | Two Barbaras BESS | [5 empty] | BA |  |  |  | OTH |  |  |  | 217.16 | [12 empty] | Montgomery |  |  |  | Tap 138 kV Pinehurst (#46240) – Mill Creek (#44850) Line |  | 2028-03-02 | [6 empty] | 27INR0109 | SS Completed, FIS Started, No IA | Two Barbaras BESS | HOUSTON |  | 2024-03-15 | 2024-03-22 | 2024-06-19 | 2024-03-14 |  |  |  | No |  |  | Not Required
ERCOT | Malachite Solar | [5 empty] | PV |  |  |  | SOL |  |  |  | 184.55 | [12 empty] | Wharton |  |  |  | The 345 kV Hillje (#44200) – Holman (#9073) Line; AEN. |  | 2028-07-31 | [6 empty] | 27INR0111 | SS Completed, FIS Started, No IA | Malachite Solar LLC | SOUTH |  | 2024-01-31 | 2024-02-27 | 2024-05-22 | 2024-01-25 |  |  |  | No |  |  | Not Required
ERCOT | Malachite BESS | [5 empty] | BA |  |  |  | OTH |  |  |  | 191.12 | [12 empty] | Wharton |  |  |  | Tap 345 kV 44200 Hillje – 9073 Homan |  | 2028-07-31 | [6 empty] | 27INR0112 | SS Completed, FIS Started, No IA | Malachite Storage LLC | SOUTH |  | 2024-05-15 | 2024-05-20 | 2024-07-22 | 2024-05-15 |  |  |  | No |  |  | Not Required
ERCOT | Grapefruit Solar | [5 empty] | PV |  |  |  | SOL |  |  |  | 301.2 | [12 empty] | Hidalgo |  |  |  | North Edinburg (Bus #8905) - Reforzar (Bus # 80078) 345kV |  | 2027-12-30 | [6 empty] | 27INR0118 | SS Completed, FIS Started, No IA | Grapefruit Solar LLC | SOUTH |  | 2024-02-05 | 2024-02-27 | 2024-05-22 | 2024-01-26 |  | No |  | No | Not Required | Not Required | Not Required
ERCOT | Paddlewheel Solar SLF | [5 empty] | PV |  |  |  | SOL |  |  |  | 150 | [12 empty] | Matagorda |  |  |  | 138 kV Pavlov Station (#8608); AEP |  | 2027-09-30 | [6 empty] | 27INR0122 | SS Completed, FIS Started, No IA | Paddlewheel Solar, LLC | COASTAL |  | 2024-05-20 | 2024-06-03 | 2024-08-27 | 2024-06-03 |  |  |  | No |  |  | Not Required
ERCOT | RedSun Solar | [5 empty] | PV |  |  |  | SOL |  |  |  | 82.55 | [12 empty] | Burnet |  |  |  | Tap 138kV 7100 Burnet - 7529 Bertram |  | 2027-06-15 | [6 empty] | 27INR0124 | SS Completed, FIS Started, No IA | Gransolar Texas Twenty Two | SOUTH |  | 2023-11-28 | 2023-12-04 | 2024-03-01 | 2023-11-28 |  |  |  | No |  |  | Not Required
ERCOT | RedSun BESS | [5 empty] | BA |  |  |  | OTH |  |  |  | 84.04 | [12 empty] | Burnet |  |  |  | Existing Line from Substation Name: Burnet (PSSE#7100) to Substation Name: Bertram (PSSE#7520) |  | 2027-06-15 | [6 empty] | 27INR0125 | SS Completed, FIS Started, No IA | Gransolar Texas Twenty Two | SOUTH |  | 2023-11-27 | 2023-12-04 | 2024-03-01 | 2023-11-21 |  |  |  | No |  |  | Not Required
ERCOT | Corvus Solar, LLC | [5 empty] | PV |  |  |  | SOL |  |  |  | 200.9 | [12 empty] | Webb |  |  |  | Tap 345kV Cenzio (#80219) - Lobo (#80220) |  | 2027-07-13 | [6 empty] | 27INR0126 | SS Completed, FIS Started, No IA | Corvus Solar, LLC | SOUTH |  | 2024-01-16 | 2024-02-07 | 2024-04-30 | 2024-01-16 |  | No |  | No | Not Required | Not Required | Not Required
ERCOT | Bigway Solar I | [5 empty] | PV |  |  |  | SOL |  |  |  | 200 | [12 empty] | King |  |  |  | Tap 345kV 59904 Cottonwood - 60500 Edith Clarke Ckt #2 |  | 2028-12-31 | [6 empty] | 27INR0127 | SS Completed, FIS Started, No IA | NextEra Energy Interconnection Holdings, LLC | WEST |  | 2024-03-12 | 2024-01-11 | 2024-03-15 |  |  |  |  | No |  |  | Not Required
ERCOT | Bigway Solar II | [5 empty] | PV |  |  |  | SOL |  |  |  | 200 | [12 empty] | King |  |  |  | Tap 345KV #59904 Cottonwood - #60500 Edith Clarke Ckt #2 |  | 2028-12-31 | [6 empty] | 27INR0128 | SS Completed, FIS Started, No IA | NextEra Energy Interconnection Holdings, LLC | WEST |  | 2024-03-04 | 2023-12-20 | 2024-03-15 |  |  | No |  | No |  |  | Not Required
ERCOT | Palo Verde Wind | [5 empty] | WT |  |  |  | WIN |  |  |  | 301.5 | [12 empty] | San Patricio |  |  |  | Tap 345kV 8624 Grissom – 8455 Lon C Hill |  | 2027-09-02 | [6 empty] | 27INR0132 | SS Completed, FIS Started, No IA | RWE Clean Energy Development, LLC | COASTAL |  | 2024-04-01 | 2024-04-09 | 2024-07-05 | 2024-04-01 |  |  |  | No |  |  | Not Required
ERCOT | Moonlit Bayou Storage | [5 empty] | BA |  |  |  | OTH |  |  |  | 209.23 | [12 empty] | Fayette |  |  |  | Tap 138kV 7252 Schulenburg - 7254 Weimar |  | 2028-07-31 | [6 empty] | 27INR0137 | SS Completed, FIS Started, No IA | Moonlit Bayou Energy Center, LLC | SOUTH |  | 2023-12-23 | 2024-02-26 | 2024-05-24 | 2024-02-08 |  |  |  | No |  |  | Not Required
ERCOT | Gatsby Energy Storage | [5 empty] | BA |  |  |  | OTH |  |  |  | 103.36 | [12 empty] | Pecos |  |  |  | Fort Lancaster 138 kV Substation (PSSE Bus #76579) |  | 2027-03-31 | [6 empty] | 27INR0139 | SS Completed, FIS Started, No IA | Gatsby Energy Storage LLC | WEST |  | 2023-12-07 | 2024-02-07 | 2024-04-29 | 2023-12-07 |  |  |  | No |  |  | Not Required
ERCOT | Bluefox Solar 1 | [5 empty] | PV |  |  |  | SOL |  |  |  | 402.6 | [12 empty] | Matagorda |  |  |  | #8754 Zoisite 345kV |  | 2029-05-31 | [6 empty] | 27INR0141 | SS Completed, FIS Started, No IA | Industrial November Project LLC | COASTAL |  | 2024-03-12 | 2024-03-22 | 2024-06-19 | 2024-02-21 |  |  |  | No |  |  | Not Required
ERCOT | UNICORN BESS | [5 empty] | BA |  |  |  | OTH |  |  |  | 278.98 | [12 empty] | Fort Bend |  |  |  | Tap 138 kV Wa Parish (#44015) - Crabb River Road Line (#44170) Line; CNP |  | 2027-09-01 | [6 empty] | 27INR0142 | SS Completed, FIS Started, No IA | Unicorn Energies | HOUSTON |  | 2024-01-05 | 2024-01-11 | 2024-04-05 | 2024-01-05 |  |  |  | No |  |  | Not Required
ERCOT | Ogalalla Storage | [5 empty] | BA |  |  |  | OTH |  |  |  | 251.6 | [12 empty] | Castro |  |  |  | 23912 OGALLALA_5 345kV |  | 2028-04-15 | [6 empty] | 27INR0143 | SS Completed, FIS Started, No IA | Hecate Energy Ogalalla Solar LLC | PANHANDLE |  | 2024-04-24 | 2024-01-03 | 2024-03-25 |  |  |  |  | No |  |  | Not Required
ERCOT | Angel City Solar | [5 empty] | PV |  |  |  | SOL |  |  |  | 221.02 | [12 empty] | Goliad |  |  |  | Coleto Creek (# 8164) AEP – Pawnee (#5725) STEC, 25.9 miles from Coleto Creek, 28.2 miles from Pawnee Sub. POI co-ordinates: 28.755, -97.583 |  | 2029-09-30 | [6 empty] | 27INR0144 | SS Completed, FIS Started, No IA | Angel City Energy Center, LLC | SOUTH |  | 2024-01-22 | 2024-02-07 | 2024-04-30 | 2024-01-23 |  |  |  | No |  |  | Not Required
ERCOT | Steelhead Energy Storage | [5 empty] | BA |  |  |  | OTH |  |  |  | 192.1 | [12 empty] | Fannin |  |  |  | Tap 1593 BONHAM_P8 to Allens Creek 1835 138kV |  | 2027-09-30 | [6 empty] | 27INR0145 | SS Completed, FIS Started, No IA | GRS BESS TEXAS SEVEN, LLC | NORTH |  | 2023-12-17 | 2024-02-07 | 2024-04-29 | 2024-01-04 |  |  |  | No | Not Required | Not Required | Not Required
ERCOT | Larrea Solar | [5 empty] | PV |  |  |  | SOL |  |  |  | 231.6 | [12 empty] | Pecos |  |  |  | Tap 345kV 76002 Bakerfield - 60404 Solstice CKT#1 |  | 2027-09-18 | [6 empty] | 27INR0146 | SS Completed, FIS Started, No IA | Greasewood IV LLC | WEST |  | 2024-06-10 | 2024-01-03 | 2024-03-29 |  |  |  |  | No |  |  | Not Required
ERCOT | Paloma Energy Center | [5 empty] | PV |  |  |  | SOL |  |  |  | 193.8 | [12 empty] | Colorado |  |  |  | Tap138 kV 57640 Rock Island - 57639 Sheridan |  | 2027-06-01 | [6 empty] | 27INR0147 | SS Completed, FIS Started, No IA | Harrison Street Development, LLC | SOUTH |  | 2024-01-08 | 2024-02-07 | 2024-05-01 | 2024-01-09 |  |  |  | No | Not Required | Not Required | Not Required
ERCOT | Paloma Energy Center BESS | [5 empty] | BA |  |  |  | OTH |  |  |  | 53.6 | [12 empty] | Colorado |  |  |  | 138 kV Tap 57640 Rock Island and 57639 Sheridan |  | 2027-06-01 | [6 empty] | 27INR0148 | SS Completed, FIS Started, No IA | Harrison Street Development, LLC | SOUTH |  | 2024-01-22 | 2024-02-07 | 2024-05-01 | 2024-01-22 |  |  |  | No |  |  | Not Required
ERCOT | Diablo Campo Storage | [5 empty] | BA |  |  |  | OTH |  |  |  | 313.54 | [12 empty] | Goliad |  |  |  | The Coleto Greek (#8164) to Pawnee Switching Station (#5725) ; LCRA |  | 2029-09-30 | [6 empty] | 27INR0149 | SS Completed, FIS Started, No IA | Diablo Campo Energy Center, LLC | SOUTH |  | 2024-01-23 | 2024-02-07 | 2024-04-29 | 2024-01-23 |  |  |  | No |  |  | Not Required
ERCOT | Coyote Den Storage | [5 empty] | BA |  |  |  | OTH |  |  |  | 156.61 | [12 empty] | Karnes |  |  |  | The Kenedy Switching Station #2 (#8186) to Rosata POD (#8153) Line ; AEP |  | 2028-09-30 | [6 empty] | 27INR0151 | SS Completed, FIS Started, No IA | Coyote Den Energy Center, LLC | SOUTH |  | 2024-01-31 | 2024-02-07 | 2024-04-29 | 2024-01-09 |  |  |  | No |  |  | Not Required
ERCOT | New Shepherd Solar | [5 empty] | PV |  |  |  | SOL |  |  |  | 150.81 | [12 empty] | Karnes |  |  |  | the Kenedy Switching Station #2 (#8186) – Rosata POD (#8153) line, AEP. |  | 2028-09-30 | [6 empty] | 27INR0152 | SS Completed, FIS Started, No IA | New Shepherd Energy Center, LLC | SOUTH |  | 2024-01-03 | 2024-01-11 | 2024-04-05 | 2023-12-19 |  |  |  | No |  |  | Not Required
ERCOT | Jim Wells BESS | [5 empty] | BA |  |  |  | OTH |  |  |  | 100.32 | [12 empty] | Jim Wells |  |  |  | 69kV PREMONT (#8894) |  | 2027-04-01 | [6 empty] | 27INR0154 | SS Completed, FIS Started, No IA | Jim Wells ESS | SOUTH |  | 2024-01-18 | 2024-02-07 | 2024-05-01 | 2024-01-15 |  |  |  | No |  |  | Not Required
ERCOT | Marcos Solar | [5 empty] | PV |  |  |  | SOL |  |  |  | 115.88 | [12 empty] | Victoria |  |  |  | To the 138 kV line from EDNA (#8118) to VICTORIA4A (#8172) |  | 2027-08-15 | [6 empty] | 27INR0169 | SS Completed, FIS Started, No IA | GRS BESS Texas Eight | SOUTH |  | 2024-01-06 | 2024-01-11 | 2024-04-08 | 2023-12-28 |  |  |  | No |  |  | Not Required
ERCOT | Marcos BESS | [5 empty] | BA |  |  |  | OTH |  |  |  | 115.88 | [12 empty] | Victoria |  |  |  | To the 138 kV line from EDNA (#8118) to VICTORIA4A (#8172) |  | 2027-08-15 | [6 empty] | 27INR0170 | SS Completed, FIS Started, No IA | GRS BESS Texas Eight LLC | SOUTH |  | 2024-01-17 | 2024-02-07 | 2024-04-30 | 2024-01-16 |  |  |  | No |  |  | Not Required
ERCOT | Trenno BESS | [5 empty] | BA |  |  |  | OTH |  |  |  | 202.56 | [12 empty] | Johnson |  |  |  | Tap 138kV 2281 Godley - 2888 Carmichael |  | 2027-09-13 | [6 empty] | 27INR0173 | SS Completed, FIS Started, No IA | JSB1, LLC | NORTH |  | 2024-03-25 | 2024-02-07 | 2024-04-30 |  |  |  |  | No |  |  | Not Required
ERCOT | Otter BESS | [5 empty] | BA |  |  |  | OTH |  |  |  | 157.12 | [12 empty] | Bexar |  |  |  | 5378 SHEPHERD RD 138kV |  | 2027-04-15 | [6 empty] | 27INR0180 | SS Completed, FIS Started, No IA | GRS BESS TEXAS TEN, LLC | SOUTH |  | 2024-02-01 | 2024-02-27 | 2024-05-20 | 2024-02-05 |  |  |  | No |  |  | Not Required
ERCOT | Elk Unit 4 | [5 empty] | GT |  |  |  | GAS |  |  |  | 210 | [12 empty] | Hale |  |  |  | 141607 AEEC_5 |  | 2027-02-28 | [6 empty] | 27INR0181 | SS Completed, FIS Started, No IA | Golden Spread Electric Cooperative, Inc. | PANHANDLE |  | 2024-03-04 | 2024-04-09 | 2024-07-05 | 2024-03-19 |  |  |  | No
ERCOT | Silver Dollar Solar | [5 empty] | PV |  |  |  | SOL |  |  |  | 301.9 | [12 empty] | Freestone |  |  |  | Tap 345 kV Big Brown 3380 to Navarro 68091 ckt#2 |  | 2028-04-28 | [6 empty] | 27INR0186 | SS Completed, FIS Started, No IA | Silver Dollar Solar Project, LLC | NORTH |  | 2024-05-21 | 2024-06-03 | 2024-08-29 | 2024-05-13 |  |  |  | No |  |  | Not Required
ERCOT | Silver Dollar Storage | [5 empty] | BA |  |  |  | OTH |  |  |  | 153.1 | [12 empty] | Freestone |  |  |  | Tap 345 kV Big Brown 3380 to Navarro 68091 ckt#2 |  | 2028-04-28 | [6 empty] | 27INR0187 | SS Completed, FIS Started, No IA | Silver Dollar Solar Project, LLC | NORTH |  | 2024-05-21 | 2024-06-03 | 2024-08-29 | 2024-05-13 |  |  |  | No |  |  | Not Required
ERCOT | Millsing BESS | [5 empty] | BA |  |  |  | OTH |  |  |  | 501.6 | [12 empty] | Grimes |  |  |  | 44645 CNP Singleton 345kV |  | 2027-07-01 | [6 empty] | 27INR0190 | SS Completed, FIS Completed, No IA | Millsing BESS | NORTH |  | 2024-02-02 | 2024-02-27 | 2024-05-24 | 2024-02-05 | 2024-10-08 |  |  | No |  |  | Not Required
ERCOT | Cedar Draw Solar | [5 empty] | PV |  |  |  | SOL |  |  |  | 451.4 | [12 empty] | Scurry |  |  |  | 60011 Nebula7A 345kV |  | 2027-12-31 | [6 empty] | 27INR0192 | SS Completed, FIS Started, No IA | Cedar Draw Solar LLC | WEST |  |  | 2024-03-22 | 2024-06-19 | 2024-03-01 |  |  |  | No |  |  | Not Required
ERCOT | Cedar Draw BESS | [5 empty] | BA |  |  |  | OTH |  |  |  | 225.7 | [12 empty] | Scurry |  |  |  | 60011 Nebula7A 345kV |  | 2027-12-31 | [6 empty] | 27INR0193 | SS Completed, FIS Started, No IA | Cedar Draw Solar LLC | WEST |  | 2024-03-04 | 2024-03-22 | 2024-06-19 | 2024-02-20 |  |  |  | No |  |  | Not Required
ERCOT | CORRUSCANT BESS | [5 empty] | BA |  |  |  | OTH |  |  |  | 337.35 | [12 empty] | Dickens |  |  |  | Tap 345kV 59904 COTTONWOOD - 60500 EDITHCLA7A |  | 2027-04-18 | [6 empty] | 27INR0195 | SS Completed, FIS Started, No IA | AEU Battery Project III LLC | PANHANDLE |  | 2024-02-12 | 2024-02-27 | 2024-05-20 | 2024-02-06 |  |  |  | No |  |  | Not Required
ERCOT | Houston County BESS | [5 empty] | BA |  |  |  | OTH |  |  |  | 125.4 | [12 empty] | Houston |  |  |  | Tap ETEC 138kV #6733 Mustang Prairie to #6732 Latexo Sub |  | 2027-04-12 | [6 empty] | 27INR0196 | SS Completed, FIS Started, No IA | Houston ESS, LLC | NORTH |  | 2024-02-02 | 2024-02-27 | 2024-05-20 | 2024-01-31 |  |  |  | No | Not Required | Not Required | Not Required
ERCOT | Shallow Valley Storage | [5 empty] | BA |  |  |  | OTH |  |  |  | 103.39 | [12 empty] | Ward |  |  |  | Tap 138kV 1239 Coyanosa - 11238 Blair Lake Sub |  | 2028-06-01 | [6 empty] | 27INR0202 | SS Completed, FIS Started, No IA | Shallow Valley Storage, LLC | WEST |  | 2024-07-19 | 2024-07-22 | 2024-10-17 | 2024-07-19 |  |  |  | No |  |  | Not Required
ERCOT | Dunlay Solar | [5 empty] | PV |  |  |  | SOL |  |  |  | 150.5 | [12 empty] | Medina |  |  |  | Tap 138kV 5813 PearsonSW - 5225 Hondo |  | 2028-06-01 | [6 empty] | 27INR0203 | SS Completed, FIS Started, No IA | Medina PV, LLC | SOUTH |  | 2024-03-12 | 2024-03-22 | 2024-06-19 | 2024-03-12 |  |  |  | No |  |  | Not Required
ERCOT | Donna Solar | [5 empty] | PV |  |  |  | SOL |  |  |  | 168.97 | [12 empty] | Hidalgo |  |  |  | Tap 345 kV (80137) Stewart Road - (8383) North Edinburg CKT ID#01 |  | 2027-12-31 | [6 empty] | 27INR0205 | SS Completed, FIS Started, No IA | Donna Solar LLC | SOUTH |  | 2024-11-26 | 2024-03-22 | 2024-06-19 |  |  |  |  | No |  |  | Not Required
ERCOT | Chacon Creek | [5 empty] | BA |  |  |  | OTH |  |  |  | 181.9 | [12 empty] | Medina |  |  |  | (#8962) LYTLE4A 138KV |  | 2027-10-31 | [6 empty] | 27INR0206 | SS Completed, FIS Started, No IA | Cattlemen BESS LLC | SOUTH |  | 2024-03-07 | 2024-03-22 | 2024-06-19 | 2024-03-14 |  |  |  | No |  |  | Not Required
ERCOT | Wander Waters BESS | [5 empty] | BA |  |  |  | OTH |  |  |  | 303.5 | [12 empty] | Wilbarger |  |  |  | 61001 JIMTREEC7A 345kV |  | 2027-10-31 | [6 empty] | 27INR0207 | SS Completed, FIS Started, No IA | Wander Waters BESS LLC | WEST |  | 2024-03-11 | 2024-03-22 | 2024-06-19 | 2024-03-12 |  |  |  | No |  |  | Not Required
ERCOT | Sugarloaf BESS | [5 empty] | BA |  |  |  | OTH |  |  |  | 100.6 | [12 empty] | Dimmit |  |  |  | (#80481) PILONCIL4 138KV |  | 2026-10-31 | [6 empty] | 27INR0208 | SS Completed, FIS Started, No IA | Sugarloaf Clean Energy LLC | SOUTH |  | 2024-03-04 | 2024-03-22 | 2024-06-19 | 2024-03-11 |  |  |  | No |  |  | Not Required
ERCOT | Goby Energy Center | [5 empty] | BA |  |  |  | OTH |  |  |  | 200.65 | [12 empty] | Brazoria |  |  |  | Tap 138kV line 44390 Karsten - 44721 Thompsons |  | 2027-06-30 | [6 empty] | 27INR0209 | SS Completed, FIS Started, No IA | Goby Energy Center | COASTAL |  | 2024-05-01 | 2024-05-20 | 2024-08-15 | 2024-05-07 |  |  |  | No |  |  | Not Required
ERCOT | Champs Elysees BESS | [5 empty] | BA |  |  |  | OTH |  |  |  | 256.1 | [12 empty] | Milam |  |  |  | Tap 345 kV 3377 Little Pond Switch - 3704 Hog Creek Switch |  | 2027-12-15 | [6 empty] | 27INR0216 | SS Completed, FIS Started, No IA | Champs Elysees Renewables, LLC | SOUTH |  | 2024-07-25 | 2024-08-16 | 2024-10-08 | 2024-07-26 |  |  |  | No |  |  | Not Required
ERCOT | Journey Solar | [5 empty] | PV |  |  |  | SOL |  |  |  | 124.7 | [12 empty] | Haskell |  |  |  | Tap 138kV Paint Creek 6161 - Aspermont 6158 |  | 2027-09-14 | [6 empty] | 27INR0217 | SS Completed, FIS Started, No IA | Journey Solar, LLC | WEST |  | 2024-03-13 | 2024-03-29 | 2024-06-19 | 2024-03-14 |  |  |  | No |  |  | Not Required
ERCOT | Themisto Solar | [5 empty] | PV |  |  |  | SOL |  |  |  | 301.2 | [12 empty] | Nolan |  |  |  | Tap 345kV Champion Creek #1414 – Sweetwater East #11420 |  | 2027-07-28 | [6 empty] | 27INR0218 | SS Completed, FIS Started, No IA | Themisto Solar, LLC | WEST |  | 2023-08-23 | 2024-02-26 | 2024-05-24 | 2024-02-13 |  |  |  | No |  |  | Not Required
ERCOT | Rigel Solar | [5 empty] | PV |  |  |  | SOL |  |  |  | 151.43 | [12 empty] | Ellis |  |  |  | Tap 345kV 2427 Watermill - 3159 Elrod |  | 2028-10-30 | [6 empty] | 27INR0219 | SS Completed, FIS Started, No IA | Galaxy Solar, LLC | NORTH | MW Size COD | 2024-08-22 | 2024-03-22 | 2024-06-19 |  |  |  |  | No |  |  | Not Required
ERCOT | Rigel Storage | [5 empty] | BA |  |  |  | OTH |  |  |  | 151.57 | [12 empty] | Ellis |  |  |  | Tap 345kV 2427 Watermill - 3159 Elrod |  | 2028-10-30 | [6 empty] | 27INR0220 | SS Completed, FIS Started, No IA | Galaxy Solar, LLC | NORTH | MW Size COD | 2024-08-22 | 2024-03-22 | 2024-06-19 |  |  |  |  | No |  |  | Not Required
ERCOT | Fierce River Solar | [5 empty] | PV |  |  |  | SOL |  |  |  | 895.67 | [12 empty] | Starr |  |  |  | Tap 345 kV 80355 Del Sol - 80119 Frontera Ckt 1 |  | 2028-12-06 | [6 empty] | 27INR0221 | SS Completed, FIS Started, No IA | Rio Grande Solar LLC | SOUTH |  | 2024-11-21 | 2024-03-22 | 2024-06-19 |  |  |  |  | No |  |  | Not Required
ERCOT | Fierce River BESS | [5 empty] | BA |  |  |  | OTH |  |  |  | 284.49 | [12 empty] | Starr |  |  |  | Tapping the 345 kV Line from Del Sol (Bus# 80355) to Frontera (Bus# 80119) ckt 1 |  | 2028-12-06 | [6 empty] | 27INR0222 | SS Completed, FIS Started, No IA | Rio Grande Solar LLC | SOUTH |  | 2024-11-21 | 2024-03-22 | 2024-06-19 |  |  |  |  | No
ERCOT | Benitoite Storage | [5 empty] | BA |  |  |  | OTH |  |  |  | 125.65 | [12 empty] | Van Zandt |  |  |  | Tap 138kV 3183 VAN_8 - 3197 TYLERSW_8 |  | 2027-08-25 | [6 empty] | 27INR0223 | SS Completed, FIS Started, No IA | BT Van Storage, LLC | NORTH |  | 2024-03-11 | 2024-03-22 | 2024-06-19 | 2024-03-10 |  |  |  | No |  |  | Not Required
ERCOT | Leopard BESS | [5 empty] | BA |  |  |  | OTH |  |  |  | 264.24 | [12 empty] | Victoria |  |  |  | 8721 Beecher 138 kV |  | 2027-07-02 | [6 empty] | 27INR0224 | SS Completed, FIS Started, No IA | Bobcat Energy Center, LLC | SOUTH |  | 2024-04-22 | 2024-05-09 | 2024-08-05 | 2024-04-05 |  |  |  | No |  |  | Not Required
ERCOT | Sunlit Pines Solar SLF | [5 empty] | PV |  |  |  | SOL |  |  |  | 206.71 | [12 empty] | Nacogdoches |  |  |  | Tap 138 kV 3342 Bayou Loco - 3341 Central Angelina County |  | 2027-10-03 | [6 empty] | 27INR0226 | SS Completed, FIS Started, No IA | Sunlit Pines Energy Center LLC | NORTH |  | 2024-03-29 | 2024-03-29 | 2024-06-24 | 2024-03-29 |  |  |  | No |  |  | Not Required
ERCOT | PALO VERDE BESS | [5 empty] | BA |  |  |  | OTH |  |  |  | 150 | [12 empty] | San Patricio |  |  |  | Tap 345kV 8624 Grissom – 8455 Lon C Hill |  | 2027-09-02 | [6 empty] | 27INR0227 | SS Completed, FIS Started, No IA | RWE Clean Energy Development, LLC | COASTAL |  | 2024-04-01 | 2024-04-15 | 2024-07-05 | 2024-04-01 |  |  |  | No |  |  | Not Required
ERCOT | Sunlit Pines BESS SLF | [5 empty] | BA |  |  |  | OTH |  |  |  | 208.12 | [12 empty] | Nacogdoches |  |  |  | Tap 138 kV 3342 Bayou Loco - 3341 Central Angelina County |  | 2027-10-03 | [6 empty] | 27INR0228 | SS Completed, FIS Started, No IA | Sunlit Pines BESS LLC | NORTH |  | 2024-03-29 | 2024-04-09 | 2024-06-24 | 2024-03-29 |  |  |  | No |  |  | Not Required
ERCOT | Easy Battery Energy Storage Center | [5 empty] | BA |  |  |  | OTH |  |  |  | 200 | [12 empty] | Schleicher |  |  |  | Tap 345 kV 76003 Big Hill to 76005 Schneeman Draw |  | 2027-12-01 | [6 empty] | 27INR0231 | SS Completed, FIS Started, No IA | Easy Wind Energy Center, LLC | WEST |  | 2024-03-18 | 2024-03-29 | 2024-06-19 | 2024-03-20 |  |  |  | No |  |  | Not Required
ERCOT | Anawa La Solar | [5 empty] | PV |  |  |  | SOL |  |  |  | 93.3 | [12 empty] | Hidalgo |  |  |  | TAP 138 KV 8394 LISTON - 8392 BATES |  | 2027-08-31 | [6 empty] | 27INR0232 | SS Completed, FIS Started, No IA | EIA Properties, Ltd. | SOUTH |  | 2024-04-29 | 2024-03-29 | 2024-06-19 |  |  |  |  | No |  |  | Not Required
ERCOT | Anawa La BESS | [5 empty] | BA |  |  |  | OTH |  |  |  | 103.7 | [12 empty] | Hidalgo |  |  |  | Tap 138KV 8394 Liston- 8392 Bates |  | 2027-08-31 | [6 empty] | 27INR0233 | SS Completed, FIS Started, No IA | EIA Properties, Ltd. | SOUTH |  | 2024-04-29 | 2024-03-22 | 2024-06-19 |  |  |  |  | No |  |  | Not Required
ERCOT | Maddox Solar | [5 empty] | PV |  |  |  | SOL |  |  |  | 101.3 | [12 empty] | Grayson |  |  |  | Tap 138 kV Haggerty Switch (12677) to Van Al (1754) 138kV |  | 2027-09-17 | [6 empty] | 27INR0234 | SS Completed, FIS Started, No IA | Industrial Lima Project LLC | NORTH |  | 2024-04-16 | 2024-05-09 | 2024-08-05 | 2024-04-17 |  |  |  | No |  |  | Not Required
ERCOT | Ochoa Energy Storage II | [5 empty] | BA |  |  |  | OTH |  |  |  | 501.72 | [12 empty] | Waller |  |  |  | Tap 138kV 44420 Katy - 44230 Flewellen |  | 2027-06-03 | [6 empty] | 27INR0235 | SS Completed, FIS Started, No IA | Ochoa Energy Storage II LLC | HOUSTON |  | 2024-04-08 | 2024-04-15 | 2024-07-12 | 2024-04-11 |  |  |  | No |  |  | Not Required
ERCOT | Atticus Energy Storage | [5 empty] | BA |  |  |  | OTH |  |  |  | 102.98 | [12 empty] | Sutton |  |  |  | 6570 Bond Road Substation 69KV |  | 2027-03-01 | [6 empty] | 27INR0236 | SS Completed, FIS Started, No IA | Atticus Energy Storage | WEST |  | 2024-03-26 | 2024-03-29 | 2024-06-25 | 2024-03-29 |  |  |  | No |  |  | Not Required
ERCOT | Callan Solar | [5 empty] | PV |  |  |  | SOL |  |  |  | 90.97 | [12 empty] | Menard |  |  |  | Tap 69kV 60386 Heartland to 6363 Yellow Jacket |  | 2028-09-01 | [6 empty] | 27INR0241 | SS Completed, FIS Started, No IA | Menard PV, LLC | WEST |  | 2024-05-22 | 2024-06-13 | 2024-08-07 | 2024-06-04 |  |  |  | No |  |  | Not Required
ERCOT | Stonewall Solar | [5 empty] | PV |  |  |  | SOL |  |  |  | 60.2 | [12 empty] | Stonewall |  |  |  | #755 BEPC ASPERMONT 69KV |  | 2029-01-15 | [6 empty] | 27INR0242 | SS Completed, FIS Started, No IA | Stonewall PV, LLC | WEST |  | 2024-05-06 | 2024-05-09 | 2024-08-05 | 2024-05-01 |  |  |  | No |  |  | Not Required
ERCOT | Brookview Road BESS | [5 empty] | BA |  |  |  | OTH |  |  |  | 203.2 | [12 empty] | Harris |  |  |  | Channelview 1 ( 40280) 138kV Substation |  | 2027-05-31 | [6 empty] | 27INR0243 | SS Completed, FIS Started, No IA | Horizon Energy Storage Green Field | HOUSTON |  | 2024-04-01 | 2024-04-09 | 2024-07-05 | 2024-04-02 |  |  |  | No |  |  | Not Required
ERCOT | Pez Rojo BESS | [5 empty] | BA |  |  |  | OTH |  |  |  | 217.23 | [12 empty] | Harris |  |  |  | Tap 138 kV #40260 Chamon - #40912 King |  | 2028-03-01 | [6 empty] | 27INR0245 | SS Completed, FIS Started, No IA | Pez Rojo BESS, LLC | HOUSTON |  | 2024-06-26 | 2024-07-01 | 2024-09-23 | 2024-06-14 |  |  |  | No |  |  | Not Required
ERCOT | Easy Wind Energy Center | [5 empty] | WT |  |  |  | WIN |  |  |  | 241.13 | [12 empty] | Schleicher |  |  |  | Tap 345kV #76003 Big Hill - #76005 Schneeman Draw circuit #1 |  | 2027-12-01 | [6 empty] | 27INR0246 | SS Completed, FIS Started, No IA | Easy Wind Energy Center, LLC | WEST |  | 2024-05-01 | 2024-05-20 | 2024-08-16 | 2024-05-02 |  |  |  | No |  |  | Not Required
ERCOT | Sun Angel ESS | [5 empty] | BA |  |  |  | OTH |  |  |  | 201.54 | [12 empty] | Angelina |  |  |  | Tap 138kV LUFKINE_8 (#3326)-HERTYTAP_8 (#3318) |  | 2028-07-01 | [6 empty] | 27INR0247 | SS Completed, FIS Started, No IA | Sun Angel ESS LLC | NORTH |  | 2024-06-03 | 2024-06-13 | 2024-08-07 | 2024-06-11 |  |  |  | No |  |  | Not Required
ERCOT | Double A Solar | [5 empty] | PV |  |  |  | SOL |  |  |  | 132.6 | [12 empty] | Goliad |  |  |  | Tap 69kV 5678 Schroeder - 5675 Big Oak |  | 2027-05-31 | [6 empty] | 27INR0248 | SS Completed, FIS Started, No IA | Double A Solar, LLC | SOUTH |  | 2024-05-14 | 2024-06-13 | 2024-08-07 | 2024-05-30 |  |  |  | No |  |  | Not Required
ERCOT | Raghorn Solar | [5 empty] | PV |  |  |  | SOL |  |  |  | 91.9 | [12 empty] | Jim Wells |  |  |  | Tap 69kV #5654 San Diego - #5658 Orange Grove |  | 2027-05-31 | [6 empty] | 27INR0249 | SS Completed, FIS Started, No IA | Raghorn Solar LLC | SOUTH |  | 2024-05-14 | 2024-05-20 | 2024-08-16 | 2024-05-16 |  |  |  | No |  |  | Not Required
ERCOT | Sayle Solar | [5 empty] | PV |  |  |  | SOL |  |  |  | 122.4 | [12 empty] | Jackson |  |  |  | Tap 69kV #5522 Edna - #5518 El Toro SW |  | 2027-05-31 | [6 empty] | 27INR0251 | SS Completed, FIS Started, No IA | Sayle Solar LLC | SOUTH |  | 2024-05-09 | 2024-06-03 | 2024-08-30 | 2024-05-22 |  |  |  | No |  |  | Not Required
ERCOT | Parula Energy Center | [5 empty] | BA |  |  |  | OTH |  |  |  | 250.95 | [12 empty] | Austin |  |  |  | 7287 Bellville North 138kV |  | 2027-06-30 | [6 empty] | 27INR0252 | SS Completed, FIS Started, No IA | Parula Energy Center | SOUTH |  | 2024-05-10 | 2024-05-20 | 2024-08-15 | 2024-05-09 |  |  |  | No |  |  | Not Required
ERCOT | Old Victory Energy Center | [5 empty] | BA |  |  |  | OTH |  |  |  | 208.8 | [12 empty] | Maverick |  |  |  | 8692 MAVERICK4A 138kV |  | 2027-05-01 | [6 empty] | 27INR0253 | SS Completed, FIS Started, No IA | Nova Clean Energy LLC | SOUTH |  | 2024-04-17 | 2024-05-09 | 2024-08-05 | 2024-04-25 |  |  |  | No |  |  | Not Required
ERCOT | REVOLUTION BESS | [5 empty] | BA |  |  |  | OTH |  |  |  | 208.8 | [12 empty] | La Salle |  |  |  | 8619 Encinal Substation 138KV |  | 2027-05-01 | [6 empty] | 27INR0254 | SS Completed, FIS Started, No IA | Nova Clean Energy LLC | SOUTH |  | 2024-04-17 | 2024-05-09 | 2024-08-05 | 2024-04-22 |  |  |  | No |  |  | Not Required
ERCOT | New Minglewood Energy Center | [5 empty] | BA |  |  |  | OTH |  |  |  | 208.3 | [12 empty] | Ward |  |  |  | #11098 Sand Lake Switch Station (SANDLAKE_5) 345kV |  | 2027-09-30 | [6 empty] | 27INR0255 | SS Completed, FIS Started, No IA | Nova Clean Energy LLC | WEST |  | 2024-04-24 | 2024-05-09 | 2024-08-05 | 2024-04-29 |  |  |  | No |  |  | Not Required
ERCOT | Paddlewheel BESS SLF | [5 empty] | BA |  |  |  | OTH |  |  |  | 50 | [12 empty] | Matagorda |  |  |  | 138 kV Pavlov Station (#8608); AEP |  | 2027-09-30 | [6 empty] | 27INR0256 | SS Completed, FIS Started, No IA | Paddlewheel Solar, LLC | COASTAL |  | 2024-05-20 | 2024-06-03 | 2024-08-27 | 2024-06-03 |  |  |  | No |  |  | Not Required
ERCOT | Double A Storage | [5 empty] | BA |  |  |  | OTH |  |  |  | 132.4 | [12 empty] | Goliad |  |  |  | Tap 69kV 5678 Schroeder - 5675 Big Oak |  | 2027-05-31 | [6 empty] | 27INR0257 | SS Completed, FIS Started, No IA | Double A Storage, LLC | SOUTH |  | 2024-06-10 | 2024-06-13 | 2024-08-07 | 2024-05-30 |  |  |  | No |  |  | Not Required
ERCOT | Raghorn Storage | [5 empty] | BA |  |  |  | OTH |  |  |  | 91.7 | [12 empty] | Jim Wells |  |  |  | Tap 69kV #5654 San Diego - #5658 Orange Grove |  | 2027-05-31 | [6 empty] | 27INR0259 | SS Completed, FIS Started, No IA | Raghorn Storage LLC | SOUTH |  | 2024-05-16 | 2024-05-20 | 2024-08-16 | 2024-05-16 |  |  |  | No |  |  | Not Required
ERCOT | Sayle Storage | [5 empty] | BA |  |  |  | OTH |  |  |  | 122.3 | [12 empty] | Jackson |  |  |  | Tap 69kV #5522 Edna - #5518 El Toro SW |  | 2027-05-31 | [6 empty] | 27INR0260 | SS Completed, FIS Started, No IA | Sayle Storage LLC | SOUTH |  | 2024-05-09 | 2024-06-03 | 2024-08-30 | 2024-05-22 |  |  |  | No |  |  | Not Required
ERCOT | Tipperary Solar | [5 empty] | PV |  |  |  | SOL |  |  |  | 60.16 | [12 empty] | Schleicher |  |  |  | 6498 Live Oak AEP 69kV |  | 2027-09-30 | [6 empty] | 27INR0261 | SS Completed, FIS Started, No IA | Tippsol | WEST |  | 2024-05-10 | 2024-06-13 | 2024-09-10 | 2024-05-17 |  |  |  | No |  |  | Not Required
ERCOT | EMPower Odessa | [5 empty] | IC |  |  |  | GAS |  |  |  | 123.4 | [12 empty] | Ector |  |  |  | Tap 138 kV 1110 EDWARDS TAP - 1102 JUDKINS |  | 2027-07-06 | [6 empty] | 27INR0272 | SS Completed, FIS Started, No IA | EMPOWER TXMX | WEST |  | 2024-07-02 | 2024-07-22 | 2024-10-17 | 2024-07-03 |  |  |  | No
ERCOT | XE Flying Kite Bess | [5 empty] | BA |  |  |  | OTH |  |  |  | 104.73 | [12 empty] | Zavala |  |  |  | tap 69kV 8672 La Pryor - 8231 Uvalde |  | 2027-05-21 | [6 empty] | 27INR0274 | SS Completed, FIS Started, No IA | Flying Kite BESS, LLC | SOUTH |  | 2024-07-10 | 2024-07-30 | 2024-10-28 | 2024-07-22 |  |  |  | No |  |  | Not Required
ERCOT | Red Hollow Renewable Energy BESS SLF | [5 empty] | BA |  |  |  | OTH |  |  |  | 308.6 | [12 empty] | Archer |  |  |  | Tap 345kV 1422 Bowman - 17002 Garvey Road |  | 2028-04-10 | [6 empty] | 27INR0279 | SS Completed, FIS Started, No IA | Red Hollow Renewable Energy LLC | WEST |  | 2024-06-04 | 2024-06-13 | 2024-09-10 | 2024-06-04 |  |  |  | No |  |  | Not Required
ERCOT | Goose Foot Energy Storage | [5 empty] | BA |  |  |  | OTH |  |  |  | 305.9 | [12 empty] | Scurry |  |  |  | New station tapping 345 kV Scurry County Switch (11318) – Tonkawa (11048) Circuit – I (approximately 8.9 miles from the Scurry County Switch) |  | 2028-10-31 | [6 empty] | 27INR0280 | SS Started, FIS Started, No IA | Goose Foot Energy Storage Project, LLC | WEST | FIS Request | 2024-11-11 | 2024-12-19 |  | 2024-12-05 |  |  |  | No
ERCOT | Nouveau BESS | [5 empty] | BA |  |  |  | OTH |  |  |  | 256.1 | [12 empty] | Brown |  |  |  | 1444 Brown Switch - 3348 Russell Gap 345 kV Line |  | 2027-12-15 | [6 empty] | 27INR0291 | SS Completed, FIS Started, No IA | RamZ BESS, LLC | NORTH |  | 2024-07-31 | 2024-08-16 | 2024-01-08 | 2024-07-31 |  |  |  | No |  |  | Not Required
ERCOT | Bernice Energy Storage | [5 empty] | BA |  |  |  | OTH |  |  |  | 402.8 | [12 empty] | Bexar |  |  |  | 5135 ELMENDORF 138kV |  | 2027-02-15 | [6 empty] | 27INR0294 | SS Completed, FIS Started, No IA | Bernice Energy Storage LLC | SOUTH |  | 2024-08-09 | 2024-09-04 | 2024-12-02 | 2024-08-12 |  |  |  | No |  |  | Not Required
ERCOT | Sugar Land Power Plant | [5 empty] | IC |  |  |  | GAS |  |  |  | 147.6 | [12 empty] | Fort Bend |  |  |  | tap 138kV 44015 W A Parish - 44671 Stafford CKT 9 |  | 2027-10-01 | [6 empty] | 27INR0296 | SS Completed, FIS Started, No IA | Imperial Power Plant, LLC | HOUSTON |  | 2024-06-19 | 2024-08-16 | 2024-11-12 | 2024-08-05 |  |  |  | No
ERCOT | Tolivar Power Plant | [5 empty] | IC |  |  |  | GAS |  |  |  | 225.6 | [12 empty] | Reeves |  |  |  | Tap 138 KV 38045 IH20-38043 COWPEN |  | 2027-04-15 | [6 empty] | 27INR0297 | SS Completed, FIS Started, IA | Pecos Power Plant, LLC | WEST |  | 2024-06-10 | 2024-07-01 | 2024-09-25 | 2024-06-14 |  |  | 2024-11-12 | No
ERCOT | Symank Solar | [5 empty] | PV |  |  |  | SOL |  |  |  | 66.55 | [12 empty] | Bosque |  |  |  | Tap 69 kV 37470 TNOLSEN_0 - 37520 TNSYCAMORE0 |  | 2027-12-15 | [6 empty] | 27INR0298 | SS Started, FIS Started, No IA | BT Symank Solar, LLC | NORTH |  | 2024-10-29 | 2024-11-19 |  | 2024-11-11 |  |  |  | No |  |  | Not Required
ERCOT | Mills Prairie Solar | [5 empty] | PV |  |  |  | SOL |  |  |  | 33 | [12 empty] | Navarro |  |  |  | Tap 69kV #194 Purdon - #199 Brushie |  | 2027-08-31 | [6 empty] | 27INR0299 | SS Started, FIS Started, No IA | Mills Solar, LLC | NORTH |  | 2024-11-04 | 2024-11-19 |  | 2024-11-04 |  |  |  | No |  |  | Not Required
ERCOT | Mills Prairie Storage | [5 empty] | BA |  |  |  | OTH |  |  |  | 33 | [12 empty] | Navarro |  |  |  | Tap 69kV #194 Purdon - #199 Brushie |  | 2027-08-31 | [6 empty] | 27INR0300 | SS Started, FIS Started, No IA | Mills Storage, LLC | NORTH |  | 2024-11-04 | 2024-11-19 |  | 2024-11-04 |  |  |  | No
ERCOT | Hondo Arroyo Solar | [5 empty] | PV |  |  |  | SOL |  |  |  | 60.4 | [12 empty] | Medina |  |  |  | Tap 138 kV 5225 Hondo - 5813 Pearson |  | 2027-07-01 | [6 empty] | 27INR0301 | SS Completed, FIS Started, No IA | Hondo Creek Solar, LLC | SOUTH |  | 2024-06-11 | 2024-06-13 | 2024-09-10 | 2024-06-06 |  |  |  | No |  |  | Not Required
ERCOT | Rocky Point BESS | [5 empty] | BA |  |  |  | OTH |  |  |  | 150.96 | [12 empty] | Coke |  |  |  | 6351 Nicole Substation 138kV |  | 2027-11-01 | [6 empty] | 27INR0303 | SS Completed, FIS Started, No IA | Nicole BESS | WEST |  | 2024-07-09 | 2024-07-30 | 2024-10-25 | 2024-07-18 |  |  |  | No |  |  | Not Required
ERCOT | Fletcher BESS | [5 empty] | BA |  |  |  | OTH |  |  |  | 309.92 | [12 empty] | Harris |  |  |  | Tap 138 kV 44630 Garth – 48156 Highlands |  | 2027-07-02 | [6 empty] | 27INR0304 | SS Completed, FIS Started, No IA | Archer Energy Center, LLC | HOUSTON |  | 2024-07-08 | 2024-07-22 | 2024-10-17 | 2024-06-28 |  |  |  | No |  |  | Not Required
ERCOT | Kurtz Solar SLF | [5 empty] | PV |  |  |  | SOL |  |  |  | 101.9 | [12 empty] | Atascosa |  |  |  | Tap 69kV #8206 Charlotte - #8607 Jourdanton |  | 2027-07-31 | [6 empty] | 27INR0305 | SS Completed, FIS Started, No IA | Kurtz Solar, LLC | SOUTH |  | 2024-08-29 | 2024-09-04 | 2024-12-02 | 2024-08-05 |  |  |  | No |  |  | Not Required
ERCOT | Kurtz Storage SLF | [5 empty] | BA |  |  |  | OTH |  |  |  | 0 | [12 empty] | Atascosa |  |  |  | Tap 69kV #8206 Charlotte - #8607 Jourdanton |  | 2027-07-31 | [6 empty] | 27INR0306 | SS Completed, FIS Started, No IA | Kurtz Storage, LLC | SOUTH |  | 2024-08-29 | 2024-09-04 | 2024-12-02 | 2024-08-26 |  |  |  | No |  |  | Not Required
ERCOT | Beaverhead Solar SLF | [5 empty] | PV |  |  |  | SOL |  |  |  | 61.5 | [12 empty] | Jim Wells |  |  |  | Direct to Sub 69kv #5653 Ben Bolt. |  | 2027-07-31 | [6 empty] | 27INR0307 | SS Completed, FIS Started, No IA | Pronghorn Solar, LLC | SOUTH |  | 2024-08-06 | 2024-08-16 | 2024-10-07 | 2024-08-05 |  |  |  | No |  |  | Not Required
ERCOT | Beaverhead Storage SLF | [5 empty] | BA |  |  |  | OTH |  |  |  | 61.5 | [12 empty] | Jim Wells |  |  |  | Direct to Sub 69kv #5653 Ben Bolt. |  | 2027-07-31 | [6 empty] | 27INR0308 | SS Completed, FIS Started, No IA | Pronghorn Storage, LLC | SOUTH |  | 2024-08-06 | 2024-08-16 | 2024-10-07 | 2024-08-05 |  |  |  | No |  |  | Not Required
ERCOT | Spindletop Solar | [5 empty] | PV |  |  |  | SOL |  |  |  | 286.04 | [12 empty] | Nacogdoches |  |  |  | Tap Stryker [3109] - Lufkin [3117] 345 kV line |  | 2027-06-30 | [6 empty] | 27INR0313 | SS Completed, FIS Started, No IA | Banita Creek Solar LLC | NORTH |  | 2024-07-16 | 2024-07-30 | 2024-10-25 | 2024-07-26 |  |  |  | No |  |  | Not Required
ERCOT | Spindletop Storage | [5 empty] | BA |  |  |  | OTH |  |  |  | 142.57 | [12 empty] | Nacogdoches |  |  |  | Tap 345 kV Stryker [3109] - Lufkin [3117] |  | 2027-06-30 | [6 empty] | 27INR0314 | SS Completed, FIS Started, No IA | Banita Creek Solar LLC | NORTH |  | 2024-07-24 | 2024-07-30 | 2024-10-25 | 2024-07-26 |  |  |  | No |  |  | Not Required
ERCOT | Old Roman Energy Center | [5 empty] | BA |  |  |  | OTH |  |  |  | 207.34 | [12 empty] | Reagan |  |  |  | 23868 STILES 138 KV |  | 2027-08-31 | [6 empty] | 27INR0315 | SS Completed, FIS Started, No IA | Nova Clean Energy LLC | WEST |  | 2024-09-11 | 2024-10-01 | 2024-11-13 | 2024-08-30 |  |  |  | No |  |  | Not Required
ERCOT | Avant Prairie BESS | [5 empty] | BA |  |  |  | OTH |  |  |  | 201.72 | [12 empty] | Freestone |  |  |  | Tap 345kV BIGBRNE (#3380) - JEWETT (#3390) |  | 2027-07-01 | [6 empty] | 27INR0316 | SS Completed, FIS Started, No IA | Avant Prairie ESS LLC | NORTH |  | 2024-09-03 | 2024-09-04 | 2024-12-02 | 2024-09-02 |  |  |  | No |  |  | Not Required
ERCOT | Edgewood BESS 1 | [5 empty] | BA |  |  |  | OTH |  |  |  | 100.3 | [12 empty] | Van Zandt |  |  |  | Edgewood (bus number-3181); Line break on Sulphur springs(1698) to Canton(3174) line |  | 2027-06-01 | [6 empty] | 27INR0317 | SS Started, FIS Started, No IA | Tempus Power management LLC | NORTH |  | 2024-10-16 | 2024-11-21 |  | 2024-11-05 |  |  |  | No
ERCOT | Perseus Gas | [5 empty] | GT |  |  |  | GAS |  |  |  | 1056.8 | [12 empty] | Nueces |  |  |  | Tap 345kV 84550 BLULACY 7A – 8455 Lon Hill 7A Ckt 2 |  | 2028-12-31 | [6 empty] | 27INR0320 | SS Completed, FIS Started, No IA | Engie Flexible Generation NA LLC | COASTAL | FIS Request | 2024-12-18 | 2024-08-16 | 2024-11-13 |  |  |  |  | No
ERCOT | Rock Island Generating | [5 empty] | IC |  |  |  | GAS |  |  |  | 121.8 | [12 empty] | Colorado |  |  |  | 57640 Rock Island 138 kV |  | 2027-06-01 | [6 empty] | 27INR0321 | SS Completed, FIS Started, No IA | Kerrville Public Utility Board Public Facility Corporation | SOUTH | SFS/NtP | 2024-07-15 | 2024-07-22 | 2024-10-08 | 2024-07-11 |  |  |  | Yes | 2024-08-01
ERCOT | Prairie Blossom Storage | [5 empty] | BA |  |  |  | OTH |  |  |  | 120 | [12 empty] | Howard |  |  |  | 1322 Big Spring 138kV |  | 2027-07-01 | [6 empty] | 27INR0323 | SS Started, FIS Started, No IA | Prairie Blossom Storage, LLC | WEST | FIS Request | 2024-12-05 | 2024-12-19 |  | 2024-10-07 |  |  |  | No |  |  | Not Required
ERCOT | LIP GAS POWER PROJECT | [5 empty] | IC |  |  |  | GAS |  |  |  | 186.74 | [12 empty] | Morris |  |  |  | 1795 Monticello SES 138kV |  | 2027-06-01 | [6 empty] | 27INR0324 | SS Completed, FIS Started, No IA | LONE STAR INDUSTRIAL PARK, LLC | NORTH |  | 2024-08-29 | 2024-09-04 | 2024-12-02 | 2024-08-28 |  |  |  | No
ERCOT | Thunderbird Valley Storage | [5 empty] | BA |  |  |  | OTH |  |  |  | 150.39 | [12 empty] | Young |  |  |  | (787) Olney Substation 138 kV |  | 2028-07-01 | [6 empty] | 27INR0326 | SS Started, FIS Started, No IA | Thunderbird Valley Storage | WEST |  | 2024-11-04 | 2024-11-19 |  | 2024-10-22 |  |  |  | No
ERCOT | Wild Horse Desert Solar | [5 empty] | PV |  |  |  | SOL |  |  |  | 120 | [12 empty] | Dimmit |  |  |  | Tap #8613 Big Well - #8212 Dilley Switch |  | 2027-07-01 | [6 empty] | 27INR0330 | SS Started, FIS Started, No IA | Wild Horse Desert Solar, LLC | SOUTH | FIS Request | 2024-12-10 | 2024-12-19 |  | 2024-12-06 |  |  |  | No |  |  | Not Required
ERCOT | Wild Horse Desert Storage | [5 empty] | BA |  |  |  | OTH |  |  |  | 90.3 | [12 empty] | Dimmit |  |  |  | Tap #8613 Big Well - #8212 Dilley Switch |  | 2027-07-01 | [6 empty] | 27INR0331 | SS Started, FIS Started, No IA | Wild Horse Desert Solar, LLC | SOUTH | FIS Request | 2024-12-05 | 2024-12-19 |  | 2024-12-06 |  |  |  | No |  |  | Not Required
ERCOT | Sentinel Solar | [5 empty] | PV |  |  |  | SOL |  |  |  | 271.3 | [12 empty] | La Salle |  |  |  | tap 345kV 80219 Lobo - 5709 Fowlerton CKT2 |  | 2029-01-24 | [6 empty] | 27INR0339 | SS Completed, FIS Started, No IA | Alamo Ranch Solar Project, LLC | SOUTH | COD | 2024-10-01 | 2024-10-01 | 2024-12-03 | 2024-09-18 |  |  |  | No |  |  | Not Required
ERCOT | Tomahawk Road BESS | [5 empty] | BA |  |  |  | OTH |  |  |  | 257.25 | [12 empty] | Ector |  |  |  | Tap 138 kV 1019 Moss - 1113 Odessa Southwest |  | 2028-03-01 | [6 empty] | 27INR0341 | SS Completed, FIS Started, No IA | Horizon Energy Storage Greenfield Project Holdings LLC | WEST |  | 2024-08-06 | 2024-08-16 | 2024-11-12 | 2024-08-09 |  |  |  | No |  |  | Not Required
ERCOT | Plant Road BESS | [5 empty] | BA |  |  |  | OTH |  |  |  | 251.32 | [12 empty] | Ector |  |  |  | 1027 ODEHV 138kV |  | 2028-03-01 | [6 empty] | 27INR0343 | SS Started, FIS Started, No IA | Horizon Energy Storage Greenfield Project Holdings LLC | WEST |  | 2024-09-18 | 2024-10-10 |  | 2024-10-02 |  |  |  | No |  |  | Not Required
ERCOT | Johnson Grass Solar | [5 empty] | PV |  |  |  | SOL |  |  |  | 195.8 | [12 empty] | Mitchell |  |  |  | Tap 138kV (#11395) Navigation - (#10054) Cattlemen |  | 2028-04-19 | [6 empty] | 27INR0348 | SS Completed, FIS Started, No IA | Johnson Grass Solar ,LLC | WEST |  | 2024-09-30 | 2024-10-01 | 2024-12-09 | 2024-09-30 |  |  |  | No |  |  | Not Required
ERCOT | Saddle Horn Station BESS SLF | [5 empty] | BA |  |  |  | OTH |  |  |  | 177.41 | [12 empty] | Comanche |  |  |  | tap 138kV 1650 COMANCHE_T8 - 290SHILOHC |  | 2028-04-10 | [6 empty] | 27INR0350 | SS Completed, FIS Started, No IA | Saddle Horn Station BESS LLC | NORTH | COD | 2024-08-27 | 2024-09-04 | 2024-11-13 | 2024-08-28 |  |  |  | No
ERCOT | Saddle Horn Station Solar SLF | [5 empty] | PV |  |  |  | SOL |  |  |  | 174.64 | [12 empty] | Comanche |  |  |  | 1650 COMANCHE_T8 - 290 SHILOHC 138 kV Line |  | 2028-04-10 | [6 empty] | 27INR0351 | SS Completed, FIS Started, No IA | Saddle Horn Station LLC | NORTH | COD | 2024-09-03 | 2024-09-04 | 2024-11-13 | 2024-09-03 |  |  |  | No |  |  | Not Required
ERCOT | Cebocell BESS | [5 empty] | BA |  |  |  | OTH |  |  |  | 200.85 | [12 empty] | Smith |  |  |  | 3137 BlackFork 138 KV |  | 2028-06-06 | [6 empty] | 27INR0354 | SS Completed, FIS Started, No IA | Cebocell, LLC | NORTH |  | 2024-08-20 | 2024-09-04 | 2024-11-13 | 2024-08-13 |  |  |  | No
ERCOT | Gardner Draw Solar | [5 empty] | PV |  |  |  | SOL |  |  |  | 200 | [12 empty] | Glasscock |  |  |  | 59902 Sand Bluff 345kV |  | 2027-12-31 | [6 empty] | 27INR0355 | SS Completed, FIS Started, No IA | RWE Clean Energy Development, LLC | WEST |  | 2024-09-26 | 2024-10-01 | 2024-12-30 | 2024-09-25 |  |  |  | No |  |  | Not Required
ERCOT | Hamlet Solar | [5 empty] | PV |  |  |  | SOL |  |  |  | 204 | [12 empty] | Frio |  |  |  | Tap 138kV #5895 PEARSALL - #5827 MOORE |  | 2028-09-05 | [6 empty] | 27INR0362 | SS Started, FIS Started, No IA | Hamlet Solar, LLC | SOUTH | COD | 2024-11-04 | 2024-11-19 |  | 2024-11-04 |  |  |  | No |  |  | Not Required
ERCOT | Hamlet Storage | [5 empty] | BA |  |  |  | OTH |  |  |  | 204 | [12 empty] | Frio |  |  |  | Tap 138kV #5895 PEARSALL -#5827 MOORE |  | 2028-09-05 | [6 empty] | 27INR0363 | SS Started, FIS Started, No IA | Hamlet Solar, LLC | SOUTH | COD | 2024-11-04 | 2024-11-19 |  | 2024-11-04 |  |  |  | No
ERCOT | Cashel BESS | [5 empty] | BA |  |  |  | OTH |  |  |  | 150.44 | [12 empty] | Schleicher |  |  |  | 6500 Live Oak AEP 138kV |  | 2027-09-30 | [6 empty] | 27INR0364 | SS Started, FIS Started, No IA | TIPPSOL LLC | WEST |  | 2024-10-22 | 2024-10-29 |  | 2024-10-22 |  |  |  | No
ERCOT | Comanche BESS | [5 empty] | BA |  |  |  | OTH |  |  |  | 614.4 | [12 empty] | Comanche |  |  |  | #1440 Comanche Switching Station 345kV |  | 2027-01-16 | [6 empty] | 27INR0365 | SS Started, FIS Started, No IA | ENERGOS BESS | NORTH | FIS Request | 2024-12-06 | 2024-12-06 |  | 2024-11-05 |  |  |  | No |  |  | Not Required
ERCOT | Gold Coin Storage | [5 empty] | BA |  |  |  | OTH |  |  |  | 72.95 | [12 empty] | Montague |  |  |  | Tap 138kV 1470 Newport - 616 Carter |  | 2027-07-01 | [6 empty] | 27INR0366 | SS Started, FIS Started, No IA | Grenergy USA | NORTH |  | 2024-10-15 | 2024-11-19 |  | 2024-10-25 |  |  |  | No
ERCOT | Feather Dalea BESS | [5 empty] | BA |  |  |  | OTH |  |  |  | 200 | [12 empty] | Glasscock |  |  |  | 59902 Sand_Bluff 345kV |  | 2027-07-02 | [6 empty] | 27INR0371 | SS Completed, FIS Started, No IA | RWE Clean Energy Development, LLC | WEST |  | 2024-09-16 | 2024-10-01 | 2024-12-09 | 2024-09-24 |  |  |  | No
ERCOT | Abeja Solar Farm | [5 empty] | PV |  |  |  | SOL |  |  |  | 200.84 | [12 empty] | Bee |  |  |  | Tap 345kV GODDARD7A (#8606) - TANGO7A (#8689) |  | 2027-07-01 | [6 empty] | 27INR0372 | SS Started, FIS Started, No IA | Abeja Solar | SOUTH | FIS Request | 2024-12-09 | 2024-12-19 |  | 2024-12-09 |  |  |  | No |  |  | Not Required
ERCOT | Velado Solar | [5 empty] | PV |  |  |  | SOL |  |  |  | 96 | [12 empty] | Dimmit |  |  |  | Tap 138kV 78281 Dimmit - 8274 Conoco Chittam |  | 2028-09-14 | [6 empty] | 27INR0373 | SS Started, FIS Started, No IA | Velado Solar, LLC | SOUTH | COD | 2024-11-07 | 2024-11-19 |  | 2024-11-07 |  |  |  | No |  |  | Not Required
ERCOT | Velado Storage | [5 empty] | BA |  |  |  | OTH |  |  |  | 96 | [12 empty] | Dimmit |  |  |  | Tap 138kv 78281 Dimmit - 8274 Conoco Chittam. |  | 2028-09-14 | [6 empty] | 27INR0374 | SS Started, FIS Started, No IA | Velado Storage, LLC | SOUTH | COD | 2024-11-05 | 2024-11-19 |  | 2024-11-05 |  |  |  | No
ERCOT | Buck Ranch Solar | [5 empty] | PV |  |  |  | SOL |  |  |  | 45 | [12 empty] | Live Oak |  |  |  | 5690 WEST GEORGE WEST SUB 69kV |  | 2028-08-02 | [6 empty] | 27INR0375 | SS Started, FIS Started, No IA | Buck Ranch Solar, LLC | SOUTH | FIS Request | 2024-11-13 | 2024-12-19 |  | 2024-12-16 |  |  |  | No |  |  | Not Required
ERCOT | Vista Bluff Wind 1 | [5 empty] | WT |  |  |  | WIN |  |  |  | 290.4 | [12 empty] | Upton |  |  |  | Double Tap 345kV Bearkat 59903 - 76000 McCamey Ckt 1 & 2 |  | 2027-12-31 | [6 empty] | 27INR0377 | SS Completed, FIS Started, No IA | Terra-Gen Development Company, LLC | WEST | FIS Request | 2024-12-09 | 2024-09-04 | 2024-11-13 |  |  |  |  | No |  |  | Not Required
ERCOT | Vista Bluff Wind 2 | [5 empty] | WT |  |  |  | WIN |  |  |  | 290.4 | [12 empty] | Upton |  |  |  | Double Tap 345kV Bearkat 59903 - 76000 McCamey Ckt 1 & 2 |  | 2027-12-31 | [6 empty] | 27INR0378 | SS Completed, FIS Started, No IA | Terra-Gen Development Company, LLC | WEST | FIS Request | 2024-12-09 | 2024-09-04 | 2024-11-13 |  |  |  |  | No |  |  | Not Required
ERCOT | La Mancha Solar | [5 empty] | PV |  |  |  | SOL |  |  |  | 40.9 | [12 empty] | Zavala |  |  |  | Tap 69kV 5836 NBatesville - 5822 Leona |  | 2028-10-10 | [6 empty] | 27INR0380 | SS Started, FIS Started, No IA | La Mancha Solar, LLC | SOUTH | COD | 2024-11-07 | 2024-11-19 |  | 2024-11-07 |  |  |  | No |  |  | Not Required
ERCOT | La Mancha Storage | [5 empty] | BA |  |  |  | OTH |  |  |  | 40.9 | [12 empty] | Zavala |  |  |  | Tap 69kV 5836 NBatesville - 5822 Leona |  | 2028-10-10 | [6 empty] | 27INR0381 | SS Started, FIS Started, No IA | La Mancha Storage, LLC | SOUTH | COD | 2024-11-07 | 2024-11-19 |  | 2024-11-07 |  |  |  | No
ERCOT | Windjammer Windpower | [5 empty] | WT |  |  |  | WIN |  |  |  | 292.58 | [12 empty] | Glasscock |  |  |  | tap 345kV 59902 Sand Bluff Wind Farm - 59907 Bernoulli |  | 2027-12-31 | [6 empty] | 27INR0383 | SS Completed, FIS Started, No IA | Windjammer Windpower, LLC | WEST | FIS Request | 2024-12-20 | 2024-09-10 | 2024-12-06 |  |  |  |  | No |  |  | Not Required
ERCOT | Straight Spur Wind | [5 empty] | WT |  |  |  | WIN |  |  |  | 247.3 | [12 empty] | Ector |  |  |  | Tap 345 kV 23876 Clear Fork -11157 Gardenale Switch |  | 2027-12-01 | [6 empty] | 27INR0384 | SS Started, FIS Started, No IA | ENGIE IR Holdings LLC | WEST | FIS Request | 2024-12-06 | 2024-12-19 |  | 2024-12-06 |  |  |  | No |  |  | Not Required
ERCOT | Straight Spur Solar | [5 empty] | PV |  |  |  | SOL |  |  |  | 251.7 | [12 empty] | Ector |  |  |  | Tap 345 kV ClearFork (Bus #23876) to Gardenale Switch (Bus #11157) |  | 2027-12-01 | [6 empty] | 27INR0385 | SS Started, FIS Started, No IA | ENGIE IR Holdings LLC | WEST |  | 2024-10-17 | 2024-11-21 |  | 2024-11-08 |  |  |  | No |  |  | Not Required
ERCOT | Straight Spur Storage | [5 empty] | BA |  |  |  | OTH |  |  |  | 306.2 | [12 empty] | Ector |  |  |  | Tap 345kV ClearFork( Bus # 23876) to Gardenale Switch (Bus # 11157) |  | 2027-12-01 | [6 empty] | 27INR0386 | SS Started, FIS Started, No IA | ENGIE IR Holdings LLC | WEST |  | 2024-11-14 | 2024-11-19 |  | 2024-11-08 |  |  |  | No |  |  | Not Required
ERCOT | Sugaree Solar | [5 empty] | PV |  |  |  | SOL |  |  |  | 251.4 | [12 empty] | Maverick |  |  |  | 138kV Escondido (8260) to Brackettville (8252) |  | 2027-12-15 | [6 empty] | 27INR0389 | SS Completed, FIS Started, No IA | Sugaree Solar LLC | SOUTH |  | 2024-10-08 | 2024-10-10 | 2024-12-09 | 2024-10-08 |  |  |  | No |  |  | Not Required
ERCOT | Ferdinand Grid BESS II | [5 empty] | BA |  |  |  | OTH |  |  |  | 208.12 | [12 empty] | Bexar |  |  |  | 5260 Leon Creek 138kV |  | 2027-06-08 | [6 empty] | 27INR0393 | SS Started, FIS Started, No IA | Ambar Power Holdco LLC | SOUTH | FIS Request | 2024-10-14 | 2024-12-19 |  | 2024-12-03 |  |  |  | No
ERCOT | Mariette Solar | [5 empty] | PV |  |  |  | SOL |  |  |  | 301.4 | [12 empty] | Wichita |  |  |  | Tap 345kV #1422 Bowman - #1425 Fisher Road |  | 2028-12-15 | [6 empty] | 27INR0394 | SS Started, FIS Started, No IA | Mariette Solar LLC | WEST |  | 2024-10-15 | 2024-10-29 |  | 2024-10-22 |  |  |  | No |  |  | Not Required
ERCOT | Zodiac Storage | [5 empty] | BA |  |  |  | OTH |  |  |  | 125.58 | [12 empty] | Val Verde |  |  |  | Tap 138 kV 8680 RGEC Rough Canyon (ROUGHCAN4A) - 8683 Comstock (COMSTOCK4A) Line |  | 2027-08-01 | [6 empty] | 27INR0397 | SS Started, FIS Started, No IA | Grenergy USA | WEST |  | 2024-11-14 | 2024-11-19 |  | 2024-11-13 |  |  |  | No
ERCOT | Bravo BESS | [5 empty] | BA |  |  |  | OTH |  |  |  | 207.38 | [12 empty] | Webb |  |  |  | Tap 345kV 80220 CENIZO7A - 80224 TIEMPO7A |  | 2027-12-08 | [6 empty] | 27INR0398 | SS Started, FIS Started, No IA | Bravo BESS LLC | SOUTH |  | 2024-11-20 | 2024-11-26 |  | 2024-11-21 |  |  |  | No
ERCOT | Resaca Oasis Storage | [5 empty] | BA |  |  |  | OTH |  |  |  | 200.7 | [12 empty] | Cameron |  |  |  | # 79601 Stillman Substation 138 kV |  | 2027-09-20 | [6 empty] | 27INR0399 | SS Started, FIS Started, No IA | Resaca Oasis Storage, LLC | COASTAL | FIS Request | 2024-12-03 | 2024-12-12 |  | 2024-11-22 |  |  |  | No |  |  | Not Required
ERCOT | Reforzar BESS 1 | [5 empty] | BA |  |  |  | OTH |  |  |  | 200.6 | [12 empty] | Brooks |  |  |  | POIB is AEP's new Reforzar 345kV switching station, PSSE bus number 80078 |  | 2027-06-30 | [6 empty] | 27INR0400 | SS Started, FIS Started, No IA | Tempus Power management LLC | SOUTH | FIS Request | 2024-09-30 | 2024-12-19 |  | 2024-11-05 |  |  |  | No |  |  | Not Required
ERCOT | Reforzar Bess 2 | [5 empty] | BA |  |  |  | OTH |  |  |  | 200.3 | [12 empty] | Brooks |  |  |  | 345 kV 80078 Reforzar |  | 2027-06-30 | [6 empty] | 27INR0401 | SS Started, FIS Started, No IA | Tempus Power management LLC | SOUTH |  | 2024-11-14 | 2024-12-19 |  | 2024-10-10 |  |  |  | No |  |  | Not Required
ERCOT | Bluebonnet Trail Solar | [5 empty] | PV |  |  |  | SOL |  |  |  | 150.7 | [12 empty] | Ellis |  |  |  | Tap 345 kV (#2427) WATMLL_W5 - (#2466) BIGONION_5 |  | 2027-12-18 | [6 empty] | 27INR0417 | SS Started, FIS Started, No IA | Bluebonnet trail solar LLC | NORTH | FIS Request | 2024-12-18 | 2024-12-19 |  | 2024-12-13 |  |  |  | No |  |  | Not Required
ERCOT | M-Bar Solar I | [5 empty] | PV |  |  |  | SOL |  |  |  | 30.21 | [12 empty] | Ector |  |  |  | 1141 Holt Switch Substation 138kV |  | 2027-09-01 | [6 empty] | 27INR0421 | SS Started, FIS Started, No IA | M-Bar Energy I, LLC | WEST | FIS Request | 2024-12-13 | 2024-12-19 |  | 2024-12-13 |  |  |  | No |  |  | Not Required
ERCOT | M-Bar BESS I | [5 empty] | BA |  |  |  | OTH |  |  |  | 82.1 | [12 empty] | Ector |  |  |  | 1141 Holt Switch Substation 138 kV |  | 2027-09-01 | [6 empty] | 27INR0422 | SS Started, FIS Started, No IA | M-Bar Energy I, LLC | WEST | FIS Request | 2024-12-13 | 2024-12-19 |  | 2024-12-13 |  |  |  | No
ERCOT | Hondo Arroyo Storage | [5 empty] | BA |  |  |  | OTH |  |  |  | 100.7 | [12 empty] | Medina |  |  |  | Tap 138 kV 5225 Hondo - 5813 Pearson |  | 2027-07-01 | [6 empty] | 27INR0437 | SS Started, FIS Started, No IA | Hondo Creek Solar, LLC | SOUTH | FIS Request | 2024-11-27 | 2024-12-19 |  | 2024-12-06 |  |  |  | No |  |  | Not Required
ERCOT | Tetris Solar | [5 empty] | PV |  |  |  | SOL |  |  |  | 350 | [12 empty] | Zapata |  |  |  | TAP 345kV 80307 Del Sol 7C - 80225 Cenizo 7C |  | 2029-07-01 | [6 empty] | 28INR0005 | SS Completed, FIS Started, No IA | NextEra Energy Interconnection Holdings LLC | SOUTH |  | 2023-06-15 | 2023-07-28 | 2023-10-23 | 2023-07-21 |  |  |  | No |  |  | Not Required
ERCOT | Tetris Solar (Alternative POI) | [5 empty] | PV |  |  |  | SOL |  |  |  | 350 | [12 empty] | Zapata |  |  |  | TAP 138kV 8985 San Ygnacio - 8299 Zapata |  | 2028-07-01 | [6 empty] | 28INR0007 | SS Completed, FIS Started, No IA | NextEra Energy Interconnection Holdings LLC | SOUTH |  | 2023-06-30 | 2023-07-10 | 2023-10-03 | 2023-06-30 |  |  |  | No |  |  | Not Required
ERCOT | Oriole Solar | [5 empty] | PV |  |  |  | SOL |  |  |  | 503.91 | [12 empty] | Knox |  |  |  | Tap 345kV 6076 Foxtail - 60791 Perigee |  | 2028-12-29 | [6 empty] | 28INR0008 | SS Completed, FIS Started, No IA | Rolling Plain Solar | WEST |  | 2023-05-03 | 2023-05-15 | 2023-08-11 | 2023-05-09 |  |  |  | No |  |  | Not Required
ERCOT | Oriole BES | [5 empty] | BA |  |  |  | OTH |  |  |  | 150.39 | [12 empty] | Knox |  |  |  | Tap 345kV 6076 Foxtail - 60791 Perigee |  | 2028-12-29 | [6 empty] | 28INR0009 | SS Completed, FIS Started, No IA | Rolling Plains Solar | WEST |  | 2023-04-28 | 2023-05-15 | 2023-08-11 | 2023-05-09 |  |  |  | No |  |  | Not Required
ERCOT | Varadero Solar | [5 empty] | PV |  |  |  | SOL |  |  |  | 304.74 | [12 empty] | Limestone |  |  |  | #68092 Liberty Station 345kV |  | 2028-04-11 | [6 empty] | 28INR0013 | SS Completed, FIS Started, No IA | NextEra Energy Interconnection Holdings, LLC | NORTH |  | 2023-06-26 | 2023-07-10 | 2023-10-03 | 2023-07-05 |  |  |  | No |  |  | Not Required
ERCOT | Sitges Wind | [5 empty] | WT |  |  |  | WIN |  |  |  | 300 | [12 empty] | Motley |  |  |  | Tap 345kV 59904 Cottonwood to 23922 White River Ckt 2 |  | 2029-01-30 | [6 empty] | 28INR0017 | SS Completed, FIS Started, No IA | NextEra Energy Interconnection Holdings, LLC | PANHANDLE |  | 2024-02-29 | 2024-03-22 | 2024-06-19 | 2024-02-29 |  |  |  | No |  |  | Not Required
ERCOT | Channing Wind | [5 empty] | WT |  |  |  | WIN |  |  |  | 352.38 | [12 empty] | Oldham |  |  |  | 23906 AJ Swope Station 345kV |  | 2028-12-31 | [6 empty] | 28INR0018 | SS Completed, FIS Started, No IA | NextEra Energy Interconnection Holdings, LLC | PANHANDLE |  | 2023-09-15 | 2023-12-20 | 2024-03-08 | 2023-11-29 |  |  |  | No | Not Required | Not Required | Not Required
ERCOT | Caracara Energy Storage Center | [5 empty] | BA |  |  |  | OTH |  |  |  | 203 | [12 empty] | Bexar |  |  |  | 5234 Hunt Lane 138kV |  | 2028-08-01 | [6 empty] | 28INR0020 | SS Completed, FIS Started, No IA | FRESH AIR ENERGY II, LLC | SOUTH |  | 2024-08-19 | 2024-05-09 | 2024-08-05 |  |  |  |  | No |  |  | Not Required
ERCOT | Silverton Solar | [5 empty] | PV |  |  |  | SOL |  |  |  | 401.2 | [12 empty] | Briscoe |  |  |  | Tap 345kV 23914 Tule Canyon - 79001 Cross_W1 |  | 2029-07-01 | [6 empty] | 28INR0023 | SS Completed, FIS Started, No IA | NextEra Energy Interconnection Holdings, LLC | PANHANDLE |  | 2024-04-01 | 2023-12-04 | 2024-03-01 |  |  |  |  | No |  |  | Not Required
ERCOT | Padua Grid BESS Unit 3 | [5 empty] | BA |  |  |  | OTH |  |  |  | 201.35 | [12 empty] | Bexar |  |  |  | Tap #5395 O.W Sommer 138kV |  | 2026-03-15 | [6 empty] | 28INR0024 | SS Completed, FIS Started, No IA | Padua Grid, LLC | SOUTH |  | 2024-03-14 | 2024-03-22 | 2024-06-19 | 2024-03-01 |  |  |  | No |  |  | Not Required
ERCOT | Brela BESS LLC | [5 empty] | BA |  |  |  | OTH |  |  |  | 251.3 | [12 empty] | Wharton |  |  |  | 44040 Bailey SW 345 kV |  | 2028-05-29 | [6 empty] | 28INR0030 | SS Completed, FIS Started, No IA | Brela BESS LLC | SOUTH |  | 2024-06-26 | 2024-01-11 | 2024-04-08 |  |  |  |  | No |  |  | Not Required
ERCOT | Corvette Wind | [5 empty] | WT |  |  |  | WIN |  |  |  | 1200 | [12 empty] | Carson |  |  |  | #79005 Railhead Station 345kV |  | 2029-04-01 | [6 empty] | 28INR0033 | SS Completed, FIS Started, No IA | NextEra Energy Interconnection Holdings, LLC | PANHANDLE |  | 2024-03-18 | 2024-02-27 | 2024-05-24 |  |  |  |  | No |  |  | Not Required
ERCOT | Bullring Wind 1 | [5 empty] | WT |  |  |  | WIN |  |  |  | 303.5 | [12 empty] | Starr |  |  |  | Tap 345 kV 80355 DelSol7A - 80079 Cruce Ckt 1 |  | 2028-07-04 | [6 empty] | 28INR0037 | SS Completed, FIS Started, No IA | ACE DevCo NC LLC | SOUTH |  | 2024-03-21 | 2024-05-09 | 2024-08-05 | 2024-04-30 |  |  |  | No |  |  | Not Required
ERCOT | Bullring Wind 2 | [5 empty] | WT |  |  |  | WIN |  |  |  | 303.8 | [12 empty] | Starr |  |  |  | Tap 345 kV 80355 DelSol7A - 80079 Cruce Ckt 1 |  | 2028-06-30 | [6 empty] | 28INR0038 | SS Completed, FIS Started, No IA | ACE DevCo NC LLC | SOUTH |  |  | 2024-05-09 | 2024-08-05 | 2024-04-30 |  |  |  | No |  |  | Not Required
ERCOT | Bullring Wind 3 | [5 empty] | WT |  |  |  | WIN |  |  |  | 190.4 | [12 empty] | Starr |  |  |  | Tap 345 kV 80355 DelSol7A - 80079 Cruce Ckt 1 |  | 2028-06-30 | [6 empty] | 28INR0039 | SS Completed, FIS Started, No IA | ACE DevCo NC LLC | SOUTH |  |  | 2024-05-09 | 2024-08-05 | 2024-04-29 |  |  |  | No |  |  | Not Required
ERCOT | Black Hawk Solar | [5 empty] | PV |  |  |  | SOL |  |  |  | 251.34 | [12 empty] | Duval |  |  |  | San Miguel (5901) - Cruce (80079) double circuit transmission line. Requesting interconnection to both lines on the double circuit. This is a planned double circuit with ISD of 2027. |  | 2028-05-15 | [6 empty] | 28INR0040 | SS Completed, FIS Started, No IA | ACE DevCo NC, LLC | SOUTH |  | 2024-11-26 | 2024-02-27 | 2024-05-24 |  |  |  |  | No |  |  | Not Required
ERCOT | Findley BESS | [5 empty] | BA |  |  |  | OTH |  |  |  | 51.74 | [12 empty] | Limestone |  |  |  | #107 Prairie Hill 69 kV |  | 2028-01-01 | [6 empty] | 28INR0048 | SS Completed, FIS Started, No IA | Gransolar Texas Sixteen, LLC | NORTH |  | 2023-12-23 | 2024-02-07 | 2024-04-30 | 2024-01-16 |  |  |  | No | Not Required | Not Required | Not Required
ERCOT | Windecker | [5 empty] | WT |  |  |  | WIN |  |  |  | 419.7 | [12 empty] | Upton |  |  |  | 10058 Catclaw Switch 138kV |  | 2027-09-15 | [6 empty] | 28INR0057 | SS Completed, FIS Started, No IA | Windecker Energy LLC | WEST |  | 2024-03-13 | 2024-03-29 | 2024-06-19 | 2024-03-14 |  |  |  | No |  |  | Not Required
ERCOT | Verily Solar (FKA Cuello De Cuero Solar) | [5 empty] | PV |  |  |  | SOL |  |  |  | 250 | [12 empty] | Brooks |  |  |  | 80078 Reforzar Switch Station 345kV |  | 2028-07-01 | [6 empty] | 28INR0059 | SS Completed, FIS Started, No IA | NextEra Energy Interconnection Holdings, LLC | SOUTH |  | 2024-02-29 | 2024-03-22 | 2024-06-19 | 2024-03-06 |  |  |  | No |  |  | Not Required
ERCOT | Sunrose Renewable Energy Solar SLF | [5 empty] | PV |  |  |  | SOL |  |  |  | 300.88 | [12 empty] | Austin |  |  |  | Tap 138kV #44740 WALLIS - #44700 GEBHRT |  | 2027-12-31 | [6 empty] | 28INR0061 | SS Completed, FIS Started, No IA | Sunrose Renewable Energy LLC | SOUTH |  | 2024-04-05 | 2024-04-09 | 2024-07-05 | 2024-03-29 |  |  |  | No |  |  | Not Required
ERCOT | Bluefox Solar 2 | [5 empty] | PV |  |  |  | SOL |  |  |  | 401.8 | [12 empty] | Matagorda |  |  |  | #8754 Zoisite 345kV |  | 2030-01-17 | [6 empty] | 28INR0063 | SS Completed, FIS Started, No IA | Industrial November Project LLC | COASTAL |  | 2024-03-12 | 2024-03-22 | 2024-06-19 | 2024-02-21 |  |  |  | No |  |  | Not Required
ERCOT | Bluefox Solar 3 | [5 empty] | PV |  |  |  | SOL |  |  |  | 201.8 | [12 empty] | Matagorda |  |  |  | #8754 Zoisite 345kV |  | 2030-04-18 | [6 empty] | 28INR0064 | SS Completed, FIS Started, No IA | Industrial November Project LLC | COASTAL |  | 2024-03-12 | 2024-03-22 | 2024-06-19 | 2024-02-21 |  |  |  | No |  |  | Not Required
ERCOT | Sunrose Renewable Energy Storage SLF | [5 empty] | BA |  |  |  | OTH |  |  |  | 0 | [12 empty] | Austin |  |  |  | Tap 138kV 44740 WALLIS - 44700 GEBHRT |  | 2027-12-31 | [6 empty] | 28INR0066 | SS Completed, FIS Started, No IA | Sunrose Renewable Energy LLC | SOUTH |  | 2024-03-19 | 2024-04-15 | 2024-07-05 | 2024-04-12 |  |  |  | No |  |  | Not Required
ERCOT | Alpujarra Solar | [5 empty] | PV |  |  |  | SOL |  |  |  | 112.5 | [12 empty] | Wharton |  |  |  | 5521 GALOW 138 KV |  | 2028-05-01 | [6 empty] | 28INR0068 | SS Completed, FIS Started, No IA | Greening USA Corp. | SOUTH |  | 2024-08-23 | 2024-09-04 | 2024-11-27 | 2024-08-12 |  |  |  | No |  |  | Not Required
ERCOT | Mirando Valley Wind | [5 empty] | WT |  |  |  | WIN |  |  |  | 351 | [12 empty] | Jim Hogg |  |  |  | Tap 345kV 80220 Cenizo - 80079 Cruce Ckt-1 |  | 2028-07-06 | [6 empty] | 28INR0072 | SS Completed, FIS Started, No IA | ACE DevCo NC LLC | SOUTH |  | 2024-06-12 | 2024-08-16 | 2024-11-12 | 2024-06-05 |  |  |  | No |  |  | Not Required
ERCOT | Daystar Solar | [5 empty] | PV |  |  |  | SOL |  |  |  | 150 | [12 empty] | Karnes |  |  |  | 5728 Choate 138kV |  | 2028-03-15 | [6 empty] | 28INR0073 | SS Completed, FIS Started, No IA | Choate Solar, LLC | SOUTH |  | 2024-04-09 | 2024-04-15 | 2024-07-05 | 2024-04-09 |  |  |  | No |  |  | Not Required
ERCOT | Massey Storage | [5 empty] | BA |  |  |  | OTH |  |  |  | 102.86 | [12 empty] | Harris |  |  |  | Tap 138 kV 41690 Hopson - 40012 Cedar Bayou |  | 2028-01-03 | [6 empty] | 28INR0074 | SS Completed, FIS Started, No IA | Massey Storage, LLC | HOUSTON |  | 2024-07-23 | 2024-07-30 | 2024-10-25 | 2024-07-23 |  |  |  | No |  |  | Not Required
ERCOT | Wild Paw Storage | [5 empty] | BA |  |  |  | OTH |  |  |  | 313.2 | [12 empty] | Henderson |  |  |  | Tap 345kV 3124 Trinidad - 3130 Forest Grove |  | 2028-09-30 | [6 empty] | 28INR0075 | SS Completed, FIS Started, No IA | Wild Paw Energy Center, LLC | NORTH |  | 2024-05-07 | 2024-05-09 | 2024-08-05 | 2024-05-07 |  |  |  | No |  |  | Not Required
ERCOT | Turtle Rock Storage | [5 empty] | BA |  |  |  | OTH |  |  |  | 135.59 | [12 empty] | Freestone |  |  |  | Tap 138 kV 13501 Clayhill to 13681 Reed |  | 2028-07-02 | [6 empty] | 28INR0080 | SS Completed, FIS Started, No IA | Turtle Rock Energy Center, LLC | NORTH |  | 2024-05-07 | 2024-05-09 | 2024-08-05 | 2024-05-08 |  |  |  | No |  |  | Not Required
ERCOT | Villarreal Solar SLF | [5 empty] | PV |  |  |  | SOL |  |  |  | 152.5 | [12 empty] | Webb |  |  |  | 80439 LAQUINTA4A 138kV |  | 2028-08-30 | [6 empty] | 28INR0081 | SS Completed, FIS Started, No IA | Orion US Land Holding Co LLC | SOUTH |  | 2024-05-14 | 2024-05-20 | 2024-08-14 | 2024-05-02 |  |  |  | No |  |  | Not Required
ERCOT | Villarreal BESS SLF | [5 empty] | BA |  |  |  | OTH |  |  |  | 0 | [12 empty] | Webb |  |  |  | LAQUINTA4A (Bus # 80439) |  | 2028-08-30 | [6 empty] | 28INR0083 | SS Completed, FIS Started, No IA | Orion US Land Holding Co LLC | SOUTH |  | 2024-05-08 | 2024-05-09 | 2024-08-05 | 2024-05-02 |  |  |  | No |  |  | Not Required
ERCOT | Red Hollow Renewable Energy Solar SLF | [5 empty] | PV |  |  |  | SOL |  |  |  | 308.6 | [12 empty] | Archer |  |  |  | Tap 345kV (Bus# 1422) Bowman - (Bus# 17002) Garvey Road |  | 2028-04-10 | [6 empty] | 28INR0088 | SS Completed, FIS Started, No IA | Red Hollow Renewable Energy LLC | WEST |  | 2024-06-04 | 2024-07-01 | 2024-10-04 | 2024-06-04 |  |  |  | No |  |  | Not Required
ERCOT | EmberYork | [5 empty] | GT |  |  |  | GAS |  |  |  | 900 | [12 empty] | Austin |  |  |  | TAP 138kV WALLIS 44740 - GERBHRT 44700 |  | 2028-01-01 | [6 empty] | 28INR0089 | SS Completed, FIS Started, No IA | EmberYork Energy Center | SOUTH | FIS Request | 2024-12-30 |  | 2024-08-29 |  |  |  |  | No
ERCOT | Pham BESS | [5 empty] | BA |  |  |  | OTH |  |  |  | 130.29 | [12 empty] | Anderson |  |  |  | Tap 138kV 3281 TENNCLNY_8 - 3284 BETO_8 |  | 2028-04-17 | [6 empty] | 28INR0094 | SS Completed, FIS Started, No IA | ASB1, LLC | NORTH |  | 2024-08-30 | 2024-06-13 | 2024-09-10 |  |  |  |  | No |  |  | Not Required
ERCOT | Starlit Pasture Storage | [5 empty] | BA |  |  |  | OTH |  |  |  | 208.8 | [12 empty] | Washington |  |  |  | 7574 Chappell Hill 138 KV |  | 2029-09-30 | [6 empty] | 28INR0095 | SS Completed, FIS Started, No IA | Starlit Pasture Energy Center, LLC | SOUTH |  | 2024-06-23 | 2024-08-16 | 2024-11-12 | 2024-06-24 |  |  |  | No |  |  | Not Required
ERCOT | Catamount Storage | [5 empty] | BA |  |  |  | OTH |  |  |  | 515.44 | [12 empty] | Harris |  |  |  | Tap 345kV 46100 North Belt - 40850 Jordan CKT 99 |  | 2028-06-01 | [6 empty] | 28INR0097 | SS Completed, FIS Started, No IA | TOCE TX BESS 3, LLC | HOUSTON |  | 2024-08-26 | 2024-09-04 | 2024-11-27 | 2024-08-21 |  |  |  | No
ERCOT | Vazlon Solar SLF | [5 empty] | PV |  |  |  | SOL |  |  |  | 211.41 | [12 empty] | La Salle |  |  |  | 8619 Encinal - 8627 Lemay Box Bay 138kV line |  | 2028-06-30 | [6 empty] | 28INR0101 | SS Completed, FIS Started, No IA | Vazlon Energy LLC | SOUTH |  | 2024-08-07 | 2024-10-01 | 2024-12-16 | 2024-09-06 |  |  |  | No |  |  | Not Required
ERCOT | Vazlon BESS SLF | [5 empty] | BA |  |  |  | OTH |  |  |  | 0 | [12 empty] | La Salle |  |  |  | 8619 Encinal - 8627 Lemay Box Bay 138kV line |  | 2028-06-30 | [6 empty] | 28INR0104 | SS Completed, FIS Started, No IA | Vazlon Energy LLC | SOUTH |  | 2024-08-07 | 2024-10-01 | 2024-12-16 | 2024-09-06 |  |  |  | No |  |  | Not Required
ERCOT | Vast Sands Power I | [5 empty] | GT |  |  |  | GAS |  |  |  | 440 | [12 empty] | Ward |  |  |  | Tap 345kV 11010 Wolf Switch - 11188 Quarry Field Switch Ckt 2 |  | 2028-06-01 | [6 empty] | 28INR0105 | SS Completed, FIS Started, No IA | Permian Power I LLC | WEST |  | 2024-07-05 | 2024-07-22 | 2024-10-08 |  |  |  |  | No
ERCOT | Vast Sands Power II | [5 empty] | GT |  |  |  | GAS |  |  |  | 440 | [12 empty] | Ward |  |  |  | Tap 345kV 11010 Wolf Switch - 11188 Quarry Field Switch Ckt 2 |  | 2028-08-01 | [6 empty] | 28INR0109 | SS Completed, FIS Started, No IA | Permian Power II LLC | WEST |  | 2024-07-05 | 2024-07-22 | 2024-10-08 | 2024-07-03 |  |  |  | No
ERCOT | Axis Ridge Wind | [5 empty] | WT |  |  |  | WIN |  |  |  | 750.05 | [12 empty] | Sutton |  |  |  | Tap 345kV 60709 Oersted - 60616 Edison |  | 2029-01-31 | [6 empty] | 28INR0113 | SS Started, FIS Started, No IA | Axis Ridge Wind, LLC | WEST | COD | 2024-11-12 | 2024-11-19 |  | 2024-11-07 |  |  |  | No |  |  | Not Required
ERCOT | Salazar BESS | [5 empty] | BA |  |  |  | OTH |  |  |  | 127.82 | [12 empty] | Tarrant |  |  |  | 2068 Rosen Heights 138kV |  | 2028-07-11 | [6 empty] | 28INR0116 | SS Completed, FIS Started, No IA | Salazar Energy Storage LLC | NORTH |  | 2024-09-10 | 2024-10-01 | 2024-12-09 | 2024-08-27 |  |  |  | No |  |  | Not Required
ERCOT | North Leona Solar | [5 empty] | PV |  |  |  | SOL |  |  |  | 204.9 | [12 empty] | Frio |  |  |  | Tap 138 KV 8212 Dilly - 5866 Palo Duro |  | 2028-08-01 | [6 empty] | 28INR0117 | SS Completed, FIS Started, No IA | Orion US Land Holding Co LLC | SOUTH |  | 2024-07-25 | 2024-07-30 | 2024-10-27 | 2024-07-26 |  |  |  | No |  |  | Not Required
ERCOT | Copperleaf Energy Storage | [5 empty] | BA |  |  |  | OTH |  |  |  | 167.2 | [12 empty] | Wichita |  |  |  | 1426 FISHER ROAD SWITCH 138 kV |  | 2028-12-01 | [6 empty] | 28INR0118 | SS Started, FIS Started, No IA | Copperleaf Energy Storage, LLC | WEST |  | 2024-11-04 | 2024-11-19 |  | 2024-10-16 |  |  |  | No |  |  | Not Required
ERCOT | Rabbit Hollow Energy Storage | [5 empty] | BA |  |  |  | OTH |  |  |  | 341.8 | [12 empty] | Mitchell |  |  |  | 1190 Barber Lake Switch 138kV |  | 2028-12-01 | [6 empty] | 28INR0119 | SS Started, FIS Started, No IA | Diamondback Energy Storage, LLC | WEST | FIS Request | 2024-11-26 | 2024-12-19 |  | 2024-12-01 |  |  |  | No |  |  | Not Required
ERCOT | North Leona BESS | [5 empty] | BA |  |  |  | OTH |  |  |  | 102.2 | [12 empty] | Frio |  |  |  | Tap 138 KV 8212 Dilly - 5866 Palo Duro |  | 2028-08-01 | [6 empty] | 28INR0120 | SS Completed, FIS Started, No IA | Orion US Land Holding Co LLC | SOUTH |  | 2024-07-25 | 2024-08-16 | 2024-10-27 | 2024-08-01 |  |  |  | No |  |  | Not Required
ERCOT | Silverbell Storage | [5 empty] | BA |  |  |  | OTH |  |  |  | 130.57 | [12 empty] | Red River |  |  |  | Tap 138kV Rivercrest SES 1780 - Deport REA 1768 |  | 2028-09-30 | [6 empty] | 28INR0124 | SS Completed, FIS Started, No IA | Silverbell Energy Center, LLC | NORTH |  | 2024-08-07 | 2024-08-16 | 2024-10-07 | 2024-07-31 |  |  |  | No |  |  | Not Required
ERCOT | Silverbell Solar | [5 empty] | PV |  |  |  | SOL |  |  |  | 125.63 | [12 empty] | Red River |  |  |  | Tap 138kV Rivercrest SES 1780 - Deport REA 1768 |  | 2028-09-30 | [6 empty] | 28INR0125 | SS Completed, FIS Started, No IA | Silverbell Energy Center, LLC | NORTH |  | 2024-08-07 | 2024-08-16 | 2024-10-07 | 2024-07-31 |  |  |  | No |  |  | Not Required
ERCOT | Half Moon Solar | [5 empty] | PV |  |  |  | SOL |  |  |  | 512.5 | [12 empty] | Starr |  |  |  | #80231 Pronto 345kV |  | 2029-07-01 | [6 empty] | 28INR0127 | SS Started, FIS Started, No IA | NextEra Energy Interconnection Holdings, LLC | SOUTH | FIS Request | 2024-12-26 |  |  | 2024-12-23 |  |  |  | No |  |  | Not Required
ERCOT | River Boat Solar | [5 empty] | PV |  |  |  | SOL |  |  |  | 502.2 | [12 empty] | Mitchell |  |  |  | Tap 345 kV Bus # 10053 Cattlemen 5 - Bus #76030 Gasconades Creek |  | 2028-09-25 | [6 empty] | 28INR0132 | SS Completed, FIS Started, No IA | Champion Creek Solar, LLC | WEST | MW Size | 2024-08-14 | 2024-09-04 | 2024-12-02 | 2024-08-22 |  |  |  | No |  |  | Not Required
ERCOT | River Boat Storage | [5 empty] | BA |  |  |  | OTH |  |  |  | 207.02 | [12 empty] | Mitchell |  |  |  | Tap 345 kV Bus # 10053 Cattlemen 5 - Bus #76030 Gasconades Creek |  | 2028-09-25 | [6 empty] | 28INR0133 | SS Completed, FIS Started, No IA | Champion Creek Storage, LLC | WEST | MW Size | 2024-09-11 | 2024-10-01 | 2024-12-02 | 2024-09-24 |  |  |  | No |  |  | Not Required
ERCOT | Salt-Lick Storage | [5 empty] | BA |  |  |  | OTH |  |  |  | 155.3 | [12 empty] | Culberson |  |  |  | 11198 Elcor_8 138 KV |  | 2028-06-01 | [6 empty] | 28INR0134 | SS Completed, FIS Started, No IA | Salt-Lick Storage, LLC | WEST |  | 2024-10-07 | 2024-10-10 | 2024-12-09 | 2024-10-07 |  |  |  | No |  |  | Not Required
ERCOT | Fallstone Solar | [5 empty] | PV |  |  |  | SOL |  |  |  | 60.35 | [12 empty] | Falls |  |  |  | Tap 69kV 3588 Groesbeck - 3637 Otto Junction |  | 2028-06-14 | [6 empty] | 28INR0147 | SS Started, FIS Started, No IA | Fallstone Solar, LLC | NORTH | FIS Request | 2024-11-08 | 2024-12-19 |  | 2024-12-04 |  |  |  | No |  |  | Not Required
ERCOT | Sonora High Noon BESS | [5 empty] | BA |  |  |  | OTH |  |  |  | 204.08 | [12 empty] | Sutton |  |  |  | 60412 CARVER 138kV |  | 2028-07-01 | [6 empty] | 28INR0148 | SS Completed, FIS Started, No IA | Sonora High Noon, LLC | WEST |  | 2024-08-28 | 2024-09-04 | 2024-11-27 | 2024-09-03 |  |  |  | No |  |  | Not Required
ERCOT | Fallstone Storage | [5 empty] | BA |  |  |  | OTH |  |  |  | 1.71 | [12 empty] | Falls |  |  |  | Tap 69kV 3588 Groesbeck - 3637 Otto Junction |  | 2028-06-14 | [6 empty] | 28INR0149 | SS Started, FIS Started, No IA | Fallstone Solar, LLC | NORTH | FIS Request | 2024-11-08 | 2024-12-19 |  | 2024-12-04 |  |  |  | No
ERCOT | Callisto 1C Energy Center | [5 empty] | BA |  |  |  | OTH |  |  |  | 103.8 | [12 empty] | Harris |  |  |  | #47150 HOC 138kV |  | 2026-06-01 | [6 empty] | 28INR0154 | SS Completed, FIS Started, No IA | Tempus Power management LLC | HOUSTON | MW Size | 2024-09-03 | 2024-09-10 | 2024-12-03 | 2024-09-09 |  |  |  | No
ERCOT | Coke BESS | [5 empty] | BA |  |  |  | OTH |  |  |  | 220.3 | [12 empty] | Coke |  |  |  | 76090 Divide Switchyard 345kV |  | 2028-04-10 | [6 empty] | 28INR0155 | SS Completed, FIS Started, No IA | Coke ESS, LLC | WEST |  | 2024-09-24 | 2024-10-01 | 2024-12-09 | 2024-09-27 |  |  |  | No
ERCOT | Savanna Prairie Solar | [5 empty] | PV |  |  |  | SOL |  |  |  | 354.8 | [12 empty] | Pecos |  |  |  | Tap 345 kV Bus # 60404 Solstice7A - Bus # 76002 L_Bakers5_1Y |  | 2028-06-01 | [6 empty] | 28INR0164 | SS Started, FIS Started, No IA | Savanna Prairie Solar, LLC | WEST |  | 2024-10-28 | 2024-10-29 |  | 2024-10-04 |  |  |  | No |  |  | Not Required
ERCOT | Savanna Prairie Storage | [5 empty] | BA |  |  |  | OTH |  |  |  | 114.43 | [12 empty] | Pecos |  |  |  | Tap 345 kV Bus # 60404 Solstice7A - Bus # 76002 L_Bakers5_1Y |  | 2028-06-01 | [6 empty] | 28INR0165 | SS Started, FIS Started, No IA | Savanna Prairie Storage, LLC | WEST |  | 2024-10-29 | 2024-10-29 |  | 2024-10-04 |  |  |  | No |  |  | Not Required
ERCOT | Guajillo Wind | [5 empty] | WT |  |  |  | WIN |  |  |  | 204 | [12 empty] | Duval |  |  |  | Tap 345 kV 80079 Cruce - 5901 San Miguel |  | 2028-09-01 | [6 empty] | 28INR0168 | SS Started, FIS Started, No IA | Guajillo Wind LLC | SOUTH | FIS Request | 2024-12-11 | 2024-12-19 |  | 2024-12-10 |  |  |  | No |  |  | Not Required
ERCOT | Kiskadee Trail Solar | [5 empty] | PV |  |  |  | SOL |  |  |  | 406 | [12 empty] | Dimmit |  |  |  | Tap 138kV 8005 Carrizo Springs - 8006 Crystal City |  | 2028-03-01 | [6 empty] | 28INR0170 | SS Completed, FIS Started, No IA | Kiskadee Trail Solar, LLC | SOUTH |  | 2024-10-08 | 2024-10-08 | 2024-12-18 | 2024-10-08 |  |  |  | No |  |  | Not Required
ERCOT | Kiskadee Trail Storage | [5 empty] | BA |  |  |  | OTH |  |  |  | 406 | [12 empty] | Dimmit |  |  |  | Tap 138kV 8005 Carrizo Springs - 8006 Crystal City |  | 2028-03-01 | [6 empty] | 28INR0171 | SS Completed, FIS Started, No IA | Kiskadee Trail Storage, LLC | SOUTH |  | 2024-09-23 | 2024-10-01 | 2024-12-18 | 2024-09-20 |  |  |  | No
ERCOT | Gail Mountain Solar | [5 empty] | PV |  |  |  | SOL |  |  |  | 244.4 | [12 empty] | Borden |  |  |  | Tap 345kV 59905 Faraday - 59900 Long Draw |  | 2028-08-25 | [6 empty] | 28INR0176 | SS Started, FIS Started, No IA | Gail Mountain Solar, LLC | WEST |  | 2024-10-22 | 2024-10-29 |  | 2024-10-11 |  |  |  | No |  |  | Not Required
ERCOT | Sisters Solar II | [5 empty] | PV |  |  |  | SOL |  |  |  | 205.54 | [12 empty] | Ector |  |  |  | tap 345kV 11010 Wolf Switching Station - 10012 Meteor |  | 2028-12-15 | [6 empty] | 28INR0177 | SS Started, FIS Started, No IA | Oberon Solar III, LLC | WEST | MW Size | 2024-10-18 | 2024-10-21 |  | 2024-10-18 |  |  |  | No |  |  | Not Required
ERCOT | Shoe Bar Solar | [5 empty] | PV |  |  |  | SOL |  |  |  | 205.53 | [12 empty] | Winkler |  |  |  | Tap 138kV 11128 Shin Oak POD - 18663 Raceway Switch |  | 2028-12-15 | [6 empty] | 28INR0178 | SS Started, FIS Started, No IA | Oberon Solar V, LLC | WEST | MW Size | 2024-10-14 | 2024-10-29 |  | 2024-10-21 |  |  |  | No |  |  | Not Required
ERCOT | Sunburst Solar | [5 empty] | PV |  |  |  | SOL |  |  |  | 301.6 | [12 empty] | San Patricio |  |  |  | Tap LONHILL (Bus#8455) to KATOEN (Bus#8579). |  | 2028-06-30 | [6 empty] | 28INR0179 | SS Started, FIS Started, No IA | Indigo Solar, LLC | COASTAL |  | 2024-10-09 | 2024-10-10 |  | 2024-10-23 |  |  |  | No |  |  | Not Required
ERCOT | Sunburst BESS | [5 empty] | BA |  |  |  | OTH |  |  |  | 256.3 | [12 empty] | San Patricio |  |  |  | Tap 345kV 8455 LONHILL - 8579 KATOEN |  | 2028-06-30 | [6 empty] | 28INR0181 | SS Started, FIS Started, No IA | Indigo Solar, LLC | COASTAL |  | 2024-10-09 | 2024-10-10 |  | 2024-10-23 |  |  |  | No
ERCOT | Saddlehorn Energy Storage | [5 empty] | BA |  |  |  | OTH |  |  |  | 256.8 | [12 empty] | Austin |  |  |  | 7287 Bellville North 138kV |  | 2028-11-01 | [6 empty] | 28INR0186 | SS Started, FIS Started, No IA | Saddlehorn, LLC | SOUTH | FIS Request | 2024-11-25 | 2024-11-26 |  | 2024-12-03 |  |  |  | No
ERCOT | Tapaderos Solar | [5 empty] | PV |  |  |  | SOL |  |  |  | 303.4 | [12 empty] | Young |  |  |  | TAP 345kV #1435 Long Creek - #1430 Graham SES |  | 2028-06-01 | [6 empty] | 28INR0194 | SS Started, FIS Started, No IA | Tapaderos Solar, LLC | WEST |  | 2024-11-04 | 2024-11-19 |  | 2024-10-16 |  |  |  | No |  |  | Not Required
ERCOT | Tapaderos Storage | [5 empty] | BA |  |  |  | OTH |  |  |  | 207.09 | [12 empty] | Young |  |  |  | TAP 345kV #1430 GRAHAM SES - #1435 LONG CREEK |  | 2028-06-01 | [6 empty] | 28INR0196 | SS Started, FIS Started, No IA | Tapaderos Storage, LLC | WEST |  | 2024-11-04 | 2024-11-19 |  | 2024-10-16 |  |  |  | No
ERCOT | Winters Glow Solar | [5 empty] | PV |  |  |  | SOL |  |  |  | 252.94 | [12 empty] | Runnels |  |  |  | tap 345kV 1444 BROWN SWITCH - 11406 CENTRAL BLUFF |  | 2028-06-01 | [6 empty] | 28INR0198 | SS Started, FIS Started, No IA | Winters Glow Solar, LLC | WEST |  | 2024-10-21 | 2024-10-29 |  | 2024-10-16 |  |  |  | No |  |  | Not Required
ERCOT | Winters Glow Storage | [5 empty] | BA |  |  |  | OTH |  |  |  | 155.29 | [12 empty] | Runnels |  |  |  | tap 345kV 1444 BROWN SWITCH - 11406 CENTRAL BLUFF |  | 2028-06-01 | [6 empty] | 28INR0199 | SS Started, FIS Started, No IA | Winters Glow Storage, LLC | WEST |  | 2024-10-21 | 2024-10-29 |  | 2024-10-21 |  |  |  | No
ERCOT | Fluvanna Max BESS | [5 empty] | BA |  |  |  | OTH |  |  |  | 50 | [12 empty] | Scurry |  |  |  | 11305-DERMOTT-345 kV A 345kV gen-tie line, approximately 5.5 miles long, will connect the Fluvanna Max BESS (Co-located with 29INR0077) project to the Dermott Substation (Scurry County), terminating at an assigned bay within the Dermott Substation. |  | 2028-09-28 | [6 empty] | 28INR0202 | SS Started, FIS Started, No IA | Fluvanna Max Solar LLC | WEST | FIS Request | 2024-11-04 | 2024-12-19 |  | 2024-11-11 |  |  |  | No
ERCOT | Wagon Timber Solar | [5 empty] | PV |  |  |  | SOL |  |  |  | 172.1 | [12 empty] | Knox |  |  |  | 6110 Munday East 138kV |  | 2028-06-01 | [6 empty] | 28INR0206 | SS Started, FIS Started, No IA | Wagon Timber Solar, LLC | WEST | FIS Request | 2024-12-05 | 2024-12-19 |  | 2024-11-15 |  |  |  | No |  |  | Not Required
ERCOT | Tierra Alta Storage SLF | [5 empty] | BA |  |  |  | OTH |  |  |  | 204.82 | [12 empty] | Schleicher |  |  |  | Tap 138 kV 6490 Santiago – 6015 Maddux |  | 2028-10-01 | [6 empty] | 28INR0239 | SS Started, FIS Started, No IA | ET Fuels US Inc. | WEST | FIS Request | 2024-12-09 | 2024-12-19 |  | 2024-11-25 |  |  |  | No
ERCOT | Hittson Creek Solar | [5 empty] | PV |  |  |  | SOL |  |  |  | 404 | [12 empty] | Callahan |  |  |  | Tapping the two 345 kV Lines: Sam Line Reactor (Bus# 68005) - Reata (Bus# 68051) and Latimer (Bus# 68008) - Reata (Bus# 68051). |  | 2028-12-15 | [6 empty] | 28INR0245 | SS Started, FIS Started, No IA | 174 Power Global Properties | WEST | FIS Request | 2024-12-17 | 2024-12-19 |  | 2024-12-18 |  |  |  | No |  |  | Not Required
ERCOT | Hittson Creek BESS | [5 empty] | BA |  |  |  | OTH |  |  |  | 206 | [12 empty] | Callahan |  |  |  | Tapping the two 345 kV Lines: Sam Line Reactor (Bus# 68005) - Reata (Bus# 68051) and Latimer (Bus# 68008) - Reata (Bus# 68051). |  | 2028-12-15 | [6 empty] | 28INR0246 | SS Started, FIS Started, No IA | 174 Power Global Properties | WEST | FIS Request | 2024-12-17 | 2024-12-19 |  | 2024-12-18 |  |  |  | No
ERCOT | Aurelius Solar | [5 empty] | PV |  |  |  | SOL |  |  |  | 1124.24 | [12 empty] | Deaf Smith |  |  |  | 23908 Deaf Smith station 345 kV |  | 2028-03-31 | [6 empty] | 29INR0003 | SS Completed, FIS Started, No IA | IP Roman, LLC | PANHANDLE |  | 2023-07-13 | 2023-07-18 | 2023-10-15 | 2023-07-13 |  |  |  | No |  |  | Not Required
ERCOT | Aurelius Wind | [5 empty] | WT |  |  |  | WIN |  |  |  | 623 | [12 empty] | Deaf Smith |  |  |  | 23908 Deaf Smith station 345 kV |  | 2028-03-31 | [6 empty] | 29INR0004 | SS Completed, FIS Started, No IA | IP Roman, LLC | PANHANDLE |  | 2023-07-13 | 2023-08-14 | 2023-11-06 | 2023-08-07 |  |  |  | No |  |  | Not Required
ERCOT | Aurelius 2 Solar | [5 empty] | PV |  |  |  | SOL |  |  |  | 445.4 | [12 empty] | Deaf Smith |  |  |  | 23908 Deaf Smith station 345 kV. This INR has a 600 MW PUN load at the medium voltage side of the MPTs for a total of 1800 MW PUN load (refer to the substation SLD). |  | 2028-09-30 | [6 empty] | 29INR0009 | SS Completed, FIS Started, No IA | IP Roman II, LLC | PANHANDLE |  | 2023-11-28 | 2023-12-04 | 2024-03-01 | 2023-11-30 |  |  |  | No |  |  | Not Required
ERCOT | Aurelius 2 Wind | [5 empty] | WT |  |  |  | WIN |  |  |  | 623 | [12 empty] | Deaf Smith |  |  |  | 23908 Deaf Smith station 345kV |  | 2028-09-30 | [6 empty] | 29INR0010 | SS Completed, FIS Started, No IA | IP Roman II, LLC | PANHANDLE |  | 2023-11-28 | 2023-12-04 | 2024-03-01 | 2023-11-30 |  |  |  | No |  |  | Not Required
ERCOT | Aurelius 3 Solar | [5 empty] | PV |  |  |  | SOL |  |  |  | 445.4 | [12 empty] | Deaf Smith |  |  |  | 23908 Deaf Smith station 345 kV. This INR has a 600 MW PUN load at the medium voltage side of the MPTs for a total of 1800 MW PUN load (refer to the substation SLD). |  | 2029-03-31 | [6 empty] | 29INR0011 | SS Completed, FIS Started, No IA | IP Roman III, LLC | PANHANDLE |  | 2023-11-20 | 2023-12-04 | 2024-03-01 | 2023-11-30 |  |  |  | No |  |  | Not Required
ERCOT | Aurelius 3 Wind | [5 empty] | WT |  |  |  | WIN |  |  |  | 623 | [12 empty] | Deaf Smith |  |  |  | 23908 Deaf Smith station 345kV |  | 2029-03-31 | [6 empty] | 29INR0012 | SS Completed, FIS Started, No IA | IP Roman III, LLC | PANHANDLE |  | 2023-11-28 | 2023-12-04 | 2024-03-01 | 2023-11-30 |  |  |  | No |  |  | Not Required
ERCOT | Queen Mesa Solar II | [5 empty] | PV |  |  |  | SOL |  |  |  | 300 | [12 empty] | Crane |  |  |  | 76000 North McCamey 345kV |  | 2029-07-01 | [6 empty] | 29INR0013 | SS Completed, FIS Started, No IA | NextEra Energy Interconnection Holdings, LLC | WEST |  | 2024-06-13 | 2024-06-13 | 2024-09-10 | 2024-06-13 |  |  |  | No |  |  | Not Required
ERCOT | Funston Solar (Alternative POI Lone Star) | [5 empty] | PV |  |  |  | SOL |  |  |  | 351.4 | [12 empty] | Jones |  |  |  | tap 345 kV 68000 West Shackelford – 68004 Phantom Hill Circuit 2 |  | 2027-07-01 | [6 empty] | 29INR0015 | SS Completed, FIS Not Started, IA | Funston Solar LLC | WEST |  | 2024-04-03 | 2024-02-27 | 2024-05-26 |  |  | Yes | 2024-10-23 | Yes |  |  | Not Required
ERCOT | Big Rooter East Solar SLF | [5 empty] | PV |  |  |  | SOL |  |  |  | 554.94 | [12 empty] | Robertson |  |  |  | 39950 TNP One Plant 345 kV |  | 2029-01-01 | [6 empty] | 29INR0017 | SS Completed, FIS Started, No IA | Big Rooter East, LLC | NORTH |  | 2024-03-04 | 2024-03-22 | 2024-06-19 | 2024-03-22 |  |  |  | No |  |  | Not Required
ERCOT | Big Rooter East Storage SLF | [5 empty] | BA |  |  |  | OTH |  |  |  | 0 | [12 empty] | Robertson |  |  |  | 39950 TNP One Plant 345 kV |  | 2029-01-01 | [6 empty] | 29INR0018 | SS Completed, FIS Started, No IA | Big Rooter East, LLC | NORTH |  | 2024-03-04 | 2024-03-22 | 2024-06-19 | 2024-03-22 |  |  |  | No |  |  | Not Required
ERCOT | Infinium Solar | [5 empty] | PV |  |  |  | SOL |  |  |  | 401.6 | [12 empty] | Howard |  |  |  | #1058 Longshore_5 345kV |  | 2029-07-01 | [6 empty] | 29INR0019 | SS Completed, FIS Started, No IA | NextEra Energy Interconnection Holdings, LLC | WEST |  | 2024-06-03 | 2024-08-16 | 2024-10-07 | 2024-07-18 |  |  |  | No |  |  | Not Required
ERCOT | Skyrider Wind | [5 empty] | WT |  |  |  | WIN |  |  |  | 365 | [12 empty] | Pecos |  |  |  | 138kV #38365 TNPINION |  | 2028-07-01 | [6 empty] | 29INR0025 | SS Started, FIS Started, No IA | NextEra Energy Interconnection Holdings, LLC | WEST |  | 2024-11-04 | 2024-11-19 |  | 2024-10-29 |  |  |  | No |  |  | Not Required
ERCOT | Skeeter Solar | [5 empty] | PV |  |  |  | SOL |  |  |  | 251 | [12 empty] | Jones |  |  |  | 345 kV SWEETWATER EAST (11420) - LONG CREEK (1435) |  | 2028-12-02 | [6 empty] | 29INR0026 | SS Completed, FIS Started, No IA | Mesquite Solar, LLC | WEST |  |  | 2024-06-03 | 2024-08-29 | 2024-05-30 |  |  |  | No |  |  | Not Required
ERCOT | Gusty Windpower | [5 empty] | WT |  |  |  | WIN |  |  |  | 208.5 | [12 empty] | Glasscock |  |  |  | Tap 345kV 59903 Bearkat - 1058 Longshore_5 |  | 2027-12-31 | [6 empty] | 29INR0040 | SS Completed, FIS Started, No IA | Ballenger Windpower, LLC | WEST |  | 2024-09-12 | 2024-07-30 | 2024-10-27 |  |  |  |  | No |  |  | Not Required
ERCOT | Homestead Power | [5 empty] | GT |  |  |  | GAS |  |  |  | 260.3 | [12 empty] | Austin |  |  |  | 138 kV New Bremen #7271 |  | 2029-12-15 | [6 empty] | 29INR0041 | SS Completed, FIS Started, No IA | Homestead Power LLC | SOUTH |  | 2024-07-29 | 2024-07-30 | 2024-10-27 | 2024-07-29 |  |  |  | No
ERCOT | Veco Ranch Solar SLF | [5 empty] | PV |  |  |  | SOL |  |  |  | 152.5 | [12 empty] | Webb |  |  |  | 8283 ASHERTON4A 138kV |  | 2029-08-30 | [6 empty] | 29INR0045 | SS Completed, FIS Started, No IA | Orion US Land Holding Co LLC | SOUTH |  | 2024-07-24 | 2024-07-30 | 2024-10-27 | 2024-07-26 |  |  |  | No |  |  | Not Required
ERCOT | Veco Ranch BESS SLF | [5 empty] | BA |  |  |  | OTH |  |  |  | 0 | [12 empty] | Webb |  |  |  | 8283 ASHERTON4A 138kV |  | 2029-08-30 | [6 empty] | 29INR0046 | SS Completed, FIS Started, No IA | Orion US Land Holding Co LLC | SOUTH |  | 2024-07-24 | 2024-07-30 | 2024-10-27 | 2024-07-26 |  |  |  | No |  |  | Not Required
ERCOT | Rippling Curve Peaking Power | [5 empty] | GT |  |  |  | GAS |  |  |  | 208 | [12 empty] | Harris |  |  |  | 41580 TIDAL__X06B8 138kV |  | 2029-01-01 | [6 empty] | 29INR0048 | SS Completed, FIS Started, No IA | OxyVinyls LP | HOUSTON |  | 2024-07-31 | 2024-09-04 | 2024-11-27 | 2024-08-20 |  |  |  | No
ERCOT | Amphion Solar | [5 empty] | PV |  |  |  | SOL |  |  |  | 507.57 | [12 empty] | Atascosa |  |  |  | TAP 345KV (#5709) FLOWERTON - (#5901) SAN MIGUEL LINE Ckt FOWRTN_SMIGL2 |  | 2028-11-01 | [6 empty] | 29INR0050 | SS Started, FIS Started, No IA | Blue Heron Solar, LLC | SOUTH |  | 2024-10-10 | 2024-10-10 |  | 2024-10-10 |  |  |  | No |  |  | Not Required
ERCOT | Fluvanna Max Solar | [5 empty] | PV |  |  |  | SOL |  |  |  | 150 | [12 empty] | Scurry |  |  |  | 11305 DERMOTT SUBSTATION 345 kV A 345kV gen-tie line, approximately 5.5 miles in length, will connect the Fluvanna Max Solar project to the Dermott Substation (Scurry County), terminating at an assigned bay within the Dermott Substation. |  | 2028-09-28 | [6 empty] | 29INR0077 | SS Started, FIS Started, No IA | Fluvanna Max Solar LLC | WEST | FIS Request | 2024-11-04 | 2024-12-19 |  | 2024-11-11 |  |  |  | No |  |  | Not Required
ERCOT | Denver City - Mustang - Gas | [5 empty] | GT |  |  |  | GAS |  |  |  | 504 | [12 empty] | Yoakum |  |  |  | 23876 CLEARFRK_5 345kV |  | 2029-05-31 | [6 empty] | 29INR0083 | SS Started, FIS Started, No IA | Golden Spread Electric Cooperative, Inc. | WEST | FIS Request | 2024-12-17 | 2024-12-19 |  | 2024-12-17 |  |  |  | No
ERCOT | Southeast Oklahoma Pumped Storage | [5 empty] | EN |  |  |  | OTH |  |  |  | 1232 | [12 empty] | Lamar |  |  |  | 1692 Paris Switch 345kV |  | 2030-01-01 | [6 empty] | 30INR0002 | SS Completed, FIS Started, No IA | Apex Energy Solutions, LLC | NORTH |  | 2023-03-28 | 2022-08-05 | 2022-11-01 |  |  |  |  | No
ERCOT | Hecate Energy Arkansas Wind | [5 empty] | WT |  |  |  | WIN |  |  |  | 1029.39 | [12 empty] | San Patricio |  |  |  | 8659 Naismith 345kV |  | 2030-06-01 | [6 empty] | 30INR0004 | SS Completed, FIS Started, No IA | Hecate Energy Gulf Wind LLC | COASTAL |  | 2024-05-15 | 2023-06-28 | 2023-09-22 |  |  |  |  | No |  |  | Not Required
ERCOT | Woodland Energy Storage | [5 empty] | BA |  |  |  | OTH |  |  |  | 207.6 | [12 empty] | Bosque |  |  |  | 68040 Kopperl Substation 345kV |  | 2030-10-01 | [6 empty] | 30INR0005 | SS Completed, FIS Started, No IA | Woodland Energy Storage, LLC | NORTH |  | 2023-10-28 | 2023-12-18 | 2024-03-15 | 2023-10-23 |  |  |  | No |  |  | Not Required
ERCOT | HOVEY (Barilla Solar 1B) | [5 empty] | PV |  |  |  | SOL |  |  |  | 7.4 | [12 empty] | Pecos |  |  |  | 60385 Solstice 138kV |  | 2024-12-31 | [6 empty] | 12INR0059b |  | First Solar | WEST | [7 empty] | 2013-12-26 | [9 empty] | 2015-09-02 | 2015-09-14 |  | 2015-09-02 | Yes
ERCOT | Muenster BESS | [5 empty] | BA |  |  |  | OTH |  |  |  | 9.9 | [12 empty] | Cooke |  |  |  | Station Name (TDSP Station Code): Muenster Load/Load Transformer Name: Muenster1 PTI BUS number: 695 Voltage in kV (Transmission Level): 138kV |  | 2025-03-04 | [6 empty] | 22INR0590 |  | Regis Development I, LLC | NORTH | [7 empty] | 2023-07-12 | [9 empty] | 2024-11-01 | 2024-11-07 |  | 2024-09-05 | Yes
ERCOT | Grizzly Ridge BESS SLF | [5 empty] | BA |  |  |  | OTH |  |  |  | 0 | [12 empty] | Hamilton |  |  |  | Pottsville Switching Substation (Bus# 178) |  | 2023-05-31 | [6 empty] | 22INR0596 |  | Grizzly Ridge Solar LLC | NORTH | [7 empty] | 2021-10-18 | [9 empty] | 2023-02-10 |  |  | 2022-09-01 | Yes
ERCOT | Rio Nogales CT1 Rotor Replacement | [5 empty] | CC |  |  |  | GAS |  |  |  | 3.1 | [12 empty] | Guadalupe |  |  |  | Rio Nogales Substation 5362 RIONOG 345kV |  | 2023-06-08 | [6 empty] | 23INR0483 |  | CPS Energy | SOUTH | [7 empty] | 2023-01-20 | [10 empty] | 2023-04-27 |  | 2023-04-12 | Yes
ERCOT | Laureles BESS | [5 empty] | BA |  |  |  | OTH |  |  |  | 9.8 | [12 empty] | Cameron |  |  |  | Station Name (TDSP Station Code) LAURELES; Load/Load Transformer Name LD01; PTI BUS number 5756; Voltage in kV (Transmission Level) 138kV |  | 2025-06-21 | [6 empty] | 23INR0499 |  | Regis Laureles LLC | COASTAL | [7 empty] | 2023-02-16 | [12 empty] | 2024-09-05 | Yes
ERCOT | Fort Mason BESS | [5 empty] | BA |  |  |  | OTH |  |  |  | 9.8 | [12 empty] | Mason |  |  |  | Station Name (TDSP Station Code): FORTMA; Load/Load Transformer Name: T1-FM140; PTI BUS number: 76390; Voltage in kV (Transmission Level): 138kV Transformer: 3x 4000kVA 800VAC Δ - 12.47kVA Υ |  | 2025-03-04 | [6 empty] | 23INR0500 |  | Regis Mason LLC | SOUTH | [7 empty] | 2023-01-10 | [9 empty] | 2024-11-01 | 2024-11-07 |  | 2024-09-05 | Yes
ERCOT | Damon BESS | [5 empty] | BA |  |  |  | OTH |  |  |  | 4.98 | [12 empty] | Brazoria |  |  |  | Station Name: DA Load/Load Transformer Name: TR1 PTI BUS number: 42370 Voltage in kV (Transmission Level): 138 kV |  | 2025-02-03 | [6 empty] | 23INR0523 |  | Baccharis Storage LLC | COASTAL | COD | [6 empty] | 2022-10-18 | [9 empty] | 2024-04-22 | 2024-11-04 |  | 2023-12-01 | Yes
ERCOT | Torrecillas BESS | [5 empty] | BA |  |  |  | OTH |  |  |  | 9.9 | [12 empty] | Webb |  |  |  | 161257 Torrecillas 345kV Station code: TORR |  | 2025-04-21 | [6 empty] | 23INR0529 |  | Torrecillas Interconnect, LLC | SOUTH | COD | [6 empty] | 2015-01-30 | [12 empty] | 2024-09-05 | Yes
ERCOT | Milton BESS | [5 empty] | BA |  |  |  | OTH |  |  |  | 9.9 | [12 empty] | Karnes |  |  |  | Station Name (TSP Station Code): MILTON; Load/Load Transformer Name: LD_1; PTI Bus Number: 78583; Voltage in kV (Transmission Level): 138 kV |  | 2025-04-15 | [6 empty] | 23INR0552 |  | Regis Milton LLC | SOUTH | [7 empty] | 2023-09-07 | [12 empty] | 2024-11-01 | Yes
ERCOT | IEP Orchard BESS | [5 empty] | BA |  |  |  | OTH |  |  |  | 9.99 | [12 empty] | Fort Bend |  |  |  | Station Name (TDSP Station Code): OR Load/Load Transformer Name :TR1 PTI BUS number: 44541 Voltage in kV (Transmission Level): 138 kV Project Size: 9.99 MW battery energy storage (BESS) system; 50 MWh connecting on CNP 34.5kV Distribution System. |  | 2025-02-28 | [6 empty] | 23INR0556 |  | IEP Tejas Verde LLC | HOUSTON | [7 empty] | 2023-08-09 | [9 empty] | 2024-11-12 | 2024-12-06 |  | 2024-01-04 | Yes
ERCOT | Damon BESS 2 | [5 empty] | BA |  |  |  | OTH |  |  |  | 9.99 | [12 empty] | Brazoria |  |  |  | 9.99 MW 50 MWh battery energy storage project connecting at 12.47kV Damon (DA) substation. Station Name (TDSP Station Code): DA Load/Load Transformer Name: TR2 PTI BUS number: 42370 Voltage in kV (Transmission Level): 138 kV |  | 2025-08-12 | [6 empty] | 23INR0603 |  | IEP Tejas Verde LLC | COASTAL | [7 empty] | 2023-10-06 | [12 empty] | 2024-07-03 | Yes
ERCOT | Hidden Lakes BESS | [5 empty] | BA |  |  |  | OTH |  |  |  | 9.9 | [12 empty] | Galveston |  |  |  | Station Name: HDNLAKES PTI Bus#: 38900 Load XFMR Name: HDLAKE_2 Transmission Level Voltage: 138 kV |  | 2025-06-06 | [6 empty] | 23INR0617 |  | SBESS TX 6 LLC | HOUSTON | [7 empty] | 2024-02-07 | [12 empty] | 2024-08-01 | Yes
ERCOT | Farmersville West BESS 2 | [5 empty] | BA |  |  |  | OTH |  |  |  | 9.9 | [12 empty] | Collin |  |  |  | Station Name: Farmersville West TNP Substation Station Code: FRMRSVLW PTI Bus#: 37291 Load Transformer Name: FRMVW_3 Transmission Level Voltage: 138 kV |  | 2024-11-30 | [6 empty] | 23INR0618 |  | SBESS TX 7 LLC | NORTH | [7 empty] | 2024-04-05 | [9 empty] | 2024-10-16 | 2024-10-30 |  | 2024-08-01 | Yes
ERCOT | Junction North BESS | [5 empty] | BA |  |  |  | OTH |  |  |  | 9.9 | [12 empty] | Kimble |  |  |  | Station Name: New Junction Station Code: P_NEWJUNC_1_ PTI Bus#: 70600 Load XFMR Name: PEC Load ID: 1 << The planning cases do not have "Load Names" only a two character Load ID Transmission Level Voltage: 69 kV |  | 2024-11-30 | [6 empty] | 23INR0619 |  | SBESS TX 5 LLC | SOUTH | [7 empty] | 2023-09-05 | [9 empty] | 2024-10-09 | 2024-10-30 |  | 2024-08-01 | Yes
ERCOT | Midway BESS | [5 empty] | BA |  |  |  | OTH |  |  |  | 9.95 | [12 empty] | Ector |  |  |  | Station Code: MIDWY Station name: Midway Load/Load Transformer Name: LDXFMR1 PTI Bus number: 1253 Transmission level kV: 138kV |  | 2025-03-07 | [6 empty] | 23INR0688 |  | Midway BESS Station LLC | WEST | [7 empty] | 2022-06-13 | [9 empty] | 2023-12-01 | 2023-12-15 |  | 2023-11-01 | Yes
ERCOT | Mayberry II BESS | [5 empty] | BA |  |  |  | OTH |  |  |  | 9.95 | [12 empty] | Hidalgo |  |  |  | Bus Name: Mayberry, Load name: 1, Bus number: 8109, Voltage: 138kV |  | 2025-01-20 | [6 empty] | 23INR0807 |  | SMT Mission II LLC | SOUTH | COD | [6 empty] | 2023-05-17 | [9 empty] | 2024-11-01 | 2024-11-14 |  | 2024-08-01 | Yes
ERCOT | Medina Lake BESS | [5 empty] | BA |  |  |  | OTH |  |  |  | 9.8 | [12 empty] | Bandera |  |  |  | Station Name (TDSP Station Code) MEDILA; Load/Load Transformer Name T2; PTI BUS number 7432; Voltage in kV (Transmission Level) 138kV |  | 2024-12-31 | [6 empty] | 24INR0499 |  | Regis Medina Lake LLC | SOUTH | [7 empty] | 2023-01-18 | [12 empty] | 2024-09-05 | Yes
ERCOT | Spencer BESS | [5 empty] | BA |  |  |  | OTH |  |  |  | 9.9 | [12 empty] | Harris |  |  |  | Station Name: TSP STATION CODE = SP Load Transformer name = TR1 Bus#: PTI Bus number = 43271 Voltage: Transmission level kV = 138 KV |  | 2025-05-01 | [6 empty] | 24INR0545 |  | Harris Spencer BESS, LLC | HOUSTON | [7 empty] | 2023-10-31 | [12 empty] | 2024-09-05 | Yes
ERCOT | Crosby BESS | [5 empty] | BA |  |  |  | OTH |  |  |  | 9.9 | [12 empty] | Harris |  |  |  | Station Name: TSP STATION CODE = CS Load Transformer name = TR3 Bus#: PTI Bus number = 40390 Voltage: Transmission level kV = 138 KV |  | 2025-02-17 | [6 empty] | 24INR0546 |  | Harris Centerpoint BESS LLC | HOUSTON | COD | [6 empty] | 2023-10-31 | [9 empty] | 2024-12-26 |  |  | 2024-09-05 | Yes
ERCOT | Angleton BESS | [5 empty] | BA |  |  |  | OTH |  |  |  | 9.9 | [12 empty] | Brazoria |  |  |  | STATION NAME (TSP STATION CODE): Angleton (AE) LOAD/LOAD TRANSFORMER NAME: TR1 PTI BUS NUMBER: 42111 VOLTAGE (TRANSMISSION LEVEL): 138KV |  | 2025-02-13 | [6 empty] | 24INR0547 |  | Brazoria Winmill BESS, LLC | COASTAL | [7 empty] | 2023-10-31 | [9 empty] | 2024-12-20 |  |  | 2024-09-05 | Yes
ERCOT | Pearsall BESS | [5 empty] | BA |  |  |  | OTH |  |  |  | 9.95 | [12 empty] | Frio |  |  |  | Station Name: PEARSALL Load Transformer name: PRSAL_LD1 Bus#: PTI Bus number: 5895 Transmission Voltage: 138kV |  | 2024-12-30 | [6 empty] | 24INR0560 |  | Sunset Ridge Energy Center, LLC | SOUTH | [7 empty] | 2024-07-30 | [9 empty] | 2024-12-26 | 2024-12-31 |  | 2024-11-01 | Yes
ERCOT | Texas Bluebonnet Solar | [5 empty] | PV |  |  |  | SOL |  |  |  | 9.72 | [12 empty] | McLennan |  |  |  | 3370 McGuffey POD 138 kV |  | 2025-01-11 | [6 empty] | 24INR0580 |  | Texas Bluebonnet Solar Partners, LLC | NORTH | COD | [6 empty] | 2023-08-28 | [9 empty] | 2024-08-21 | 2024-09-06 |  | 2024-04-03 | Yes
ERCOT | Citrus City BESS | [5 empty] | BA |  |  |  | OTH |  |  |  | 9.9 | [12 empty] | Hidalgo |  |  |  | Citrus City Substation Transformer # 2 Station Code - CITRUSCY Load Name - LD02 PTI Bus Number - 80123 Transmission Voltage - 138 |  | 2025-06-17 | [6 empty] | 24INR0591 |  | SBESS TX10 LLC | SOUTH | [7 empty] | 2024-02-02 | [12 empty] | 2024-09-05 | Yes
ERCOT | Rio Grande City BESS 2 | [5 empty] | BA |  |  |  | OTH |  |  |  | 9.9 | [12 empty] | Starr |  |  |  | Station Code - RIO_GRAN Load Name - 69_12_2 PTI Bus Number - 8797 Transformer Voltage - 69 |  | 2025-06-17 | [6 empty] | 24INR0592 |  | SBESS TX12 LLC | SOUTH | [7 empty] | 2024-02-02 | [12 empty] | 2024-09-05 | Yes
ERCOT | Falfur BESS | [5 empty] | BA |  |  |  | OTH |  |  |  | 9.8 | [12 empty] | Brooks |  |  |  | Connected to AEP 12.47kV Station Name (TDSP Station Code): FALFUR Load/Load Transformer Name: R1 PTI Bus Number: #8510 Voltage in kV (Transmission Level): 138kV |  | 2025-05-29 | [6 empty] | 24INR0593 |  | Regis Falfurrias, LLC | SOUTH | COD | [6 empty] | 2024-06-21 | [12 empty] | 2024-10-02 | Yes
ERCOT | Hidden Valley BESS | [5 empty] | BA |  |  |  | OTH |  |  |  | 9.9 | [12 empty] | Harris |  |  |  | Station Name (TSP Station Code): Hidden Valley (HV) Load/Load Transformer Name: TR4 PTI Bus Number: 45861 Voltage in kV (Transmission Level): 138 kV |  | 2025-04-15 | [6 empty] | 24INR0594 |  | Regis Hidden Valley, LLC | HOUSTON | COD | [6 empty] | 2023-09-20 | [12 empty] | 2024-11-01 | No
ERCOT | Gears BESS | [5 empty] | BA |  |  |  | OTH |  |  |  | 9.9 | [12 empty] | Harris |  |  |  | Station Name (TSP Station Code): Gears (GZ) Load/Load Transformer Name: TR1 PTI Bus Number: 45781 Voltage in kV (Transmission Level): 138 kV |  | 2025-02-15 | [6 empty] | 24INR0595 |  | Regis Gears-Harris LLC | HOUSTON | [7 empty] | 2023-09-20 | [12 empty] | 2024-11-01 | No
ERCOT | Hearn Road BESS | [5 empty] | BA |  |  |  | OTH |  |  |  | 9.9 | [12 empty] | Nueces |  |  |  | Station Name (TSP Station Code): Hearn Road(5021) Load/Load Transformer Name: R2 PTI Bus Number: 8860 Voltage in kV (Transmission Level): 69kV |  | 2025-03-15 | [6 empty] | 24INR0596 |  | Regis Hearn Road, LLC | COASTAL | COD | [19 empty] | 2024-10-02 | No
ERCOT | Pirate BESS | [5 empty] | BA |  |  |  | OTH |  |  |  | 9.8 | [12 empty] | San Patricio |  |  |  | Station Name (TSP Station Code): Pirate (5218) Load/Load Transformer Name: R1 PTI Bus Number: 8652 Voltage in kV (Transmission Level): 69 kV |  | 2025-05-29 | [6 empty] | 24INR0597 |  | Regis Sinton-Pirate, LLC | COASTAL | COD | [19 empty] | 2024-10-02 | No
ERCOT | Mustang Bayou BESS | [5 empty] | BA |  |  |  | OTH |  |  |  | 9.99 | [12 empty] | Brazoria |  |  |  | STATION NAME (TSP STATION CODE) = MU LOAD/LOAD TRANSFORMER NAME = TR2 PTI BUS NUMBER = 42960 VOLTAGE (TRANSMISSION LEVEL) = 138KV |  | 2025-03-04 | [6 empty] | 24INR0599 |  | Maverick Clean Energy Center | COASTAL | COD | [6 empty] | 2023-10-31 | [12 empty] | 2024-11-01 | No
ERCOT | CPS Rio Nogales CT301 Rotor Replacement | [5 empty] | CC |  |  |  | GAS |  |  |  | 3.1 | [12 empty] | Guadalupe |  |  |  | 5362 RIONOG 345kV |  | 2025-02-01 | [6 empty] | 24INR0602 |  | CPS Energy | SOUTH | [7 empty] | 2023-11-10 | [10 empty] | 2024-04-03 |  | 2024-04-24 | Yes
ERCOT | Palmview BESS | [5 empty] | BA |  |  |  | OTH |  |  |  | 9.9 | [12 empty] | Hidalgo |  |  |  | Palmview XFMR 2 CKT 6790 Substation transmission - 138kv ERCOT station code - PALMVIEW PTI Bus # 8387 ERCOT Load Name - LD02 |  | 2025-03-01 | [6 empty] | 24INR0628 |  | SBESS TX14 LLC | SOUTH | [7 empty] | 2024-04-15 | [12 empty] | 2025-02-05 | Yes
ERCOT | Cotulla BESS 2 | [5 empty] | BA |  |  |  | OTH |  |  |  | 9.9 | [12 empty] | La Salle |  |  |  | Cotulla Substation XFMR 2 #460 CKT Sub max transmission - 138kv Substation name - COTULLA Bus # 8610 Load - LOAD02 |  | 2025-03-01 | [6 empty] | 24INR0638 |  | SBESS TX19 LLC | SOUTH | [7 empty] | 2024-04-15 | [12 empty] | 2025-02-05 | Yes
ERCOT | SE Edinburg BESS | [5 empty] | BA |  |  |  | OTH |  |  |  | 9.9 | [12 empty] | Hidalgo |  |  |  | Southeast Edinburg, XFMR 2, #6580 CKT, SOUTHEAST EDINBURG, SE_EDINB, Ercot Bus # 8374, Ercot Load name - 138_12_2 |  | 2025-03-01 | [6 empty] | 24INR0642 |  | SBESS TX16 LLC | SOUTH | [7 empty] | 2024-04-26 | [12 empty] | 2025-02-05 | Yes
ERCOT | COYOTE SPRINGS AGR1 | [5 empty] | OT |  |  |  | OIL |  |  |  | 9.95 | [12 empty] | Reeves |  |  |  | Station Name: COYOTSPR Load Name: COYOTE_1 Bus#: 38113 Voltage: 138 kV DAC: COYOTSPR_LD8 COYOTSPR/COYOTE_1/38113/COYOTSPR_LD8 |  | 2025-01-08 | [6 empty] | 24INR0645 |  | HEN INFRASTRUCTURE, LLC 1 | WEST | [7 empty] | 2023-10-16 | [12 empty] | 2024-06-05 | Yes
ERCOT | SADDLEBACK AGR1 | [5 empty] | OT |  |  |  | OIL |  |  |  | 9.95 | [12 empty] | Reeves |  |  |  | SADLBACK/SADLBK_1/38058/SADLBACK_LD8 |  | 2025-01-08 | [6 empty] | 24INR0646 |  | HEN INFRASTRUCTURE, LLC 1 | WEST | [7 empty] | 2023-10-16 | [12 empty] | 2024-06-05 | Yes
ERCOT | OLNEY AGR1 | [5 empty] | OT |  |  |  | OIL |  |  |  | 9.95 | [12 empty] | Young |  |  |  | OLNEYTN/OLNEY_2/37830/OLNEYTN_LD2 |  | 2025-01-31 | [6 empty] | 24INR0647 |  | HEN INFRASTRUCTURE, LLC 1 | WEST | [7 empty] | 2023-10-16 | [12 empty] | 2024-06-05 | Yes
ERCOT | Empire Central BESS | [5 empty] | BA |  |  |  | OTH |  |  |  | 9.95 | [12 empty] | Dallas |  |  |  | Station name: EMPCT, Load name: LDLXFMR2, XFMR Number: 2, Bus Number:2799, Voltage: 138kV |  | 2025-06-01 | [6 empty] | 24INR0659 |  | SMT Dallas III LLC | NORTH | [20 empty] | 2024-10-02 | No
ERCOT | Prairie Creek BESS | [5 empty] | BA |  |  |  | OTH |  |  |  | 9.95 | [12 empty] | Dallas |  |  |  | Station Name: PRCK Load Name: LDLXFMR4 XFMR Number: 4 Bus number: 2762 Voltage: 138 kV |  | 2025-06-01 | [6 empty] | 24INR0662 |  | SMT Dallas LLC | NORTH | [20 empty] | 2024-10-02 | No
ERCOT | Tynan BESS1 | [5 empty] | BA |  |  |  | OTH |  |  |  | 9.9 | [12 empty] | Bee |  |  |  | STATION: TYNAN/LOAD: LOAD1/NODE: LD01 |  | 2024-11-27 | [6 empty] | 24INR0759 |  | HEN INFRASTRUCTURE, LLC 1 | SOUTH | [7 empty] | 2024-03-09 | [12 empty] | 2024-10-02 | Yes
ERCOT | Carrizo Springs BESS | [5 empty] | BA |  |  |  | OTH |  |  |  | 9.99 | [12 empty] | Dimmit |  |  |  | Station Name: CARRIZO SPRINGS Station Code: CARIZZO Load/Load XFMR Name: LOAD1 PTI Bus Number: #8244 Voltage in kV (Transmission): 69 kV Distribution Voltage: 12.47 kV |  | 2025-05-30 | [6 empty] | 25INR0592 |  | Regis Carrizo Springs LLC | SOUTH | [7 empty] | 2023-11-29 | [12 empty] | 2025-04-02 | Yes
ERCOT | Escondido BESS | [5 empty] | BA |  |  |  | OTH |  |  |  | 9.99 | [12 empty] | Maverick |  |  |  | Station Name: ESCONDIDO TSP Station Code: ESCONDID Load Transformer Name: LOAD2 Bus #: 8260 Voltage in kV (Transmission Level): 138 kV |  | 2025-05-30 | [6 empty] | 25INR0593 |  | Regis Escondido LLC | SOUTH | [7 empty] | 2023-11-29 | [12 empty] | 2025-04-02 | Yes
ERCOT | Goodwin BESS | [5 empty] | BA |  |  |  | OTH |  |  |  | 9.99 | [12 empty] | Hidalgo |  |  |  | Station Name: GOODWIN TSP Station Code: GOODWIN Load Transformer Name: 138_12_1 Bus #: 8355 Voltage in kV (Transmission Level): 138 kV |  | 2025-05-31 | [6 empty] | 25INR0594 |  | Regis Goodwin LLC | SOUTH | [7 empty] | 2023-11-29 | [12 empty] | 2025-04-02 | Yes
ERCOT | Abilene Elmcreek BESS | [5 empty] | BA |  |  |  | OTH |  |  |  | 9.9 | [12 empty] | Taylor |  |  |  | Station Name: Abilene Elm Creek TSP Station Code: ELMCRK Load Transformer name: LOAD1 Bus#: 6255 Voltage in kV (Transmission Level): 138kV |  | 2025-04-21 | [6 empty] | 25INR0701 |  | DGSP2 LLC | WEST | [7 empty] | 2024-08-15 | [12 empty] | 2025-01-08 | Yes
ERCOT | Abilene Industrial Park BESS | [5 empty] | BA |  |  |  | OTH |  |  |  | 9.9 | [12 empty] | Taylor |  |  |  | Station Name: Abilene Industrial Park TSP Station Code: ABINDUST Load Transformer name: LOAD1 Bus#: 60772 Voltage in kV (Transmission Level): 138kV |  | 2025-04-21 | [6 empty] | 25INR0702 |  | Distributed Generation Solutions LLC | WEST | [7 empty] | 2024-08-15 | [12 empty] | 2025-01-08 | Yes
ERCOT | Poteet BESS | [5 empty] | BA |  |  |  | OTH |  |  |  | 9.95 | [12 empty] | Atascosa |  |  |  | TSP Station Name: POTEET SUB TSP Station Code: POTEETS Load Name: POTEE_1 Bus#: 5710 kV: 69 |  | 2025-04-01 | [6 empty] | 25INR0715 |  | HEN INFRASTRUCTURE, LLC 1 | SOUTH | [20 empty] | 2025-03-05 | No
MISO |  |  |  | 2018-03-12T04:00:00+00:00 | Done |  | Photovoltaic |  |  |  | Solar | [16 empty] | Grant County | Wisconsin |  |  | Nelson Dewey - Lancaster 138kV Line | 2021-10-01T04:00:00+00:00 | 2023-03-27T04:00:00+00:00 | [8 empty] | American Transmission Co. LLC | [23 empty] | J1000 |  | 2021-04-02T04:00:00+00:00 | DPP-2018-APR | East (ATC) | GIA | Network Resource Interconnection Service (NRIS) | 50 | 50 | In Service | 50 | 50 | 50 | 50
MISO |  |  |  | 2018-03-12T04:00:00+00:00 | Withdrawn |  | Photovoltaic |  |  |  | Solar | [16 empty] | Lincoln County | Minnesota |  |  | Buffalo Ridge 115kV Substation | 2020-09-01T04:00:00+00:00 | [9 empty] | NORTHERN STATES POWER COMPANY | [23 empty] | J1001 | 2021-03-09T05:00:00+00:00 |  | DPP-2018-APR | West | Phase 3 | Network Resource Interconnection Service (NRIS) | 40 | 40 | Not Started | 40 | 40 | 0 | 0
MISO |  |  |  | 2018-03-12T04:00:00+00:00 | Done |  | Photovoltaic |  |  |  | Solar | [16 empty] | Waushara County | Wisconsin |  |  | Wautoma 138kV Switchyard | 2021-10-01T04:00:00+00:00 | 2023-01-26T05:00:00+00:00 | [8 empty] | American Transmission Co. LLC | [23 empty] | J1002 |  | 2021-05-05T04:00:00+00:00 | DPP-2018-APR | East (ATC) | GIA | Network Resource Interconnection Service (NRIS) | 99 | 99 | In Service | 99 | 99 | 99 | 99
MISO |  |  |  | 2018-03-12T04:00:00+00:00 | Done |  | Photovoltaic |  |  |  | Solar | [16 empty] | Dodge County | Wisconsin |  |  | North Beaver Dam 69 kV Substation | 2021-10-01T04:00:00+00:00 | 2023-06-06T04:00:00+00:00 | [8 empty] | American Transmission Co. LLC | [23 empty] | J1003 |  | 2021-05-05T04:00:00+00:00 | DPP-2018-APR | East (ATC) | GIA | Network Resource Interconnection Service (NRIS) | 50 | 50 | In Service | 50 | 50 | 50 | 50
MISO |  |  |  | 2018-03-12T04:00:00+00:00 | Withdrawn |  | Wind Turbine |  |  |  | Wind | [16 empty] | Mecosta County,Montcalm County | Michigan |  |  | Kenowa - Nelson Road 345kV Line Tap | 2020-09-01T04:00:00+00:00 | [9 empty] | METC | [23 empty] | J1004 | 2018-11-01T04:00:00+00:00 |  | DPP-2018-APR | East (ITC) | GIA | Network Resource Interconnection Service (NRIS) | 800 | 800 | Not Started | 0 | 0 | 0 | 0
MISO |  |  |  | 2018-03-12T04:00:00+00:00 | Withdrawn |  | Photovoltaic |  |  |  | Solar | [16 empty] | Midland County,Saginaw County | Michigan |  |  | Murphy 345kV Substation | 2021-09-01T04:00:00+00:00 | [9 empty] | METC | [23 empty] | J1005 | 2020-06-30T04:00:00+00:00 |  | DPP-2018-APR | East (ITC) | GIA | Network Resource Interconnection Service (NRIS) | 200 | 200 | Not Started | 200 | 200 | 0 | 0
MISO |  |  |  | 2018-03-12T04:00:00+00:00 | Withdrawn |  | Photovoltaic |  |  |  | Solar | [16 empty] | Brookings County | South Dakota |  |  | Brookings - Yankee 115kV Line Tap | 2020-09-01T04:00:00+00:00 | [9 empty] | NORTHERN STATES POWER COMPANY | [23 empty] | J1006 | 2020-03-25T04:00:00+00:00 |  | DPP-2018-APR | West | Phase 3 | Network Resource Interconnection Service (NRIS) | 100 | 100 | Not Started | 0 | 0 | 0 | 0
MISO |  |  |  | 2018-03-12T04:00:00+00:00 | Done |  | Photovoltaic |  |  |  | Solar | [16 empty] | Crittenden County | Arkansas |  |  | Marion - Marked Tree 161kV Line Tap | 2021-09-01T04:00:00+00:00 | 2023-06-01T04:00:00+00:00 | [8 empty] | ENTERGY ARKANSAS, LLC | [23 empty] | J1007 |  | 2020-08-12T04:00:00+00:00 | DPP-2018-APR | South | GIA | Network Resource Interconnection Service (NRIS) | 200 | 200 | Under Construction | 200 | 200 | 180 | 180
MISO |  |  |  | 2018-03-12T04:00:00+00:00 | Withdrawn |  | Photovoltaic |  |  |  | Solar | [16 empty] | Faribault County | Minnesota |  |  | Blue Earth IPL - Blue Earth 69kV Line Tap | 2020-09-01T04:00:00+00:00 | [9 empty] | ITC MIDWEST | [23 empty] | J1008 | 2020-03-25T04:00:00+00:00 |  | DPP-2018-APR | West | Phase 3 | Network Resource Interconnection Service (NRIS) | 50 | 50 | Not Started | 0 | 0 | 0 | 0
MISO |  |  |  | 2018-03-12T04:00:00+00:00 | Withdrawn |  | Photovoltaic |  |  |  | Solar | [16 empty] | Kenosha County,Racine County | Wisconsin |  |  | Pleasant Prairie - Racine 345kV Line Tap | 2020-09-01T04:00:00+00:00 | [9 empty] | American Transmission Co. LLC | [23 empty] | J1009 | 2020-05-19T04:00:00+00:00 |  | DPP-2018-APR | East (ATC) | GIA | Network Resource Interconnection Service (NRIS) | 400 | 400 | Not Started | 400 | 400 | 0 | 0
MISO |  |  |  | 2018-03-12T04:00:00+00:00 | Withdrawn |  | Photovoltaic |  |  |  | Solar | [16 empty] | Kenosha County,Racine County | Wisconsin |  |  | Arcadian - Zion 345kV Line Tap | 2020-09-01T04:00:00+00:00 | [9 empty] | American Transmission Co. LLC | [23 empty] | J1010 | 2020-05-19T04:00:00+00:00 |  | DPP-2018-APR | East (ATC) | GIA | Network Resource Interconnection Service (NRIS) | 400 | 400 | Not Started | 400 | 400 | 0 | 0
MISO |  |  |  | 2018-03-12T04:00:00+00:00 | Withdrawn |  | Photovoltaic |  |  |  | Solar | [16 empty] | Kenosha County,Racine County | Wisconsin |  |  | Arcadian - Zion 345kV Line Tap | 2022-09-01T04:00:00+00:00 | [9 empty] | American Transmission Co. LLC | [23 empty] | J1011 | 2020-05-19T04:00:00+00:00 |  | DPP-2018-APR | East (ATC) | GIA | Network Resource Interconnection Service (NRIS) | 400 | 400 | Not Started | 400 | 400 | 0 | 0
MISO |  |  |  | 2018-03-12T04:00:00+00:00 | Withdrawn |  | Photovoltaic |  |  |  | Solar | [16 empty] | Scott County | Illinois |  |  | Jacksonville Ind. Park - Winchester 138kV Line Tap | 2021-09-01T04:00:00+00:00 | [9 empty] | PRAIRIE POWER, INC. | [23 empty] | J1012 | 2019-03-28T04:00:00+00:00 |  | DPP-2018-APR | Central | GIA | Network Resource Interconnection Service (NRIS) | 100 | 100 | Not Started | 0 | 0 | 0 | 0
MISO |  |  |  | 2018-03-12T04:00:00+00:00 | Withdrawn |  | Photovoltaic |  |  |  | Solar | [16 empty] | Branch County | Michigan |  |  | Batavia 138kV Substation | 2021-09-01T04:00:00+00:00 | [9 empty] | METC | [23 empty] | J1013 | 2019-12-02T05:00:00+00:00 |  | DPP-2018-APR | East (ITC) | GIA | Network Resource Interconnection Service (NRIS) | 80 | 80 | Not Started | 0 | 0 | 0 | 0
MISO |  |  |  | 2018-03-12T04:00:00+00:00 | Withdrawn |  | Photovoltaic |  |  |  | Solar | [16 empty] | Jackson County | Michigan |  |  | Tompkins - Blackstone 138kV Line | 2021-09-01T04:00:00+00:00 | [9 empty] | METC | [23 empty] | J1014 | 2019-12-02T05:00:00+00:00 |  | DPP-2018-APR | East (ITC) | GIA | Network Resource Interconnection Service (NRIS) | 80 | 80 | Not Started | 0 | 0 | 0 | 0
MISO |  |  |  | 2018-03-12T04:00:00+00:00 | Withdrawn |  | Photovoltaic |  |  |  | Solar | [16 empty] | Otsego County | Michigan |  |  | Gaylord 138kV Substation | 2020-09-01T04:00:00+00:00 | [9 empty] | METC | [23 empty] | J1015 | 2019-03-27T04:00:00+00:00 |  | DPP-2018-APR | East (ITC) | GIA | Network Resource Interconnection Service (NRIS) | 80 | 80 | Not Started | 0 | 0 | 0 | 0
MISO |  |  |  | 2018-03-12T04:00:00+00:00 | Withdrawn |  | Photovoltaic |  |  |  | Solar | [16 empty] | Gibson County | Indiana |  |  | Francisco - Toyota Z75 138kV Line Tap | 2021-09-01T04:00:00+00:00 | [9 empty] | Southern Indiana Gas & Electric Company d/b/a Vectren Energy Delivery of Indiana, Inc. | [23 empty] | J1016 | 2020-01-06T05:00:00+00:00 |  | DPP-2018-APR | Central | GIA | Network Resource Interconnection Service (NRIS) | 50 | 50 | Not Started | 0 | 0 | 0 | 0
MISO |  |  |  | 2018-03-12T04:00:00+00:00 | Withdrawn |  | Wind Turbine |  |  |  | Wind | [16 empty] | Carroll County,White County | Indiana |  |  | Springboro 138 kV Substation | 2021-09-01T04:00:00+00:00 | [9 empty] | Duke Energy | [23 empty] | J1017 | 2018-10-03T04:00:00+00:00 |  | DPP-2018-APR | Central | GIA | Network Resource Interconnection Service (NRIS) | 125 | 125 | Not Started | 0 | 0 | 0 | 0
MISO |  |  |  | 2018-03-12T04:00:00+00:00 | Withdrawn |  | Wind Turbine |  |  |  | Wind | [16 empty] | Miami County | Indiana |  |  | Peru South East - Greentown 230 kV Line Tap | 2021-09-01T04:00:00+00:00 | [9 empty] | Duke Energy | [23 empty] | J1018 | 2018-10-03T04:00:00+00:00 |  | DPP-2018-APR | Central | GIA | Network Resource Interconnection Service (NRIS) | 150 | 150 | Not Started | 0 | 0 | 0 | 0
MISO |  |  |  | 2018-03-12T04:00:00+00:00 | Withdrawn |  | Wind Turbine |  |  |  | Wind | [16 empty] | Boone County | Missouri |  |  | Overton - McCredie 345 kV Line Tap | 2021-09-01T04:00:00+00:00 | [9 empty] | Ameren Missouri | [23 empty] | J1019 | 2018-10-03T04:00:00+00:00 |  | DPP-2018-APR | Central | GIA | Network Resource Interconnection Service (NRIS) | 150 | 150 | Not Started | 0 | 0 | 0 | 0
MISO |  |  |  | 2018-03-12T04:00:00+00:00 | Withdrawn |  | Photovoltaic |  |  |  | Solar | [16 empty] | Jasper County | Mississippi |  |  | Missionary 230kV Substation | 2022-09-01T04:00:00+00:00 | [9 empty] | COOPERATIVE ENERGY | [23 empty] | J1020 | 2020-01-24T05:00:00+00:00 |  | DPP-2018-APR | South | GIA | Network Resource Interconnection Service (NRIS) | 250 | 250 | Not Started | 250 | 250 | 0 | 0
MISO |  |  |  | 2018-03-12T04:00:00+00:00 | Withdrawn |  | Wind Turbine |  |  |  | Wind | [16 empty] | Piatt County | Illinois |  |  | Goose Creek 345kV Switchyard | 2021-09-01T04:00:00+00:00 | [9 empty] | AMEREN ILLINOIS | [23 empty] | J1021 | 2020-01-02T05:00:00+00:00 |  | DPP-2018-APR | Central | GIA | Network Resource Interconnection Service (NRIS) | 200 | 200 | Not Started | 0 | 0 | 0 | 0
MISO |  |  |  | 2018-03-12T04:00:00+00:00 | Done |  | Wind Turbine |  |  |  | Wind | [16 empty] | McLean County | Illinois |  |  | Weedman Substation 138kV Bus | 2021-08-01T04:00:00+00:00 | 2022-05-27T04:00:00+00:00 | [8 empty] | AMEREN ILLINOIS | [23 empty] | J1022 |  | 2021-10-12T04:00:00+00:00 | DPP-2018-APR | Central | GIA | Energy Resource Interconnection Service (ERIS) | 150 | 150 | In Service | 150 | 150 | 150 | 0
MISO |  |  |  | 2018-03-12T04:00:00+00:00 | Withdrawn |  | Photovoltaic |  |  |  | Solar | [16 empty] | Mississippi County | Arkansas |  |  | Osceola - Wilson 161 kV Line Tap | 2021-07-31T04:00:00+00:00 | [9 empty] | ENTERGY ARKANSAS, LLC | [23 empty] | J1023 | 2019-08-29T04:00:00+00:00 |  | DPP-2018-APR | South | GIA | Network Resource Interconnection Service (NRIS) | 82 | 82 | Not Started | 0 | 0 | 0 | 0
MISO |  |  |  | 2018-03-12T04:00:00+00:00 | Withdrawn |  | Wind Turbine |  |  |  | Wind | [16 empty] | Nodaway County | Missouri |  |  | Maryville - Clarinda 161 kV Line Tap | 2022-09-30T04:00:00+00:00 | [9 empty] | MIDAMERICAN ENERGY COMPANY | [23 empty] | J1024 | 2021-03-09T05:00:00+00:00 |  | DPP-2018-APR | West | Phase 3 | Network Resource Interconnection Service (NRIS) | 200 | 200 | Not Started | 200 | 200 | 0 | 0
MISO |  |  |  | 2018-03-12T04:00:00+00:00 | Done |  | Wind Turbine |  |  |  | Wind | [16 empty] | Knox County | Missouri |  |  | Zachary - Maywood 345 kV Line Tap | 2023-04-01T04:00:00+00:00 | 2025-06-01T04:00:00+00:00 | [8 empty] | AMEREN TRANSMISSION COMPANY OF ILLINOIS | [23 empty] | J1025 |  | 2022-04-04T04:00:00+00:00 | DPP-2018-APR | Central | GIA | Network Resource Interconnection Service (NRIS) | 300 | 300 | Not Started | 300 | 300 | 290 | 290
MISO |  |  |  | 2018-03-12T04:00:00+00:00 | Done |  | Wind Turbine |  |  |  | Wind | [16 empty] | Audrain County,Ralls County | Missouri |  |  | Spencer Creek 345 kV Substation | 2020-09-30T04:00:00+00:00 | 2023-06-01T04:00:00+00:00 | [8 empty] | Ameren Missouri | [23 empty] | J1026 |  | 2022-04-01T04:00:00+00:00 | DPP-2018-APR | Central | GIA | Network Resource Interconnection Service (NRIS) | 400 | 400 | Not Started | 400 | 350 | 380 | 265
MISO |  |  |  | 2018-03-12T04:00:00+00:00 | Done |  | Photovoltaic |  |  |  | Solar | [16 empty] | Pike County | Indiana |  |  | Ratts 161 kV Substation | 2021-01-02T05:00:00+00:00 | 2022-11-15T05:00:00+00:00 | [8 empty] | HOOSIER ENERGY | [23 empty] | J1027 |  |  | DPP-2018-APR | Central | GIA | Network Resource Interconnection Service (NRIS) | 150 | 150 | Not Started | 150 | 150 | 150 | 150
MISO |  |  |  | 2018-03-12T04:00:00+00:00 | Done |  | Photovoltaic |  |  |  | Solar | [16 empty] | Pike County | Indiana |  |  | Ratts - Victory 161 kV Line Tap | 2021-01-02T05:00:00+00:00 | 2022-06-01T04:00:00+00:00 | [8 empty] | HOOSIER ENERGY | [23 empty] | J1028 |  |  | DPP-2018-APR | Central | GIA | Network Resource Interconnection Service (NRIS) | 150 | 150 | Not Started | 150 | 150 | 150 | 150
MISO |  |  |  | 2018-03-12T04:00:00+00:00 | Withdrawn |  | Photovoltaic |  |  |  | Solar | [16 empty] | East Feliciana Parish | Louisiana |  |  | Fancy Point 230 kV Substation | 2020-09-28T04:00:00+00:00 | [9 empty] | ENTERGY LOUISIANA, LLC | [23 empty] | J1029 | 2019-03-13T04:00:00+00:00 |  | DPP-2018-APR | South | GIA | Network Resource Interconnection Service (NRIS) | 200 | 200 | Not Started | 0 | 0 | 0 | 0
MISO |  |  |  | 2018-03-12T04:00:00+00:00 | Done |  | Photovoltaic |  |  |  | Solar | [16 empty] | Polk County | Texas |  |  | Poco - Menard 138kV Line Tao | 2021-09-01T04:00:00+00:00 | 2023-01-23T05:00:00+00:00 | [8 empty] | ENTERGY TEXAS, INC. | [23 empty] | J1030 |  | 2020-10-22T04:00:00+00:00 | DPP-2018-APR | South | GIA | Energy Resource Interconnection Service (ERIS) | 150 | 150 | In Service | 150 | 0 | 150 | 0
MISO |  |  |  | 2018-03-12T04:00:00+00:00 | Withdrawn |  | Wind Turbine |  |  |  | Wind | [16 empty] | Henry County | Indiana |  |  | Fall Creek - New Castle 138 kV Line Tap | 2020-10-01T04:00:00+00:00 | [9 empty] | DUKE ENERGY INDIANA, LLC | [23 empty] | J1031 | 2020-01-07T05:00:00+00:00 |  | DPP-2018-APR | Central | GIA | Network Resource Interconnection Service (NRIS) | 150 | 150 | Not Started | 0 | 0 | 0 | 0
MISO |  |  |  | 2018-03-12T04:00:00+00:00 | Withdrawn |  | Battery Storage |  |  |  | Battery Storage | [16 empty] | Wabasha County | Minnesota |  |  | Briggs Rd. - N. Rochester 345 kV Line Tap | 2021-10-31T04:00:00+00:00 | [9 empty] | NORTHERN STATES POWER COMPANY | [23 empty] | J1032 | 2020-03-25T04:00:00+00:00 |  | DPP-2018-APR | West | Phase 3 | Network Resource Interconnection Service (NRIS) | 50 | 50 | Not Started | 0 | 0 | 0 | 0
MISO |  |  |  | 2018-03-12T04:00:00+00:00 | Withdrawn |  | Battery Storage |  |  |  | Battery Storage | [16 empty] | Stoddard County | Missouri |  |  | Stoddard - Morely 161 kV Line Tap | 2021-10-31T04:00:00+00:00 | [9 empty] | Ameren Missouri | [23 empty] | J1033 | 2021-03-10T05:00:00+00:00 |  | DPP-2018-APR | Central | GIA | Network Resource Interconnection Service (NRIS) | 50 | 50 | Not Started | 50 | 50 | 0 | 0
MISO |  |  |  | 2018-03-12T04:00:00+00:00 | Done |  | Photovoltaic |  |  |  | Solar | [16 empty] | Stoddard County | Missouri |  |  | Stoddard - Morley 161kV Line Tap | 2021-10-31T04:00:00+00:00 | 2024-06-01T04:00:00+00:00 | [8 empty] | Ameren Missouri | [23 empty] | J1034 |  | 2021-10-12T04:00:00+00:00 | DPP-2018-APR | Central | GIA | Network Resource Interconnection Service (NRIS) | 225 | 225 | Under Construction | 225 | 225 | 225 | 225
MISO |  |  |  | 2018-03-12T04:00:00+00:00 | Withdrawn |  | Photovoltaic |  |  |  | Solar | [16 empty] | Washington County | Illinois |  |  | Fayetteville - Marigold 138 kV Line Tap | 2021-07-01T04:00:00+00:00 | [9 empty] | AMEREN ILLINOIS | [23 empty] | J1035 | 2018-10-15T04:00:00+00:00 |  | DPP-2018-APR | Central | GIA | Network Resource Interconnection Service (NRIS) | 75 | 75 | Not Started | 0 | 0 | 0 | 0
MISO |  |  |  | 2018-03-12T04:00:00+00:00 | Withdrawn |  | Photovoltaic |  |  |  | Solar | [16 empty] | Cottonwood County | Minnesota |  |  | Lakefield Generation SW 345kV Substation | 2020-09-01T04:00:00+00:00 | [9 empty] | Xcel Energy | [23 empty] | J1036 | 2019-02-15T05:00:00+00:00 |  | DPP-2018-APR | West | Phase 3 | Network Resource Interconnection Service (NRIS) | 130 | 130 | Not Started | 0 | 0 | 0 | 0
MISO |  |  |  | 2018-03-12T04:00:00+00:00 | Withdrawn |  | Battery Storage |  |  |  | Battery Storage | [16 empty] | Murray County | Minnesota |  |  | Moon Lake 69kV Substation | 2021-10-01T04:00:00+00:00 | [9 empty] | GREAT RIVER ENERGY | [23 empty] | J1037 | 2019-08-15T04:00:00+00:00 |  | DPP-2018-APR | West | Phase 3 | Network Resource Interconnection Service (NRIS) | 15 | 15 | Not Started | 0 | 0 | 0 | 0
MISO |  |  |  | 2018-03-12T04:00:00+00:00 | Withdrawn |  | Photovoltaic |  |  |  | Solar | [16 empty] | Grant County | Minnesota |  |  | Grant Co. - E. Fergus Falls - Hoot Lake 115 kV Line Tap | 2020-09-01T04:00:00+00:00 | [9 empty] | OTTER TAIL POWER COMPANY | [23 empty] | J1038 | 2020-03-25T04:00:00+00:00 |  | DPP-2018-APR | West | Phase 3 | Energy Resource Interconnection Service (ERIS) | 32.5 | 32.5 | Not Started | 0 | 0 | 0 | 0
MISO |  |  |  | 2018-03-12T04:00:00+00:00 | Withdrawn |  | Battery Storage |  |  |  | Battery Storage | [16 empty] | Warren County | Missouri |  |  | Enon - Montogomery 345kV Line Tap | 2021-10-31T04:00:00+00:00 | [9 empty] | Ameren Missouri | [23 empty] | J1039 | 2021-03-10T05:00:00+00:00 |  | DPP-2018-APR | Central | GIA | Network Resource Interconnection Service (NRIS) | 50 | 50 | Not Started | 50 | 50 | 0 | 0
MISO |  |  |  | 2018-03-12T04:00:00+00:00 | Done |  | Wind Turbine |  |  |  | Wind | [16 empty] | McIntosh County | North Dakota |  |  | Wishek Junction 230 kV Substation | 2021-09-01T04:00:00+00:00 | 2023-05-14T04:00:00+00:00 | [8 empty] | MONTANA-DAKOTA UTILITIES CO. | [23 empty] | J1040 |  | 2022-02-07T05:00:00+00:00 | DPP-2018-APR | West | Phase 3 | Network Resource Interconnection Service (NRIS) | 250 | 250 | Under Construction | 250 | 250 | 250 | 250
MISO |  |  |  | 2018-03-12T04:00:00+00:00 | Withdrawn |  | Battery Storage |  |  |  | Battery Storage | [16 empty] | Jackson County | Minnesota |  |  | Brewster - Heron Lake 161 kV Line | 2021-10-31T04:00:00+00:00 | [9 empty] | ITC MIDWEST | [23 empty] | J1041 | 2020-03-25T04:00:00+00:00 |  | DPP-2018-APR | West | Phase 3 | Network Resource Interconnection Service (NRIS) | 20 | 20 | Not Started | 0 | 0 | 0 | 0
MISO |  |  |  | 2018-03-09T05:00:00+00:00 | Withdrawn |  | Photovoltaic |  |  |  | Solar | [16 empty] | Walworth County | Wisconsin |  |  | North Lake Geneva 138kV Substation | 2021-09-01T04:00:00+00:00 | 2023-09-15T04:00:00+00:00 | [8 empty] | American Transmission Co. LLC | [23 empty] | J1042 | 2023-08-09T04:00:00+00:00 | 2021-05-18T04:00:00+00:00 | DPP-2018-APR | East (ATC) | GIA | Network Resource Interconnection Service (NRIS) | 200 | 200 | Withdrawn | 200 | 200 | 180 | 180
MISO |  |  |  | 2018-03-12T04:00:00+00:00 | Withdrawn |  | Wind Turbine |  |  |  | Wind | [16 empty] | Montcalm County | Michigan |  |  | Vergennes - Nelson Rd 345 kV Line Tap | 2021-06-13T04:00:00+00:00 | 2024-05-31T04:00:00+00:00 | [8 empty] | METC | [23 empty] | J1043 | 2023-02-09T05:00:00+00:00 | 2021-05-03T04:00:00+00:00 | DPP-2018-APR | East (ITC) | GIA | Network Resource Interconnection Service (NRIS) | 374.4 | 374.4 | Withdrawn | 374.4 | 374.4 | 374.4 | 374.4
MISO |  |  |  | 2018-03-12T04:00:00+00:00 | Withdrawn |  | Photovoltaic |  |  |  | Solar | [16 empty] | Walworth County | Wisconsin |  |  | North Lake Geneva - Sugar Creek - Burlington 138kV Line Tap | 2022-09-01T04:00:00+00:00 | [9 empty] | American Transmission Co. LLC | [23 empty] | J1044 | 2019-10-24T04:00:00+00:00 |  | DPP-2018-APR | East (ATC) | GIA | Network Resource Interconnection Service (NRIS) | 200 | 200 | Not Started | 0 | 0 | 0 | 0
MISO |  |  |  | 2018-03-12T04:00:00+00:00 | Done |  | Battery Storage |  |  |  | Battery Storage | [16 empty] | Murray County | Minnesota |  |  | Fenton - Chanarambie 115kV Line Tap | 2021-10-31T04:00:00+00:00 | 2024-07-30T04:00:00+00:00 | [8 empty] | NORTHERN STATES POWER COMPANY | [23 empty] | J1045 |  | 2022-02-07T05:00:00+00:00 | DPP-2018-APR | West | Phase 3 | Network Resource Interconnection Service (NRIS) | 20 | 20 | Under Construction | 20 | 20 | 20 | 20
MISO |  |  |  | 2018-03-12T04:00:00+00:00 | Withdrawn |  | Battery Storage |  |  |  | Battery Storage | [16 empty] | Washtenaw County | Michigan |  |  | Majestic - Lemoyne 345 kV Line Tap | 2020-10-31T04:00:00+00:00 | [9 empty] | ITC MIDWEST | [23 empty] | J1046 | 2019-11-21T05:00:00+00:00 |  | DPP-2018-APR | East (ITC) | GIA | Network Resource Interconnection Service (NRIS) | 50 | 50 | Not Started | 0 | 0 | 0 | 0
MISO |  |  |  | 2018-03-12T04:00:00+00:00 | Withdrawn |  | Photovoltaic |  |  |  | Solar | [16 empty] | Walworth County | Wisconsin |  |  | North Lake Geneva - Sugar Creek - Burlington 138kV Line Tap | 2022-09-01T04:00:00+00:00 | [9 empty] | American Transmission Co. LLC | [23 empty] | J1047 | 2019-10-24T04:00:00+00:00 |  | DPP-2018-APR | East (ATC) | GIA | Network Resource Interconnection Service (NRIS) | 200 | 200 | Not Started | 0 | 0 | 0 | 0
MISO |  |  |  | 2018-03-12T04:00:00+00:00 | Withdrawn |  | Wind Turbine |  |  |  | Wind | [16 empty] | Mecosta County,Montcalm County | Michigan |  |  | Vergennes - Nelson Road 345kV Line Tap | 2020-09-01T04:00:00+00:00 | [9 empty] | METC | [23 empty] | J1048 | 2019-03-28T04:00:00+00:00 |  | DPP-2018-APR | East (ITC) | GIA | Network Resource Interconnection Service (NRIS) | 250 | 250 | Not Started | 0 | 0 | 0 | 0
MISO |  |  |  | 2018-03-12T04:00:00+00:00 | Withdrawn |  | Photovoltaic |  |  |  | Solar | [16 empty] | Forrest County | Mississippi |  |  | Purvis 161 kV Substation | 2022-09-01T04:00:00+00:00 | [9 empty] | COOPERATIVE ENERGY | [23 empty] | J1049 | 2019-08-29T04:00:00+00:00 |  | DPP-2018-APR | South | GIA | Network Resource Interconnection Service (NRIS) | 250 | 250 | Not Started | 0 | 0 | 0 | 0
MISO |  |  |  | 2018-03-12T04:00:00+00:00 | Done |  | Wind Turbine |  |  |  | Wind | [16 empty] | Boone County,Hamilton County | Iowa |  |  | Doud Tap 161 kV Substation | 2022-06-03T04:00:00+00:00 | 2022-07-01T04:00:00+00:00 | [8 empty] | ITC MIDWEST | [23 empty] | J1050 |  | 2022-01-17T05:00:00+00:00 | DPP-2018-APR | West | Phase 3 | Network Resource Interconnection Service (NRIS) | 225 | 225 | In Service | 225 | 225 | 225 | 225
MISO |  |  |  | 2018-03-12T04:00:00+00:00 | Withdrawn |  | Battery Storage |  |  |  | Battery Storage | [16 empty] | Jefferson County | Wisconsin |  |  | Concord 138kV Substation | 2021-10-31T04:00:00+00:00 | [9 empty] | American Transmission Co. LLC | [23 empty] | J1051 | 2020-05-19T04:00:00+00:00 |  | DPP-2018-APR | East (ATC) | GIA | Network Resource Interconnection Service (NRIS) | 50 | 50 | Not Started | 50 | 50 | 0 | 0
MISO |  |  |  | 2018-03-12T04:00:00+00:00 | Withdrawn |  | Photovoltaic |  |  |  | Solar | [16 empty] | Jackson County | Michigan |  |  | Beecher - Seamless East 138kV Line Tap | 2020-09-01T04:00:00+00:00 | [9 empty] | METC | [23 empty] | J1052 | 2019-03-27T04:00:00+00:00 |  | DPP-2018-APR | East (ITC) | GIA | Network Resource Interconnection Service (NRIS) | 100 | 100 | Not Started | 0 | 0 | 0 | 0
MISO |  |  |  | 2018-03-12T04:00:00+00:00 | Withdrawn |  | Photovoltaic |  |  |  | Solar | [16 empty] | Jefferson County | Wisconsin |  |  | Concord SW YD 138 kV Substation | 2021-10-31T04:00:00+00:00 | [9 empty] | American Transmission Co. LLC | [23 empty] | J1053 | 2020-05-19T04:00:00+00:00 |  | DPP-2018-APR | East (ATC) | GIA | Network Resource Interconnection Service (NRIS) | 300 | 300 | Not Started | 200 | 200 | 0 | 0
MISO |  |  |  | 2018-03-12T04:00:00+00:00 | Withdrawn |  | Battery Storage |  |  |  | Battery Storage | [16 empty] | Goodhue County | Minnesota |  |  | Cannon Falls 115kV Substation | 2021-10-31T04:00:00+00:00 | [9 empty] | NORTHERN STATES POWER COMPANY | [23 empty] | J1054 | 2020-03-25T04:00:00+00:00 |  | DPP-2018-APR | West | Phase 3 | Network Resource Interconnection Service (NRIS) | 30 | 30 | Not Started | 0 | 0 | 0 | 0
MISO |  |  |  | 2018-03-12T04:00:00+00:00 | Done |  | Wind Turbine |  |  |  | Wind | [16 empty] | Mason County | Illinois |  |  | Mason Substation 138 kV Bus | 2020-09-30T04:00:00+00:00 | 2020-10-15T04:00:00+00:00 | [8 empty] | AMEREN ILLINOIS | [23 empty] | J1055 |  | 2021-11-13T05:00:00+00:00 | DPP-2018-APR | Central | GIA | Network Resource Interconnection Service (NRIS) | 144 | 144 | In Service | 144 | 144 | 144 | 144
MISO |  |  |  | 2018-03-12T04:00:00+00:00 | Withdrawn |  | Wind Turbine |  |  |  | Wind | [16 empty] | Monroe County | Michigan |  |  | Lulu - Monroe 345 kV Line Tap | 2020-10-31T04:00:00+00:00 | [9 empty] | ITC MIDWEST | [23 empty] | J1056 | 2019-11-21T05:00:00+00:00 |  | DPP-2018-APR | East (ITC) | GIA | Network Resource Interconnection Service (NRIS) | 200 | 200 | Not Started | 0 | 0 | 0 | 0
MISO |  |  |  | 2018-03-12T04:00:00+00:00 | Withdrawn |  | Photovoltaic |  |  |  | Solar | [16 empty] | Jackson County | Minnesota |  |  | Brewster - Heron Lake 161 kV Line | 2021-10-31T04:00:00+00:00 | [9 empty] | ITC MIDWEST | [23 empty] | J1057 | 2020-03-25T04:00:00+00:00 |  | DPP-2018-APR | West | Phase 3 | Network Resource Interconnection Service (NRIS) | 125 | 125 | Not Started | 0 | 0 | 0 | 0
MISO |  |  |  | 2018-03-12T04:00:00+00:00 | Done |  | Photovoltaic |  |  |  | Solar | [16 empty] | Lake County | Indiana |  |  | Schahfer-St. John 345kV Line Tap | 2021-10-31T04:00:00+00:00 | 2024-06-01T04:00:00+00:00 | [8 empty] | NORTHERN INDIANA PUBLIC SERVICE COMPANY LLC | [23 empty] | J1058 |  | 2021-10-12T04:00:00+00:00 | DPP-2018-APR | Central | GIA | Network Resource Interconnection Service (NRIS) | 300 | 300 | Under Construction | 200 | 200 | 200 | 200
MISO |  |  |  | 2018-03-12T04:00:00+00:00 | Withdrawn |  | Photovoltaic |  |  |  | Solar | [16 empty] | Cape Girardeau County | Missouri |  |  | Kelso - Lutesville 345 kV Line Tap | 2021-10-31T04:00:00+00:00 | [9 empty] | Ameren Missouri | [23 empty] | J1059 | 2020-01-07T05:00:00+00:00 |  | DPP-2018-APR | Central | GIA | Network Resource Interconnection Service (NRIS) | 300 | 300 | Not Started | 0 | 0 | 0 | 0
MISO |  |  |  | 2018-03-12T04:00:00+00:00 | Done |  | Photovoltaic |  |  |  | Solar | [16 empty] | St. Francis County | Arkansas |  |  | West Memphis - Keo 500 kV Line Tap | 2021-10-31T04:00:00+00:00 | 2023-05-01T04:00:00+00:00 | [8 empty] | ENTERGY ARKANSAS, LLC | [23 empty] | J1060 |  | 2020-08-19T04:00:00+00:00 | DPP-2018-APR | South | GIA | Network Resource Interconnection Service (NRIS) | 500 | 500 | Under Construction | 500 | 500 | 450 | 400
MISO |  |  |  | 2018-03-12T04:00:00+00:00 | Withdrawn |  | Photovoltaic |  |  |  | Solar | [16 empty] | Wabasha County | Minnesota |  |  | Briggs Rd - N. Rochester 345 kV Line Tap | 2021-10-31T04:00:00+00:00 | [9 empty] | NORTHERN STATES POWER COMPANY | [23 empty] | J1061 | 2020-03-25T04:00:00+00:00 |  | DPP-2018-APR | West | Phase 3 | Network Resource Interconnection Service (NRIS) | 300 | 300 | Not Started | 0 | 0 | 0 | 0
MISO |  |  |  | 2018-03-12T04:00:00+00:00 | Done |  | Photovoltaic |  |  |  | Solar | [16 empty] | Washtenaw County | Michigan |  |  | Majestic - Lemoyne 345 kV Line Tap | 2021-10-31T04:00:00+00:00 | 2023-06-01T04:00:00+00:00 | [8 empty] | ITC MIDWEST | [23 empty] | J1062 |  | 2021-04-23T04:00:00+00:00 | DPP-2018-APR | East (ITC) | GIA | Network Resource Interconnection Service (NRIS) | 200 | 200 | Not Started | 150 | 150 | 150 | 150
MISO |  |  |  | 2018-03-12T04:00:00+00:00 | Done |  | Photovoltaic |  |  |  | Solar | [16 empty] | Clinton County | Indiana |  |  | New London - Frankfort 230kV Line Tap | 2022-10-31T04:00:00+00:00 | 2022-08-01T04:00:00+00:00 | [8 empty] | Duke Energy | [23 empty] | J1063 |  | 2022-03-09T05:00:00+00:00 | DPP-2018-APR | Central | GIA | Network Resource Interconnection Service (NRIS) | 195 | 195 | Under Construction | 195 | 195 | 195 | 195
MISO |  |  |  | 2018-03-12T04:00:00+00:00 | Withdrawn |  | Wind Turbine |  |  |  | Wind | [16 empty] | Ionia County | Michigan |  |  | Marquette - Vergennes 138 kV Line Tap | 2020-10-31T04:00:00+00:00 | [9 empty] | METC | [23 empty] | J1064 | 2019-11-21T05:00:00+00:00 |  | DPP-2018-APR | East (ITC) | GIA | Network Resource Interconnection Service (NRIS) | 200 | 200 | Not Started | 0 | 0 | 0 | 0
MISO |  |  |  | 2018-03-12T04:00:00+00:00 | Withdrawn |  | Wind Turbine |  |  |  | Wind | [16 empty] | Gratiot County | Michigan |  |  | Alma - Vestaburg 138kV Line Tap | 2020-10-31T04:00:00+00:00 | [9 empty] | METC | [23 empty] | J1065 | 2019-11-21T05:00:00+00:00 |  | DPP-2018-APR | East (ITC) | GIA | Network Resource Interconnection Service (NRIS) | 200 | 200 | Not Started | 0 | 0 | 0 | 0
MISO |  |  |  | 2018-03-12T04:00:00+00:00 | Withdrawn |  | Wind Turbine |  |  |  | Wind | [16 empty] | Pike County | Illinois |  |  | El Dara Junction - Pittsfield 69 kV Line Tap | 2019-07-31T04:00:00+00:00 | [9 empty] | PRAIRIE POWER, INC. | [23 empty] | J1066 | 2018-05-17T04:00:00+00:00 |  | DPP-2018-APR | Central | GIA | External Network Resource Interconnection Service (E-NRIS) | 44 | 44 | Not Started | 0 | 0 | 0 | 0
MISO |  |  |  | 2018-03-12T04:00:00+00:00 | Done |  | Photovoltaic |  |  |  | Solar | [16 empty] | Jasper County,Pulaski County | Indiana |  |  | Reynolds - Burr Oak 345kV Line | 2022-09-01T04:00:00+00:00 | 2023-10-20T04:00:00+00:00 | [8 empty] | NORTHERN INDIANA PUBLIC SERVICE COMPANY LLC | [23 empty] | J1067 |  | 2021-10-12T04:00:00+00:00 | DPP-2018-APR | Central | GIA | Network Resource Interconnection Service (NRIS) | 240 | 240 | Under Construction | 240 | 240 | 240 | 240
MISO |  |  |  | 2018-03-12T04:00:00+00:00 | Withdrawn |  | Wind Turbine |  |  |  | Wind | [16 empty] | Washtenaw County | Michigan |  |  | Dorset 120 kV Substation | 2020-10-31T04:00:00+00:00 | [9 empty] | ITC MIDWEST | [23 empty] | J1068 | 2019-11-21T05:00:00+00:00 |  | DPP-2018-APR | East (ITC) | GIA | Network Resource Interconnection Service (NRIS) | 200 | 200 | Not Started | 0 | 0 | 0 | 0
MISO |  |  |  | 2018-03-12T04:00:00+00:00 | Done |  | Wind Turbine |  |  |  | Wind | [16 empty] | Jasper County,Pulaski County | Indiana |  |  | Reynolds 345kV Substation | 2022-09-01T04:00:00+00:00 | 2023-04-20T04:00:00+00:00 | [8 empty] | NORTHERN INDIANA PUBLIC SERVICE COMPANY LLC | [23 empty] | J1069 |  | 2021-10-12T04:00:00+00:00 | DPP-2018-APR | Central | GIA | Network Resource Interconnection Service (NRIS) | 200 | 200 | Under Construction | 200 | 200 | 200 | 200
MISO |  |  |  | 2018-03-12T04:00:00+00:00 | Withdrawn |  | Photovoltaic |  |  |  | Solar | [16 empty] | Washington County | Mississippi |  |  | SE Greenville 115kV Substation | 2021-09-15T04:00:00+00:00 | [9 empty] | ENTERGY MISSISSIPPI, LLC | [23 empty] | J1070 | 2019-08-29T04:00:00+00:00 |  | DPP-2018-APR | South | GIA | Network Resource Interconnection Service (NRIS) | 100 | 100 | Not Started | 0 | 0 | 0 | 0
MISO |  |  |  | 2018-03-12T04:00:00+00:00 | Done |  | Photovoltaic |  |  |  | Solar | [16 empty] | Oceana County | Michigan |  |  | Donaldson 138 kV Substation | 2021-01-20T05:00:00+00:00 | 2021-01-15T05:00:00+00:00 | [8 empty] | METC | [23 empty] | J1071 |  | 2021-03-26T04:00:00+00:00 | DPP-2018-APR | East (ITC) | GIA | Network Resource Interconnection Service (NRIS) | 100 | 100 | Under Construction | 100 | 100 | 100 | 100
MISO |  |  |  | 2018-03-12T04:00:00+00:00 | Done |  | Photovoltaic |  |  |  | Solar | [16 empty] | Mower County | Minnesota |  |  | Adams 345 kV Substation | 2020-09-01T04:00:00+00:00 | 2023-08-01T04:00:00+00:00 | [8 empty] | NORTHERN STATES POWER COMPANY | [23 empty] | J1072 |  | 2021-06-15T04:00:00+00:00 | DPP-2018-APR | West | Phase 3 | Network Resource Interconnection Service (NRIS) | 150 | 150 | Under Construction | 150 | 150 | 150 | 150
MISO |  |  |  | 2018-03-12T04:00:00+00:00 | Withdrawn |  | Photovoltaic |  |  |  | Solar | [16 empty] | Iberville Parish | Louisiana |  |  | Webre 500 kV Substation | 2021-09-15T04:00:00+00:00 | [9 empty] | ENTERGY LOUISIANA, LLC | [23 empty] | J1073 | 2019-08-29T04:00:00+00:00 |  | DPP-2018-APR | South | GIA | Network Resource Interconnection Service (NRIS) | 300 | 300 | Not Started | 0 | 0 | 0 | 0
MISO |  |  |  | 2018-03-12T04:00:00+00:00 | Withdrawn |  | Photovoltaic |  |  |  | Solar | [16 empty] | Gibson County | Indiana |  |  | Francisco 138 kV sub | 2021-01-02T05:00:00+00:00 | 2022-11-15T05:00:00+00:00 | [8 empty] | Southern Indiana Gas & Electric Company d/b/a Vectren Energy Delivery of Indiana, Inc. | [23 empty] | J1074 | 2023-10-27T04:00:00+00:00 |  | DPP-2018-APR | Central | GIA | Network Resource Interconnection Service (NRIS) | 200 | 200 | Withdrawn | 200 | 200 | 200 | 200
MISO |  |  |  | 2018-03-12T04:00:00+00:00 | Withdrawn |  | Wind Turbine |  |  |  | Wind | [16 empty] | Cass County | Michigan |  |  | Argenta - Weeds Lake - Hiple 345kV Line Tap | 2020-09-01T04:00:00+00:00 | [9 empty] | METC | [23 empty] | J1075 | 2018-11-01T04:00:00+00:00 |  | DPP-2018-APR | East (ITC) | GIA | Network Resource Interconnection Service (NRIS) | 350 | 350 | Not Started | 0 | 0 | 0 | 0
MISO |  |  |  | 2018-03-12T04:00:00+00:00 | Done |  | Photovoltaic |  |  |  | Solar | [16 empty] | St. James Parish | Louisiana |  |  | Vacherie Sub 230 kV Substation | 2021-09-15T04:00:00+00:00 | 2022-09-01T04:00:00+00:00 | [8 empty] | ENTERGY LOUISIANA, LLC | [23 empty] | J1076 |  | 2021-01-06T05:00:00+00:00 | DPP-2018-APR | South | GIA | Network Resource Interconnection Service (NRIS) | 200 | 200 | Under Construction | 200 | 200 | 200 | 200
MISO |  |  |  | 2018-03-12T04:00:00+00:00 | Withdrawn |  | Wind Turbine |  |  |  | Wind | [16 empty] | Cass County | Michigan |  |  | Argenta - Weeds Lake - Hiple 345kV Line Tap | 2020-09-01T04:00:00+00:00 | [9 empty] | METC | [23 empty] | J1077 | 2018-11-01T04:00:00+00:00 |  | DPP-2018-APR | East (ITC) | GIA | Network Resource Interconnection Service (NRIS) | 250 | 250 | Not Started | 0 | 0 | 0 | 0
MISO |  |  |  | 2018-03-12T04:00:00+00:00 | Withdrawn |  | Photovoltaic |  |  |  | Solar | [16 empty] | Mississippi County | Arkansas |  |  | San Souci 500 kV Substation | 2021-09-15T04:00:00+00:00 | [9 empty] | ENTERGY ARKANSAS, LLC | [23 empty] | J1078 | 2019-08-29T04:00:00+00:00 |  | DPP-2018-APR | South | GIA | Network Resource Interconnection Service (NRIS) | 300 | 300 | Not Started | 0 | 0 | 0 | 0
MISO |  |  |  | 2018-03-12T04:00:00+00:00 | Withdrawn |  | Photovoltaic |  |  |  | Solar | [16 empty] | St. Charles Parish | Louisiana |  |  | Waterford 1&2 230 kV Substation | 2021-09-15T04:00:00+00:00 | [9 empty] | ENTERGY LOUISIANA, LLC | [23 empty] | J1079 | 2019-08-29T04:00:00+00:00 |  | DPP-2018-APR | South | GIA | Network Resource Interconnection Service (NRIS) | 200 | 200 | Not Started | 0 | 0 | 0 | 0
MISO |  |  |  | 2018-03-12T04:00:00+00:00 | Withdrawn |  | Wind Turbine |  |  |  | Wind | [16 empty] | DeWitt County,McLean County | Illinois |  |  | Brokaw - Clinton 345kV Line Tap | 2020-09-01T04:00:00+00:00 | [9 empty] | AMEREN ILLINOIS | [23 empty] | J1080 | 2019-03-22T04:00:00+00:00 |  | DPP-2018-APR | Central | GIA | Network Resource Interconnection Service (NRIS) | 99 | 99 | Not Started | 0 | 0 | 0 | 0
MISO |  |  |  | 2018-03-12T04:00:00+00:00 | Withdrawn |  | Wind Turbine |  |  |  | Wind | [16 empty] | Polk County | Minnesota |  |  | Winger 115kV Substation | 2020-09-01T04:00:00+00:00 | [9 empty] | OTTER TAIL POWER COMPANY | [23 empty] | J1081 | 2019-03-28T04:00:00+00:00 |  | DPP-2018-APR | West | Phase 3 | Network Resource Interconnection Service (NRIS) | 300 | 300 | Not Started | 0 | 0 | 0 | 0
MISO |  |  |  | 2018-03-12T04:00:00+00:00 | Withdrawn |  | Wind Turbine |  |  |  | Wind | [16 empty] | Grundy County,Mercer County | Missouri |  |  | Zachary 345 kV Substation | 2020-09-01T04:00:00+00:00 | [9 empty] | Ameren Missouri | [23 empty] | J1082 | 2019-03-28T04:00:00+00:00 |  | DPP-2018-APR | West | Phase 3 | Network Resource Interconnection Service (NRIS) | 400 | 400 | Not Started | 0 | 0 | 0 | 0
MISO |  |  |  | 2018-03-12T04:00:00+00:00 | Withdrawn |  | Photovoltaic |  |  |  | Solar | [16 empty] | Eaton County | Michigan |  |  | Oneida138kV Substation | 2021-09-01T04:00:00+00:00 | [9 empty] | METC | [23 empty] | J1083 | 2019-12-02T05:00:00+00:00 |  | DPP-2018-APR | East (ITC) | GIA | Network Resource Interconnection Service (NRIS) | 70 | 70 | Not Started | 0 | 0 | 0 | 0
MISO |  |  |  | 2018-03-12T04:00:00+00:00 | Done |  | Photovoltaic |  |  |  | Solar | [16 empty] | Clinton County | Iowa |  |  | Rock Creek 345 kV Substation | 2020-09-01T04:00:00+00:00 | 2023-09-01T04:00:00+00:00 | [8 empty] | ITC MIDWEST | [23 empty] | J1084 |  | 2021-06-15T04:00:00+00:00 | DPP-2018-APR | West | Phase 3 | Network Resource Interconnection Service (NRIS) | 150 | 150 | Under Construction | 150 | 150 | 150 | 150
MISO |  |  |  | 2018-03-12T04:00:00+00:00 | Withdrawn |  | Wind Turbine |  |  |  | Wind | [16 empty] | Marathon County,Taylor County,Wood County | Wisconsin |  |  | Gardner Park - J821 POI - Stone Lake 345 kV Line Tap | 2021-09-01T04:00:00+00:00 | [9 empty] | American Transmission Co. LLC | [23 empty] | J1085 | 2020-05-19T04:00:00+00:00 |  | DPP-2018-APR | East (ATC) | GIA | Network Resource Interconnection Service (NRIS) | 300 | 300 | Not Started | 300 | 300 | 0 | 0
MISO |  |  |  | 2018-03-12T04:00:00+00:00 | Withdrawn |  | Photovoltaic |  |  |  | Solar | [16 empty] | Nobles County | Minnesota |  |  | Elk - Brewster 161 kV Line Tap | 2021-01-02T05:00:00+00:00 | [9 empty] | ITC MIDWEST | [23 empty] | J1086 | 2020-03-25T04:00:00+00:00 |  | DPP-2018-APR | West | Phase 3 | Network Resource Interconnection Service (NRIS) | 120 | 120 | Not Started | 0 | 0 | 0 | 0
MISO |  |  |  | 2018-03-12T04:00:00+00:00 | Done |  | Photovoltaic |  |  |  | Solar | [16 empty] | Scott County | Missouri |  |  | Miner - Kelso 161 kV Line Tap | 2021-01-02T05:00:00+00:00 | 2023-12-02T05:00:00+00:00 | [8 empty] | Ameren Missouri | [23 empty] | J1087 |  | 2021-10-12T04:00:00+00:00 | DPP-2018-APR | Central | GIA | Network Resource Interconnection Service (NRIS) | 200 | 200 | Under Construction | 200 | 200 | 200 | 200
MISO |  |  |  | 2018-03-12T04:00:00+00:00 | Withdrawn |  | Photovoltaic |  |  |  | Solar | [16 empty] | Shiawassee County | Michigan |  |  | Cornell - Layton 138 kV Line Tap | 2021-01-02T05:00:00+00:00 | [9 empty] | METC | [23 empty] | J1088 | 2021-02-04T05:00:00+00:00 |  | DPP-2018-APR | East (ITC) | GIA | Network Resource Interconnection Service (NRIS) | 150 | 150 | Withdrawn | 150 | 150 | 150 | 150
MISO |  |  |  | 2018-03-12T04:00:00+00:00 | Withdrawn |  | Photovoltaic |  |  |  | Solar | [16 empty] | Shiawassee County | Michigan |  |  | Cornell - Bell Rd 138 kV Line Tap | 2021-01-02T05:00:00+00:00 | [9 empty] | METC | [23 empty] | J1089 | 2021-02-04T05:00:00+00:00 |  | DPP-2018-APR | East (ITC) | GIA | Network Resource Interconnection Service (NRIS) | 170 | 170 | Not Started | 170 | 170 | 170 | 170
MISO |  |  |  | 2018-03-12T04:00:00+00:00 | Withdrawn |  | Photovoltaic |  |  |  | Solar | [16 empty] | Ingham County | Michigan |  |  | Tompkins - Churchill Jct 138 kV Line Tap | 2021-01-02T05:00:00+00:00 | [9 empty] | METC | [23 empty] | J1090 | 2021-02-04T05:00:00+00:00 |  | DPP-2018-APR | East (ITC) | GIA | Network Resource Interconnection Service (NRIS) | 90 | 90 | Not Started | 90 | 90 | 90 | 90
MISO |  |  |  | 2018-03-12T04:00:00+00:00 | Withdrawn |  | Photovoltaic |  |  |  | Solar | [16 empty] | Craighead County | Arkansas |  |  | Power Line Road 161 kV Substation | 2021-09-15T04:00:00+00:00 | [9 empty] | ENTERGY ARKANSAS, LLC | [23 empty] | J1091 | 2019-08-29T04:00:00+00:00 |  | DPP-2018-APR | South | GIA | Network Resource Interconnection Service (NRIS) | 150 | 150 | Not Started | 0 | 0 | 0 | 0
MISO |  |  |  | 2018-03-12T04:00:00+00:00 | Done |  | Photovoltaic |  |  |  | Solar | [16 empty] | Saint Croix County | Wisconsin |  |  | Three Lakes 115 kV Substation | 2022-09-30T04:00:00+00:00 | 2023-10-01T04:00:00+00:00 | [8 empty] | NORTHERN STATES POWER COMPANY | [23 empty] | J1092 |  | 2021-06-15T04:00:00+00:00 | DPP-2018-APR | West | Phase 3 | Network Resource Interconnection Service (NRIS) | 100 | 100 | Not Started | 100 | 100 | 100 | 100
MISO |  |  |  | 2018-03-12T04:00:00+00:00 | Withdrawn |  | Photovoltaic |  |  |  | Solar | [16 empty] | Desha County,Drew County | Arkansas |  |  | Reed Switch 115kV Substation | 2021-09-15T04:00:00+00:00 | [9 empty] | ENTERGY ARKANSAS, LLC | [23 empty] | J1093 | 2019-08-29T04:00:00+00:00 |  | DPP-2018-APR | South | GIA | Network Resource Interconnection Service (NRIS) | 200 | 200 | Not Started | 0 | 0 | 0 | 0
MISO |  |  |  | 2018-03-12T04:00:00+00:00 | Done |  | Photovoltaic |  |  |  | Solar | [16 empty] | Washington County | Illinois |  |  | Prest 138kV Switching Station | 2021-01-02T05:00:00+00:00 | 2024-01-15T05:00:00+00:00 | [8 empty] | AMEREN ILLINOIS | [23 empty] | J1094 |  | 2021-10-12T04:00:00+00:00 | DPP-2018-APR | Central | GIA | Network Resource Interconnection Service (NRIS) | 150 | 150 | Under Construction | 150 | 150 | 150 | 150
MISO |  |  |  | 2018-03-12T04:00:00+00:00 | Withdrawn |  | Photovoltaic |  |  |  | Solar | [16 empty] | DeSoto County | Mississippi |  |  | Twinkletown 230kV Substation | 2021-09-15T04:00:00+00:00 | [9 empty] | ENTERGY MISSISSIPPI, LLC | [23 empty] | J1095 | 2019-08-29T04:00:00+00:00 |  | DPP-2018-APR | South | GIA | Network Resource Interconnection Service (NRIS) | 300 | 300 | Not Started | 0 | 0 | 0 | 0
MISO |  |  |  | 2018-03-12T04:00:00+00:00 | Done |  | Photovoltaic |  |  |  | Solar | [16 empty] | Saline County | Illinois |  |  | Norris City North - Muddy 138 kV Line | 2021-01-02T05:00:00+00:00 | 2024-01-01T05:00:00+00:00 | [8 empty] | AMEREN ILLINOIS | [23 empty] | J1096 |  | 2021-10-12T04:00:00+00:00 | DPP-2018-APR | Central | GIA | Network Resource Interconnection Service (NRIS) | 150 | 150 | Under Construction | 150 | 150 | 150 | 150
MISO |  |  |  | 2018-03-12T04:00:00+00:00 | Withdrawn |  | Photovoltaic |  |  |  | Solar | [16 empty] | Lonoke County,Pulaski County | Arkansas |  |  | KEO EHV 500 kV Substation | 2021-09-15T04:00:00+00:00 | [9 empty] | ENTERGY ARKANSAS, LLC | [23 empty] | J1097 | 2019-08-29T04:00:00+00:00 |  | DPP-2018-APR | South | GIA | Network Resource Interconnection Service (NRIS) | 500 | 500 | Not Started | 0 | 0 | 0 | 0
MISO |  |  |  | 2018-03-12T04:00:00+00:00 | Withdrawn |  | Photovoltaic |  |  |  | Solar | [16 empty] | Jackson County | Minnesota |  |  | Lakefield 345 kV Substation | 2022-09-30T04:00:00+00:00 | [9 empty] | NORTHERN STATES POWER COMPANY | [23 empty] | J1098 | 2021-03-09T05:00:00+00:00 |  | DPP-2018-APR | West | Phase 3 | Network Resource Interconnection Service (NRIS) | 40 | 40 | Not Started | 40 | 40 | 0 | 0
MISO |  |  |  | 2018-03-12T04:00:00+00:00 | Withdrawn |  | Photovoltaic |  |  |  | Solar | [16 empty] | Iberville Parish | Louisiana |  |  | Derrick 230 kV Substation | 2021-09-15T04:00:00+00:00 | [9 empty] | ENTERGY LOUISIANA, LLC | [23 empty] | J1099 | 2019-08-29T04:00:00+00:00 |  | DPP-2018-APR | South | GIA | Network Resource Interconnection Service (NRIS) | 200 | 200 | Not Started | 0 | 0 | 0 | 0
MISO |  |  |  | 2018-03-12T04:00:00+00:00 | Withdrawn |  | Photovoltaic |  |  |  | Solar | [16 empty] | Grimes County | Texas |  |  | Grimes 345 kV Substation | 2021-09-15T04:00:00+00:00 | [9 empty] | ENTERGY TEXAS, INC. | [23 empty] | J1100 | 2019-08-29T04:00:00+00:00 |  | DPP-2018-APR | South | GIA | Network Resource Interconnection Service (NRIS) | 200 | 200 | Not Started | 0 | 0 | 0 | 0
MISO |  |  |  | 2018-03-12T04:00:00+00:00 | Done |  | Battery Storage |  |  |  | Battery Storage | [16 empty] | Manitowoc County | Wisconsin |  |  | Kewaunee 138kV Substation | 2021-09-01T04:00:00+00:00 | [9 empty] | American Transmission Co. LLC | [23 empty] | J1101 |  | 2021-04-12T04:00:00+00:00 | DPP-2018-APR | East (ATC) | GIA | Network Resource Interconnection Service (NRIS) | 20 | 20 | Under Construction | 20 | 20 | 20 | 20
MISO |  |  |  | 2018-03-12T04:00:00+00:00 | Done |  | Photovoltaic |  |  |  | Solar | [16 empty] | Logan County | Illinois |  |  | Fogarty 138 kV Substation | 2021-06-13T04:00:00+00:00 | 2021-12-15T05:00:00+00:00 | [8 empty] | AMEREN ILLINOIS | [23 empty] | J1102 |  | 2021-09-13T04:00:00+00:00 | DPP-2018-APR | Central | GIA | Network Resource Interconnection Service (NRIS) | 70 | 70 | Under Construction | 70 | 70 | 70 | 70
MISO |  |  |  | 2018-03-12T04:00:00+00:00 | Withdrawn |  | Battery Storage |  |  |  | Battery Storage | [16 empty] | Tuscola County | Michigan |  |  | Bauer - (Kirk) - Ringle 345kV Line Tap | 2021-09-01T04:00:00+00:00 | [9 empty] | ITC MIDWEST | [23 empty] | J1103 | 2020-06-30T04:00:00+00:00 |  | DPP-2018-APR | East (ITC) | GIA | Network Resource Interconnection Service (NRIS) | 20 | 20 | Not Started | 20 | 20 | 0 | 0
MISO |  |  |  | 2018-03-12T04:00:00+00:00 | Withdrawn |  | Battery Storage |  |  |  | Battery Storage | [16 empty] | Washington County,Waukesha County | Wisconsin |  |  | Germantown - Bark River 138kV Line | 2021-09-01T04:00:00+00:00 | [9 empty] | American Transmission Co. LLC | [23 empty] | J1104 | 2019-10-24T04:00:00+00:00 |  | DPP-2018-APR | East (ATC) | GIA | Network Resource Interconnection Service (NRIS) | 100 | 100 | Not Started | 0 | 0 | 0 | 0
MISO |  |  |  | 2018-03-12T04:00:00+00:00 | Withdrawn |  | Photovoltaic |  |  |  | Solar | [16 empty] | Dakota County | Minnesota |  |  | Hampton Corners 345 kV Substation | 2020-09-01T04:00:00+00:00 | [9 empty] | NORTHERN STATES POWER COMPANY | [23 empty] | J1105 | 2021-03-09T05:00:00+00:00 |  | DPP-2018-APR | West | Phase 3 | Network Resource Interconnection Service (NRIS) | 200 | 200 | Not Started | 200 | 200 | 0 | 0
MISO |  |  |  | 2018-03-12T04:00:00+00:00 | Withdrawn |  | Wind Turbine |  |  |  | Wind | [16 empty] | Redwood County | Minnesota |  |  | Lyon County - Cedar Mountain 345 kV Circuit 2 Line | 2021-08-01T04:00:00+00:00 | [9 empty] | GREAT RIVER ENERGY | [23 empty] | J1106 | 2021-03-09T05:00:00+00:00 |  | DPP-2018-APR | West | Phase 3 | Network Resource Interconnection Service (NRIS) | 414 | 414 | Not Started | 414 | 414 | 0 | 0
MISO |  |  |  | 2018-03-12T04:00:00+00:00 | Done |  | Photovoltaic |  |  |  | Solar | [16 empty] | Cape Girardeau County | Missouri |  |  | Kelso - Lutesville 345 kV Line Tap | 2021-09-01T04:00:00+00:00 | 2023-11-01T04:00:00+00:00 | [8 empty] | Ameren Missouri | [23 empty] | J1107 |  | 2021-10-12T04:00:00+00:00 | DPP-2018-APR | Central | GIA | Network Resource Interconnection Service (NRIS) | 200 | 200 | Under Construction | 200 | 200 | 200 | 200
MISO |  |  |  | 2018-03-12T04:00:00+00:00 | Withdrawn |  | Photovoltaic |  |  |  | Solar | [16 empty] | Douglas County | Minnesota |  |  | Alexandria 345 kV Substation | 2021-06-13T04:00:00+00:00 | [9 empty] | MISSOURI RIVER ENERGY SERVICES | [23 empty] | J1108 | 2020-03-25T04:00:00+00:00 |  | DPP-2018-APR | West | Phase 3 | Network Resource Interconnection Service (NRIS) | 150 | 150 | Not Started | 0 | 0 | 0 | 0
MISO |  |  |  | 2018-03-12T04:00:00+00:00 | Withdrawn |  | Wind Turbine |  |  |  | Wind | [16 empty] | Cass County | North Dakota |  |  | Bison 345kV Substation | 2021-08-01T04:00:00+00:00 | [9 empty] | NORTHERN STATES POWER COMPANY | [23 empty] | J1109 | 2020-03-25T04:00:00+00:00 |  | DPP-2018-APR | West | Phase 3 | Network Resource Interconnection Service (NRIS) | 207 | 207 | Not Started | 0 | 0 | 0 | 0
MISO |  |  |  | 2018-03-12T04:00:00+00:00 | Withdrawn |  | Photovoltaic |  |  |  | Solar | [16 empty] | Mower County | Minnesota |  |  | North Austin 161 kV Substation | 2021-09-15T04:00:00+00:00 | [9 empty] | SMMPA | [23 empty] | J1110 | 2021-06-18T04:00:00+00:00 |  | DPP-2018-APR | West | Phase 3 | Network Resource Interconnection Service (NRIS) | 100 | 100 | Not Started | 100 | 100 | 100 | 100
MISO |  |  |  | 2018-03-12T04:00:00+00:00 | Withdrawn |  | Photovoltaic |  |  |  | Solar | [16 empty] | Jackson County | Illinois |  |  | Campbell Hill - Jackson 161 kV Line Tap | 2021-01-02T05:00:00+00:00 | [9 empty] | Southern Illinois Power Cooperative | [23 empty] | J1111 | 2021-03-10T05:00:00+00:00 |  | DPP-2018-APR | Central | GIA | Network Resource Interconnection Service (NRIS) | 150 | 150 | Not Started | 150 | 150 | 0 | 0
MISO |  |  |  | 2018-03-12T04:00:00+00:00 | Withdrawn |  | Photovoltaic |  |  |  | Solar | [16 empty] | Kosciusko County | Indiana |  |  | Leesburg 138kV Substation | 2021-09-15T04:00:00+00:00 | [9 empty] | NORTHERN INDIANA PUBLIC SERVICE COMPANY LLC | [23 empty] | J1112 | 2021-03-10T05:00:00+00:00 |  | DPP-2018-APR | Central | GIA | Network Resource Interconnection Service (NRIS) | 150 | 150 | Not Started | 150 | 150 | 0 | 0
MISO |  |  |  | 2018-03-12T04:00:00+00:00 | Withdrawn |  | Photovoltaic |  |  |  | Solar | [16 empty] | Sunflower County | Mississippi |  |  | Delta - Ruleville 115kV Line Tap | 2022-09-01T04:00:00+00:00 | [9 empty] | ENTERGY MISSISSIPPI, LLC | [23 empty] | J1113 | 2019-08-29T04:00:00+00:00 |  | DPP-2018-APR | South | GIA | Network Resource Interconnection Service (NRIS) | 85 | 85 | Not Started | 0 | 0 | 0 | 0
MISO |  |  |  | 2018-03-12T04:00:00+00:00 | Withdrawn |  | Wind Turbine |  |  |  | Wind | [16 empty] | Plymouth County | Iowa |  |  | J506 Substation on Raun - Highland 345 kV Line | 2021-09-15T04:00:00+00:00 | [9 empty] | MIDAMERICAN ENERGY COMPANY | [23 empty] | J1114 | 2020-03-25T04:00:00+00:00 |  | DPP-2018-APR | West | Phase 3 | Network Resource Interconnection Service (NRIS) | 200 | 200 | Not Started | 0 | 0 | 0 | 0
MISO |  |  |  | 2018-03-12T04:00:00+00:00 | Done |  | Wind Turbine |  |  |  | Wind | [16 empty] | Macon County | Illinois |  |  | Latham - Oreana 345kV Line | 2021-09-01T04:00:00+00:00 | 2024-09-01T04:00:00+00:00 | [8 empty] | AMEREN ILLINOIS | [23 empty] | J1115 |  | 2021-10-12T04:00:00+00:00 | DPP-2018-APR | Central | GIA | Network Resource Interconnection Service (NRIS) | 200 | 200 | Under Construction | 200 | 200 | 200 | 200
MISO |  |  |  | 2018-03-12T04:00:00+00:00 | Withdrawn |  | Wind Turbine |  |  |  | Wind | [16 empty] | Hancock County | Indiana |  |  | Greensboro - Greenfield 138 kV Line Tap | 2021-09-01T04:00:00+00:00 | [9 empty] | Duke Energy Corporation | [23 empty] | J1116 | 2018-10-03T04:00:00+00:00 |  | DPP-2018-APR | Central | GIA | Network Resource Interconnection Service (NRIS) | 100 | 100 | Not Started | 0 | 0 | 0 | 0
MISO |  |  |  | 2018-03-12T04:00:00+00:00 | Withdrawn |  | Photovoltaic |  |  |  | Solar | [16 empty] | Ingham County | Michigan |  |  | Green 138kV Substation | 2021-09-01T04:00:00+00:00 | [9 empty] | METC | [23 empty] | J1117 | 2019-05-30T04:00:00+00:00 |  | DPP-2018-APR | East (ITC) | GIA | Network Resource Interconnection Service (NRIS) | 80 | 80 | Not Started | 0 | 0 | 0 | 0
MISO |  |  |  | 2018-03-12T04:00:00+00:00 | Withdrawn |  | Wind Turbine |  |  |  | Wind | [16 empty] | Piatt County | Illinois |  |  | Mahomet - Weedman 138 kV Line Tap | 2021-09-01T04:00:00+00:00 | [9 empty] | AMEREN ILLINOIS | [23 empty] | J1118 | 2018-10-03T04:00:00+00:00 |  | DPP-2018-APR | Central | GIA | Network Resource Interconnection Service (NRIS) | 150 | 150 | Not Started | 0 | 0 | 0 | 0
MISO |  |  |  | 2018-03-12T04:00:00+00:00 | Withdrawn |  | Combined Cycle |  |  |  | Gas | [16 empty] | Jackson County | Michigan |  |  | Tompkins 345 kV Substation | 2021-01-01T05:00:00+00:00 | [9 empty] | METC | [23 empty] | J1119 | 2019-06-10T04:00:00+00:00 |  | DPP-2018-APR | East (ITC) | GIA | Network Resource Interconnection Service (NRIS) | 600 | 600 | Not Started | 0 | 0 | 0 | 0
MISO |  |  |  | 2018-03-12T04:00:00+00:00 | Withdrawn |  | Wind Turbine |  |  |  | Wind | [16 empty] | Jefferson County | Texas |  |  | Big Hill CO - Bayou Farms CO 138 kV Line Tap | 2021-09-01T04:00:00+00:00 | [9 empty] | ENTERGY TEXAS, INC. | [23 empty] | J1120 | 2019-08-23T04:00:00+00:00 |  | DPP-2018-APR | South | GIA | Network Resource Interconnection Service (NRIS) | 145 | 145 | Not Started | 0 | 0 | 0 | 0
MISO |  |  |  | 2018-03-12T04:00:00+00:00 | Withdrawn |  | Photovoltaic |  |  |  | Solar | [16 empty] | Marathon County | Wisconsin |  |  | Stone Lake - (Pershing) - Gardner Park 345 kV Line Tap | 2021-09-01T04:00:00+00:00 | [9 empty] | American Transmission Co. LLC | [23 empty] | J1121 | 2020-05-19T04:00:00+00:00 |  | DPP-2018-APR | East (ATC) | GIA | Network Resource Interconnection Service (NRIS) | 200 | 200 | Not Started | 200 | 200 | 0 | 0
MISO |  |  |  | 2018-03-12T04:00:00+00:00 | Withdrawn |  | Wind Turbine |  |  |  | Wind | [16 empty] | Pottawattamie County | Iowa |  |  | Council Bluffs - Fallow Avenue 345 kV Line Tap | 2022-09-01T04:00:00+00:00 | [9 empty] | MIDAMERICAN ENERGY COMPANY | [23 empty] | J1122 | 2021-03-09T05:00:00+00:00 |  | DPP-2018-APR | West | Phase 3 | Network Resource Interconnection Service (NRIS) | 200 | 200 | Not Started | 200 | 200 | 0 | 0
MISO |  |  |  | 2018-03-12T04:00:00+00:00 | Withdrawn |  | Wind Turbine |  |  |  | Wind | [16 empty] | Audrain County | Missouri |  |  | Spencer Creek 345 kV Substation | 2021-09-01T04:00:00+00:00 | [9 empty] | Ameren Missouri | [23 empty] | J1123 | 2020-01-02T05:00:00+00:00 |  | DPP-2018-APR | Central | GIA | Network Resource Interconnection Service (NRIS) | 150 | 150 | Not Started | 0 | 0 | 0 | 0
MISO |  |  |  | 2018-03-12T04:00:00+00:00 | Done |  | Photovoltaic |  |  |  | Solar | [16 empty] | Olmsted County | Minnesota |  |  | Byron 345kV Substation | 2021-09-15T04:00:00+00:00 | 2024-06-01T04:00:00+00:00 | [8 empty] | SMMPA | [23 empty] | J1124 |  | 2021-06-15T04:00:00+00:00 | DPP-2018-APR | West | Phase 3 | Network Resource Interconnection Service (NRIS) | 100 | 100 | Under Construction | 100 | 100 | 100 | 100
MISO |  |  |  | 2018-03-12T04:00:00+00:00 | Done |  | Photovoltaic |  |  |  | Solar | [16 empty] | Cross County | Arkansas |  |  | Wynne South - Wynne East AECC 161 kV Line Tap | 2021-07-31T04:00:00+00:00 | 2023-03-01T05:00:00+00:00 | [8 empty] | ENTERGY ARKANSAS, LLC | [23 empty] | J1125 |  | 2020-08-12T04:00:00+00:00 | DPP-2018-APR | South | GIA | Network Resource Interconnection Service (NRIS) | 135 | 135 | Under Construction | 135 | 135 | 135 | 135
MISO |  |  |  | 2018-03-12T04:00:00+00:00 | Withdrawn |  | Wind Turbine |  |  |  | Wind | [16 empty] | Tuscola County | Michigan |  |  | ITC Bauer - Grassmere - Rapson (Kirk Sub) 345kV Substation | 2020-09-01T04:00:00+00:00 | [9 empty] | ITC MIDWEST | [23 empty] | J1126 | 2018-11-01T04:00:00+00:00 |  | DPP-2018-APR | East (ITC) | GIA | Network Resource Interconnection Service (NRIS) | 1.1 | 1.1 | Not Started | 0 | 0 | 0 | 0
MISO |  |  |  | 2018-03-12T04:00:00+00:00 | Withdrawn |  | Photovoltaic |  |  |  | Solar | [16 empty] | Green County | Wisconsin |  |  | Albany - Bass Creek 138 kV Line Tap | 2021-01-02T05:00:00+00:00 | [9 empty] | American Transmission Co. LLC | [23 empty] | J1127 | 2019-10-25T04:00:00+00:00 |  | DPP-2018-APR | East (ATC) | GIA | Network Resource Interconnection Service (NRIS) | 49.9 | 49.9 | Not Started | 0 | 0 | 0 | 0
MISO |  |  |  | 2018-03-12T04:00:00+00:00 | Withdrawn |  | Photovoltaic |  |  |  | Solar | [16 empty] | Freeborn County | Minnesota |  |  | Hayward - Murphy Creek 161 kV Line Tap | 2021-01-02T05:00:00+00:00 | [9 empty] | SMMPA | [23 empty] | J1128 | 2021-03-09T05:00:00+00:00 |  | DPP-2018-APR | West | Phase 3 | Network Resource Interconnection Service (NRIS) | 150 | 150 | Not Started | 150 | 150 | 0 | 0
MISO |  |  |  | 2018-03-12T04:00:00+00:00 | Withdrawn |  | Photovoltaic |  |  |  | Solar | [16 empty] | Rock County | Wisconsin |  |  | Paddock - Townline Rd 138 kV Line Tap | 2021-01-02T05:00:00+00:00 | [9 empty] | American Transmission Co. LLC | [23 empty] | J1129 | 2019-10-25T04:00:00+00:00 |  | DPP-2018-APR | East (ATC) | GIA | Network Resource Interconnection Service (NRIS) | 65 | 65 | Not Started | 0 | 0 | 0 | 0
MISO |  |  |  | 2018-03-12T04:00:00+00:00 | Withdrawn |  | Combined Cycle |  |  |  | Gas | [16 empty] | Warren County | Mississippi |  |  | Baxter Wilson SES 115/500 kV Sw YD | 2023-05-01T04:00:00+00:00 | [9 empty] | ENTERGY MISSISSIPPI, LLC | [23 empty] | J1130 | 2019-08-29T04:00:00+00:00 |  | DPP-2018-APR | South | GIA | Network Resource Interconnection Service (NRIS) | 966 | 1110 | Not Started | 0 | 0 | 0 | 0
MISO |  |  |  | 2018-03-12T04:00:00+00:00 | Done |  | Photovoltaic |  |  |  | Solar | [16 empty] | Scott County | Iowa |  |  | Sub 56 Davenport 161 kV Substation | 2023-10-01T04:00:00+00:00 | 2024-06-30T04:00:00+00:00 | [8 empty] | MIDAMERICAN ENERGY COMPANY | [23 empty] | J1131 |  | 2021-06-16T04:00:00+00:00 | DPP-2018-APR | West | Phase 3 | Network Resource Interconnection Service (NRIS) | 100 | 100 | Under Construction | 100 | 100 | 100 | 100
MISO |  |  |  | 2018-03-12T04:00:00+00:00 | Done |  | Photovoltaic |  |  |  | Solar | [16 empty] | Union County | Iowa |  |  | Creston East 69 kV Substation | 2021-10-01T04:00:00+00:00 | 2024-06-01T04:00:00+00:00 | [8 empty] | ITC MIDWEST | [23 empty] | J1132 |  | 2022-02-07T05:00:00+00:00 | DPP-2018-APR | West | Phase 3 | Network Resource Interconnection Service (NRIS) | 50 | 50 | Under Construction | 50 | 50 | 50 | 0
MISO |  |  |  | 2018-03-12T04:00:00+00:00 | Withdrawn |  | Photovoltaic |  |  |  | Solar | [16 empty] | Richland Parish | Louisiana |  |  | Dunn - Oakridge 115kV Line Tap | 2021-08-11T04:00:00+00:00 | [9 empty] | ENTERGY LOUISIANA, LLC | [23 empty] | J1133 | 2018-10-01T04:00:00+00:00 |  | DPP-2018-APR | South | GIA | Network Resource Interconnection Service (NRIS) | 100 | 100 | Not Started | 0 | 0 | 0 | 0
MISO |  |  |  | 2018-03-12T04:00:00+00:00 | Withdrawn |  | Photovoltaic |  |  |  | Solar | [16 empty] | White County | Arkansas |  |  | Griffithville - Searcy Price 115 kV Line Tap | 2021-08-11T04:00:00+00:00 | [9 empty] | ENTERGY ARKANSAS, LLC | [23 empty] | J1134 | 2018-06-05T04:00:00+00:00 |  | DPP-2018-APR | South | GIA | Network Resource Interconnection Service (NRIS) | 100 | 100 | Not Started | 0 | 0 | 0 | 0
MISO |  |  |  | 2018-03-12T04:00:00+00:00 | Done |  | Photovoltaic |  |  |  | Solar | [16 empty] | Des Moines County | Iowa |  |  | Huntwoods 69 kV substation | 2021-10-01T04:00:00+00:00 | 2024-06-01T04:00:00+00:00 | [8 empty] | ITC MIDWEST | [23 empty] | J1135 |  | 2022-02-07T05:00:00+00:00 | DPP-2018-APR | West | Phase 3 | Network Resource Interconnection Service (NRIS) | 50 | 50 | Not Started | 50 | 50 | 50 | 50
MISO |  |  |  | 2018-03-12T04:00:00+00:00 | Withdrawn |  | Photovoltaic |  |  |  | Solar | [16 empty] | Hinds County | Mississippi |  |  | Tinnin Road 230kV Substation | 2021-08-11T04:00:00+00:00 | [9 empty] | ENTERGY MISSISSIPPI, LLC | [23 empty] | J1136 | 2018-06-05T04:00:00+00:00 |  | DPP-2018-APR | South | GIA | Network Resource Interconnection Service (NRIS) | 100 | 100 | Not Started | 0 | 0 | 0 | 0
MISO |  |  |  | 2018-03-12T04:00:00+00:00 | Withdrawn |  | Photovoltaic |  |  |  | Solar | [16 empty] | Jackson County | Arkansas |  |  | Swifton - Hoxie South 161 kV Line Tap | 2021-09-30T04:00:00+00:00 | [9 empty] | ENTERGY ARKANSAS, LLC | [23 empty] | J1137 | 2019-08-28T04:00:00+00:00 |  | DPP-2018-APR | South | GIA | Network Resource Interconnection Service (NRIS) | 100 | 100 | Not Started | 0 | 0 | 0 | 0
MISO |  |  |  | 2018-03-12T04:00:00+00:00 | Withdrawn |  | Wind Turbine |  |  |  | Wind | [16 empty] | Baraga County | Michigan |  |  | M38 138 kV Substation | 2020-09-23T04:00:00+00:00 | [9 empty] | American Transmission Co. LLC | [23 empty] | J1138 | 2018-12-07T05:00:00+00:00 |  | DPP-2018-APR | East (ATC) | GIA | Network Resource Interconnection Service (NRIS) | 70 | 70 | Not Started | 0 | 0 | 0 | 0
MISO |  |  |  | 2018-03-12T04:00:00+00:00 | Done |  | Photovoltaic |  |  |  | Solar | [16 empty] | Champaign County | Illinois |  |  | Sidney Substation 138 kV Bus | 2020-10-31T04:00:00+00:00 | 2023-10-01T04:00:00+00:00 | [8 empty] | AMEREN ILLINOIS | [23 empty] | J1139 |  |  | DPP-2018-APR | Central | GIA | Network Resource Interconnection Service (NRIS) | 150 | 150 | Not Started | 150 | 150 | 135 | 135
MISO |  |  |  | 2018-03-12T04:00:00+00:00 | Withdrawn |  | Photovoltaic |  |  |  | Solar | [16 empty] | Benton County | Minnesota |  |  | Platte River 115 kV Substation | 2020-08-01T04:00:00+00:00 | [9 empty] | MINNESOTA POWER | [23 empty] | J1140 | 2021-03-09T05:00:00+00:00 |  | DPP-2018-APR | West | Phase 3 | Network Resource Interconnection Service (NRIS) | 80 | 80 | Not Started | 80 | 80 | 0 | 0
MISO |  |  |  | 2018-03-12T04:00:00+00:00 | Withdrawn |  | Combined Cycle |  |  |  | Gas | [16 empty] | Manistee County | Michigan |  |  | Filer - BoxbdJ - Stronach 138kV Line Tap | 2019-10-01T04:00:00+00:00 | [9 empty] | METC | [23 empty] | J1141 | 2018-09-07T04:00:00+00:00 |  | DPP-2018-APR | East (ITC) | GIA | Network Resource Interconnection Service (NRIS) | 17 | 17 | Not Started | 0 | 0 | 0 | 0
MISO |  |  |  | 2018-03-12T04:00:00+00:00 | Done |  | Photovoltaic |  |  |  | Solar | [16 empty] | St. James Parish | Louisiana |  |  | Vacherie 230kV Substation | 2020-06-01T04:00:00+00:00 | 2020-07-01T04:00:00+00:00 | [8 empty] | ENTERGY LOUISIANA, LLC | [23 empty] | J1142 |  | 2020-07-10T04:00:00+00:00 | DPP-2018-APR | South | GIA | Network Resource Interconnection Service (NRIS) | 20 | 20 | In Service (with Provisional GIA) | 20 | 20 | 20 | 20
MISO |  |  |  | 2018-03-12T04:00:00+00:00 | Withdrawn |  | Photovoltaic |  |  |  | Solar | [16 empty] | Morrison County | Minnesota |  |  | Blanchard - Little Falls 115 kV Line | 2020-08-01T04:00:00+00:00 | [9 empty] | MINNESOTA POWER | [23 empty] | J1143 | 2020-03-25T04:00:00+00:00 |  | DPP-2018-APR | West | Phase 3 | Network Resource Interconnection Service (NRIS) | 100 | 100 | Not Started | 0 | 0 | 0 | 0
MISO |  |  |  | 2018-03-12T04:00:00+00:00 | Done |  | Photovoltaic |  |  |  | Solar | [16 empty] | Covington County,Lamar County | Mississippi |  |  | Moselle - Columbia 161kV Line Tap | 2021-09-01T04:00:00+00:00 | 2022-06-01T04:00:00+00:00 | [8 empty] | COOPERATIVE ENERGY | [23 empty] | J1144 |  | 2020-09-10T04:00:00+00:00 | DPP-2018-APR | South | GIA | Network Resource Interconnection Service (NRIS) | 96 | 96 | Under Construction | 96 | 96 | 96 | 96
MISO |  |  |  | 2018-03-12T04:00:00+00:00 | Done |  | Photovoltaic |  |  |  | Solar | [16 empty] | Callaway County | Missouri |  |  | Overton - (McCrede) - Montgomery 345 kV Line Tap | 2021-04-01T04:00:00+00:00 | 2024-06-01T04:00:00+00:00 | [8 empty] | Ameren Missouri | [23 empty] | J1145 |  | 2022-03-31T04:00:00+00:00 | DPP-2018-APR | Central | GIA | Network Resource Interconnection Service (NRIS) | 250 | 250 | Not Started | 250 | 250 | 250 | 250
MISO |  |  |  | 2018-03-12T04:00:00+00:00 | Done |  | Combined Cycle |  |  |  | Coal | [16 empty] | Mississippi County | Arkansas |  |  | San Souci 500 kV Substation | 2019-01-04T05:00:00+00:00 | 2020-10-10T04:00:00+00:00 | [8 empty] | ENTERGY ARKANSAS, LLC | [23 empty] | J1146 |  | 2020-08-12T04:00:00+00:00 | DPP-2018-APR | South | GIA | Network Resource Interconnection Service (NRIS) | 10 | 10 | In Service | 10 | 10 | 10 | 10
MISO |  |  |  | 2018-03-12T04:00:00+00:00 | Withdrawn |  | Photovoltaic |  |  |  | Solar | [16 empty] | St. Francis County | Arkansas |  |  | Moses - McCrory 161 kV Line tap | 2021-09-30T04:00:00+00:00 | [9 empty] | ENTERGY ARKANSAS, LLC | [23 empty] | J1147 | 2020-01-24T05:00:00+00:00 |  | DPP-2018-APR | South | GIA | Energy Resource Interconnection Service (ERIS) | 100 | 100 | Not Started | 100 | 0 | 0 | 0
MISO |  |  |  | 2018-03-12T04:00:00+00:00 | Withdrawn |  | Combined Cycle |  |  |  | Gas | [16 empty] | Posey County | Indiana |  |  | AB Brown 138 kV Substation | 2022-06-01T04:00:00+00:00 | [9 empty] | Southern Indiana Gas & Electric Company d/b/a Vectren Energy Delivery of Indiana, Inc. | [23 empty] | J1148 | 2020-01-07T05:00:00+00:00 |  | DPP-2018-APR | Central | GIA | Network Resource Interconnection Service (NRIS) | 54 | 54 | Not Started | 0 | 0 | 0 | 0
MISO |  |  |  | 2018-03-12T04:00:00+00:00 | Withdrawn |  | Photovoltaic |  |  |  | Solar | [16 empty] | Yellow Medicine County | Minnesota |  |  | Hazel Creek 230 kV Substation | 2021-11-15T05:00:00+00:00 | [9 empty] | NORTHERN STATES POWER COMPANY | [23 empty] | J1149 | 2020-03-25T04:00:00+00:00 |  | DPP-2018-APR | West | Phase 3 | Network Resource Interconnection Service (NRIS) | 200 | 200 | Not Started | 0 | 0 | 0 | 0
MISO |  |  |  | 2018-03-12T04:00:00+00:00 | Withdrawn |  | Wind Turbine |  |  |  | Wind | [16 empty] | Miami County | Indiana |  |  | Deedsville 345 kV Substation | 2020-09-30T04:00:00+00:00 | [9 empty] | DUKE ENERGY INDIANA, LLC | [23 empty] | J1150 | 2018-08-10T04:00:00+00:00 |  | DPP-2018-APR | Central | GIA | Network Resource Interconnection Service (NRIS) | 30 | 30 | Not Started | 0 | 0 | 0 | 0
MISO |  |  |  | 2018-03-12T04:00:00+00:00 | Withdrawn |  | Combined Cycle |  |  |  | Gas | [16 empty] | Ascension Parish | Louisiana |  |  | Brittany 230kV Substation | 2020-09-01T04:00:00+00:00 | [9 empty] | ENTERGY LOUISIANA, LLC | [23 empty] | J1151 | 2019-08-29T04:00:00+00:00 |  | DPP-2018-APR | South | GIA | Network Resource Interconnection Service (NRIS) | 219 | 252 | Not Started | 0 | 0 | 0 | 0
MISO |  |  |  | 2018-03-12T04:00:00+00:00 | Withdrawn |  | Photovoltaic |  |  |  | Solar | [16 empty] | Hancock County,Shelby County | Indiana |  |  | Gwynneville 345 kV Substation | 2021-04-01T04:00:00+00:00 | [9 empty] | DUKE ENERGY INDIANA, LLC | [23 empty] | J1152 | 2022-07-19T04:00:00+00:00 |  | DPP-2018-APR | Central | GIA | Network Resource Interconnection Service (NRIS) | 200 | 200 | Not Started | 200 | 200 | 200 | 200
MISO |  |  |  | 2018-03-12T04:00:00+00:00 | Done |  | Photovoltaic |  |  |  | Solar | [16 empty] | Sheboygan County | Wisconsin |  |  | Holland 138 kV Substation | 2021-04-01T04:00:00+00:00 | 2022-06-01T04:00:00+00:00 | [8 empty] | American Transmission Co. LLC | [23 empty] | J1153 |  | 2021-05-19T04:00:00+00:00 | DPP-2018-APR | East (ATC) | GIA | Network Resource Interconnection Service (NRIS) | 150 | 150 | In Service | 150 | 150 | 150 | 150
MISO |  |  |  | 2018-03-12T04:00:00+00:00 | Done |  | Photovoltaic |  |  |  | Solar | [16 empty] | Jefferson County | Wisconsin |  |  | Jefferson 138 kV Substation | 2021-04-01T04:00:00+00:00 | 2023-05-15T04:00:00+00:00 | [8 empty] | American Transmission Co. LLC | [23 empty] | J1154 |  | 2021-05-19T04:00:00+00:00 | DPP-2018-APR | East (ATC) | GIA | Network Resource Interconnection Service (NRIS) | 75 | 75 | Under Construction | 75 | 75 | 75 | 75
MISO |  |  |  | 2018-03-12T04:00:00+00:00 | Done |  | Photovoltaic |  |  |  | Solar | [16 empty] | Mississippi County | Arkansas |  |  | Driver 230 kV Substation | 2020-06-01T04:00:00+00:00 | 2022-09-01T04:00:00+00:00 | [8 empty] | ENTERGY ARKANSAS, LLC | [23 empty] | J1155 |  | 2020-08-12T04:00:00+00:00 | DPP-2018-APR | South | GIA | Network Resource Interconnection Service (NRIS) | 150 | 150 | Under Construction | 150 | 150 | 150 | 150
MISO |  |  |  | 2018-03-12T04:00:00+00:00 | Withdrawn |  | Photovoltaic |  |  |  | Solar | [16 empty] | Crittenden County | Arkansas |  |  | Kuhn Rd. - Parkin 161 kV line tap | 2020-06-01T04:00:00+00:00 | [9 empty] | ENTERGY ARKANSAS, LLC | [23 empty] | J1156 | 2019-08-28T04:00:00+00:00 |  | DPP-2018-APR | South | GIA | Network Resource Interconnection Service (NRIS) | 150 | 150 | Not Started | 0 | 0 | 0 | 0
MISO |  |  |  | 2018-03-12T04:00:00+00:00 | Withdrawn |  | Photovoltaic |  |  |  | Solar | [16 empty] | Hinds County | Mississippi |  |  | Tinnin Road 230 kV Substation | 2020-06-01T04:00:00+00:00 | [9 empty] | ENTERGY MISSISSIPPI, LLC | [23 empty] | J1157 | 2019-08-28T04:00:00+00:00 |  | DPP-2018-APR | South | GIA | Network Resource Interconnection Service (NRIS) | 100 | 100 | Not Started | 0 | 0 | 0 | 0
MISO |  |  |  | 2018-03-12T04:00:00+00:00 | Done |  | Photovoltaic |  |  |  | Solar | [16 empty] | St. James Parish | Louisiana |  |  | Vacherie 230 kV Substation | 2020-06-01T04:00:00+00:00 | 2022-12-01T05:00:00+00:00 | [8 empty] | ENTERGY LOUISIANA, LLC | [23 empty] | J1158 |  | 2020-12-07T05:00:00+00:00 | DPP-2018-APR | South | GIA | Network Resource Interconnection Service (NRIS) | 70 | 70 | Under Construction | 70 | 70 | 70 | 70
MISO |  |  |  | 2018-03-12T04:00:00+00:00 | Withdrawn |  | Photovoltaic |  |  |  | Solar | [16 empty] | Walker County | Texas |  |  | Mount Zion 138 kV Substation | 2020-06-01T04:00:00+00:00 | [9 empty] | ENTERGY TEXAS, INC. | [23 empty] | J1159 | 2019-08-28T04:00:00+00:00 |  | DPP-2018-APR | South | GIA | Network Resource Interconnection Service (NRIS) | 100 | 100 | Not Started | 0 | 0 | 0 | 0
MISO |  |  |  | 2018-03-12T04:00:00+00:00 | Withdrawn |  | Photovoltaic |  |  |  | Solar | [16 empty] | Adams County,Wood County | Wisconsin |  |  | Sand Lake - Port Edwards 138 kV Line Tap | 2021-10-01T04:00:00+00:00 | [9 empty] | American Transmission Co. LLC | [23 empty] | J1160 | 2019-01-31T05:00:00+00:00 |  | DPP-2018-APR | East (ATC) | GIA | Network Resource Interconnection Service (NRIS) | 100.23 | 100.23 | Not Started | 0 | 0 | 0 | 0
MISO |  |  |  | 2018-03-12T04:00:00+00:00 | Withdrawn |  | Photovoltaic |  |  |  | Solar | [16 empty] | Scott County | Missouri |  |  | Miner - Kelso 161 kV Line Tap | 2021-10-01T04:00:00+00:00 | [9 empty] | Ameren Missouri | [23 empty] | J1161 | 2020-01-07T05:00:00+00:00 |  | DPP-2018-APR | Central | GIA | Network Resource Interconnection Service (NRIS) | 100.23 | 100.23 | Not Started | 0 | 0 | 0 | 0
MISO |  |  |  | 2018-03-12T04:00:00+00:00 | Withdrawn |  | Photovoltaic |  |  |  | Solar | [16 empty] | Jefferson County | Texas |  |  | Jacinto - China 230 kV Line Tap | 2020-06-01T04:00:00+00:00 | [9 empty] | ENTERGY TEXAS, INC. | [23 empty] | J1162 | 2019-08-28T04:00:00+00:00 |  | DPP-2018-APR | South | GIA | Network Resource Interconnection Service (NRIS) | 80 | 80 | Not Started | 0 | 0 | 0 | 0
MISO |  |  |  | 2018-03-12T04:00:00+00:00 | Withdrawn |  | Photovoltaic |  |  |  | Solar | [16 empty] | Quitman County,Tunica County | Mississippi |  |  | Crenshaw - Tunica 115kv Line Tap | 2020-06-01T04:00:00+00:00 | [9 empty] | ENTERGY MISSISSIPPI, LLC | [23 empty] | J1163 | 2019-08-28T04:00:00+00:00 |  | DPP-2018-APR | South | GIA | Network Resource Interconnection Service (NRIS) | 120 | 120 | Not Started | 0 | 0 | 0 | 0
MISO |  |  |  | 2018-03-12T04:00:00+00:00 | Done |  | Photovoltaic |  |  |  | Solar | [16 empty] | Rock County | Minnesota |  |  | Magnolia 161 kV Substation | 2021-08-01T04:00:00+00:00 | 2024-08-01T04:00:00+00:00 | [8 empty] | ITC MIDWEST | [23 empty] | J1164 |  | 2022-04-06T04:00:00+00:00 | DPP-2018-APR | West | Phase 3 | Energy Resource Interconnection Service (ERIS) | 80 | 80 | Not Started | 80 | 80 | 80 | 0
MISO |  |  |  | 2018-03-12T04:00:00+00:00 | Withdrawn |  | Photovoltaic |  |  |  | Solar | [16 empty] | Jefferson Davis Parish | Louisiana |  |  | LC Bulk - Henning 138 kV Line Tap | 2020-06-01T04:00:00+00:00 | [9 empty] | ENTERGY LOUISIANA, LLC | [23 empty] | J1165 | 2019-08-28T04:00:00+00:00 |  | DPP-2018-APR | South | GIA | Network Resource Interconnection Service (NRIS) | 150 | 150 | Not Started | 0 | 0 | 0 | 0
MISO |  |  |  | 2018-03-12T04:00:00+00:00 | Withdrawn |  | Photovoltaic |  |  |  | Solar | [16 empty] | Acadia Parish | Louisiana |  |  | Bayou Cove - Richard 138 kV Line Tap | 2020-06-01T04:00:00+00:00 | [9 empty] | ENTERGY LOUISIANA, LLC | [23 empty] | J1166 | 2019-08-28T04:00:00+00:00 |  | DPP-2018-APR | South | GIA | Network Resource Interconnection Service (NRIS) | 50 | 50 | Not Started | 0 | 0 | 0 | 0
MISO |  |  |  | 2018-03-12T04:00:00+00:00 | Withdrawn |  | Photovoltaic |  |  |  | Solar | [16 empty] | St. Francis County | Arkansas |  |  | AECC Forrest City West 161 kV Substation | 2020-06-01T04:00:00+00:00 | [9 empty] | ENTERGY ARKANSAS, LLC | [23 empty] | J1167 | 2019-01-14T05:00:00+00:00 |  | DPP-2018-APR | South | GIA | Network Resource Interconnection Service (NRIS) | 50 | 50 | Not Started | 0 | 0 | 0 | 0
MISO |  |  |  | 2018-03-12T04:00:00+00:00 | Withdrawn |  | Photovoltaic |  |  |  | Solar | [16 empty] | Liberty County | Texas |  |  | Pintail 138 kV Substation | 2020-06-01T04:00:00+00:00 | [9 empty] | ENTERGY TEXAS, INC. | [23 empty] | J1168 | 2019-08-28T04:00:00+00:00 |  | DPP-2018-APR | South | GIA | Network Resource Interconnection Service (NRIS) | 80 | 80 | Not Started | 0 | 0 | 0 | 0
MISO |  |  |  | 2018-03-12T04:00:00+00:00 | Done |  | Photovoltaic |  |  |  | Solar | [16 empty] | McCook County | South Dakota |  |  | Grant 115 kV Substation | 2021-08-31T04:00:00+00:00 | 2024-07-30T04:00:00+00:00 | [8 empty] | NORTHERN STATES POWER COMPANY | [23 empty] | J1169 |  | 2022-02-07T05:00:00+00:00 | DPP-2018-APR | West | Phase 3 | Energy Resource Interconnection Service (ERIS) | 50 | 50 | Not Started | 50 | 50 | 50 | 0
MISO |  |  |  | 2018-03-12T04:00:00+00:00 | Withdrawn |  | Photovoltaic |  |  |  | Solar | [16 empty] | Cass County | North Dakota |  |  | Bison 345 kV Substation | 2021-08-01T04:00:00+00:00 | [9 empty] | NORTHERN STATES POWER COMPANY | [23 empty] | J1170 | 2020-03-25T04:00:00+00:00 |  | DPP-2018-APR | West | Phase 3 | Network Resource Interconnection Service (NRIS) | 200 | 200 | Not Started | 0 | 0 | 0 | 0
MISO |  |  |  | 2018-03-12T04:00:00+00:00 | Done |  | Photovoltaic |  |  |  | Solar | [16 empty] | Dodge County | Wisconsin |  |  | Butternut 138 kV Substation | 2021-08-01T04:00:00+00:00 | 2023-01-26T05:00:00+00:00 | [8 empty] | American Transmission Co. LLC | [23 empty] | J1171 |  | 2021-05-19T04:00:00+00:00 | DPP-2018-APR | East (ATC) | GIA | Network Resource Interconnection Service (NRIS) | 100 | 100 | Under Construction | 100 | 100 | 100 | 100
MISO |  |  |  | 2018-03-12T04:00:00+00:00 | Done |  | Photovoltaic |  |  |  | Solar | [16 empty] | Genesee County | Michigan |  |  | Dort - Garfield 138 kV Line Tap | 2021-07-01T04:00:00+00:00 | 2023-08-01T04:00:00+00:00 | [8 empty] | METC | [23 empty] | J1172 |  | 2021-05-03T04:00:00+00:00 | DPP-2018-APR | East (ITC) | GIA | Network Resource Interconnection Service (NRIS) | 50 | 50 | Under Construction | 50 | 50 | 50 | 50
MISO |  |  |  | 2018-03-12T04:00:00+00:00 | Withdrawn |  | Photovoltaic |  |  |  | Solar | [16 empty] | Lenawee County | Michigan |  |  | Raisin - METC Tap 138kV Line Tap | 2019-12-01T05:00:00+00:00 | [9 empty] | CONSUMERS ENERGY COMPANY | [23 empty] | J1173 | 2020-06-30T04:00:00+00:00 |  | DPP-2018-APR | East (ITC) | GIA | Network Resource Interconnection Service (NRIS) | 80 | 80 | Not Started | 80 | 80 | 0 | 0
MISO |  |  |  | 2018-03-12T04:00:00+00:00 | Done |  | Photovoltaic |  |  |  | Solar | [16 empty] | Worth County | Iowa |  |  | Ledyard - Colby 345 kV Line Tap | 2021-10-31T04:00:00+00:00 | 2024-06-30T04:00:00+00:00 | [8 empty] | ITC MIDWEST | [23 empty] | J1174 |  | 2022-02-07T05:00:00+00:00 | DPP-2018-APR | West | Phase 3 | Network Resource Interconnection Service (NRIS) | 165 | 165 | Under Construction | 165 | 165 | 165 | 165
MISO |  |  |  | 2018-03-12T04:00:00+00:00 | Done |  | Wind Turbine |  |  |  | Wind | [16 empty] | Worth County | Iowa |  |  | Ledyard - Colby 345kV Line Tap | 2021-10-31T04:00:00+00:00 | 2024-06-30T04:00:00+00:00 | [8 empty] | ITC MIDWEST | [23 empty] | J1175 |  | 2022-02-07T05:00:00+00:00 | DPP-2018-APR | West | Phase 3 | Energy Resource Interconnection Service (ERIS) | 165 | 165 | Not Started | 165 | 165 | 165 | 0
MISO |  |  |  | 2018-03-12T04:00:00+00:00 | Withdrawn |  | Wind Turbine |  |  |  | Wind | [16 empty] | Cerro Gordo County,Worth County | Iowa |  |  | Lime Creek 161 kV Substation | 2021-10-31T04:00:00+00:00 | [9 empty] | ITC MIDWEST | [23 empty] | J1176 | 2019-08-15T04:00:00+00:00 |  | DPP-2018-APR | West | Phase 3 | Network Resource Interconnection Service (NRIS) | 145 | 145 | Not Started | 0 | 0 | 0 | 0
MISO |  |  |  | 2018-03-12T04:00:00+00:00 | Withdrawn |  | Wind Turbine |  |  |  | Wind | [16 empty] | Schuyler County | Missouri |  |  | Hughes 345 kV Switching Station (J541 POI) | 2020-09-30T04:00:00+00:00 | [9 empty] | AMEREN TRANSMISSION COMPANY OF ILLINOIS | [23 empty] | J1177 | 2020-03-25T04:00:00+00:00 |  | DPP-2018-APR | West | Phase 3 | Network Resource Interconnection Service (NRIS) | 300 | 300 | Not Started | 0 | 0 | 0 | 0
MISO |  |  |  | 2018-03-12T04:00:00+00:00 | Withdrawn |  | Photovoltaic |  |  |  | Solar | [16 empty] | Eaton County | Michigan |  |  | Oneida 138 kV Substation | 2020-07-01T04:00:00+00:00 | 2023-08-01T04:00:00+00:00 | [8 empty] | METC | [23 empty] | J1178 | 2021-08-06T04:00:00+00:00 | 2021-05-03T04:00:00+00:00 | DPP-2018-APR | East (ITC) | GIA | Network Resource Interconnection Service (NRIS) | 65 | 65 | Withdrawn | 65 | 65 | 65 | 65
MISO |  |  |  | 2018-03-12T04:00:00+00:00 | Withdrawn |  | Photovoltaic |  |  |  | Solar | [16 empty] | Chisago County | Minnesota |  |  | Rush City - Red Rock 230 kV Line Tap | 2021-10-31T04:00:00+00:00 | [9 empty] | NORTHERN STATES POWER COMPANY | [23 empty] | J1179 | 2020-03-25T04:00:00+00:00 |  | DPP-2018-APR | West | Phase 3 | Network Resource Interconnection Service (NRIS) | 300 | 300 | Not Started | 0 | 0 | 0 | 0
MISO |  |  |  | 2018-03-12T04:00:00+00:00 | Done |  | Photovoltaic |  |  |  | Solar | [16 empty] | Clark County | Illinois |  |  | Casey West - Sullivan 345 kV Line | 2020-08-14T04:00:00+00:00 | 2023-05-01T04:00:00+00:00 | [8 empty] | AMEREN ILLINOIS | [23 empty] | J1180 |  | 2021-10-12T04:00:00+00:00 | DPP-2018-APR | Central | GIA | Network Resource Interconnection Service (NRIS) | 75 | 75 | Under Construction | 75 | 75 | 75 | 75
MISO |  |  |  | 2018-03-12T04:00:00+00:00 | Done |  | Wind Turbine |  |  |  | Wind | [16 empty] | Chickasaw County | Iowa |  |  | Hazleton - Mitchell county 345 kV line | 2021-10-31T04:00:00+00:00 | 2022-10-31T04:00:00+00:00 | [8 empty] | ITC MIDWEST | [23 empty] | J1181 |  | 2021-06-15T04:00:00+00:00 | DPP-2018-APR | West | Phase 3 | Network Resource Interconnection Service (NRIS) | 200 | 200 | In Service | 200 | 200 | 200 | 0
MISO |  |  |  | 2018-03-12T04:00:00+00:00 | Done |  | Photovoltaic |  |  |  | Solar | [16 empty] | Adair County | Missouri |  |  | Zachary Substation 345 kV Bus | 2021-11-15T05:00:00+00:00 | 2024-11-15T05:00:00+00:00 | [8 empty] | AMEREN TRANSMISSION COMPANY OF ILLINOIS | [23 empty] | J1182 |  | 2022-03-18T04:00:00+00:00 | DPP-2018-APR | Central | GIA | Network Resource Interconnection Service (NRIS) | 250 | 250 | Under Construction | 250 | 250 | 250 | 250
MISO |  |  |  | 2018-03-12T04:00:00+00:00 | Done |  | Photovoltaic |  |  |  | Solar | [16 empty] | Delta County | Michigan |  |  | Heritage Garden substation | 2019-01-31T05:00:00+00:00 | 2019-10-15T04:00:00+00:00 | [8 empty] | American Transmission Co. LLC | [23 empty] | J1183 |  | 2021-04-02T04:00:00+00:00 | DPP-2018-APR | East (ATC) | GIA | Energy Resource Interconnection Service (ERIS) | 1.35 | 1.35 | Under Construction | 1.35 | 0 | 1.35 | 0
MISO |  |  |  | 2018-03-12T04:00:00+00:00 | Done |  | Photovoltaic |  |  |  | Solar | [16 empty] | Washington Parish | Louisiana |  |  | Lagen Holton-Franklinton 115kV Line Tap | 2020-06-01T04:00:00+00:00 | 2021-04-09T04:00:00+00:00 | [8 empty] | ENTERGY LOUISIANA, LLC | [23 empty] | J1184 |  | 2020-10-09T04:00:00+00:00 | DPP-2018-APR | South | GIA | Network Resource Interconnection Service (NRIS) | 50 | 50 | Under Construction | 50 | 50 | 50 | 50
MISO |  |  |  | 2018-03-12T04:00:00+00:00 | Withdrawn |  | Wind Turbine |  |  |  | Wind | [16 empty] | Putnam County | Missouri |  |  | Adair - Appanoose 161 kV Line Tap | 2020-09-30T04:00:00+00:00 | [9 empty] | Ameren Missouri | [23 empty] | J1185 | 2019-04-24T04:00:00+00:00 |  | DPP-2018-APR | West | Phase 3 | Network Resource Interconnection Service (NRIS) | 200 | 200 | Not Started | 0 | 0 | 0 | 0
MISO |  |  |  | 2018-03-12T04:00:00+00:00 | Withdrawn |  | Photovoltaic |  |  |  | Solar | [16 empty] | San Jacinto County | Texas |  |  | Pelican Road - Shepard 138 kV Line Tap | 2020-06-01T04:00:00+00:00 | [9 empty] | ENTERGY TEXAS, INC. | [23 empty] | J1186 | 2019-08-28T04:00:00+00:00 |  | DPP-2018-APR | South | GIA | Network Resource Interconnection Service (NRIS) | 100 | 100 | Not Started | 0 | 0 | 0 | 0
MISO |  |  |  | 2018-03-12T04:00:00+00:00 | Withdrawn |  | Wind Turbine |  |  |  | Wind | [16 empty] | Mercer County | North Dakota |  |  | Stanton 230 kV Substation | 2022-05-01T04:00:00+00:00 | [9 empty] | GREAT RIVER ENERGY | [23 empty] | J1187 | 2021-03-09T05:00:00+00:00 |  | DPP-2018-APR | West | Phase 3 | Network Resource Interconnection Service (NRIS) | 151.8 | 151.8 | Not Started | 151.8 | 151.8 | 0 | 0
MISO |  |  |  | 2018-03-12T04:00:00+00:00 | Active |  | Photovoltaic |  |  |  | Solar | [16 empty] | Rock County | Wisconsin |  |  | Sheepskin 69 kV Substation | 2021-08-31T04:00:00+00:00 | 2022-06-01T04:00:00+00:00 | [8 empty] | American Transmission Co. LLC | [23 empty] | J1188 |  | 2021-05-18T04:00:00+00:00 | DPP-2018-APR | East (ATC) | GIA | Network Resource Interconnection Service (NRIS) | 50 | 50 | In Service | 50 | 50 | 50 | 50
MISO |  |  |  | 2018-03-12T04:00:00+00:00 | Done |  | Battery Storage |  |  |  | Battery Storage | [16 empty] | Brown County,Martin County | Indiana |  |  | Crane Solar 69kV Substation | 2019-01-01T05:00:00+00:00 | [9 empty] | DUKE ENERGY INDIANA, LLC | [23 empty] | J1189 |  |  | DPP-2018-APR | Central | GIA | Network Resource Interconnection Service (NRIS) | 5 | 5 | Under Construction | 4.95 | 4.95 | 4.95 | 4.95
MISO |  |  |  | 2019-01-22T05:00:00+00:00 | Done |  | Photovoltaic |  |  |  | Solar | [16 empty] | Clinton County | Iowa |  |  | Calamus East 161 kV Substation | 2023-10-01T04:00:00+00:00 | 2025-08-01T04:00:00+00:00 | [8 empty] | ITC MIDWEST | [23 empty] | J1190 |  | 2023-01-26T05:00:00+00:00 | DPP-2019 | West | Phase 3 | Network Resource Interconnection Service (NRIS) | 200 | 200 | Not Started | 200 | 200 | 200 | 200
MISO |  |  |  | 2019-02-04T05:00:00+00:00 | Active |  | Photovoltaic |  |  |  | Solar | [16 empty] | Boone County | Missouri |  |  | Bolstad 69 kV Substation | 2022-07-31T04:00:00+00:00 | [9 empty] | City of Columbia, MO | [23 empty] | J1191 |  |  | DPP-2019 | Central | GIA | Network Resource Interconnection Service (NRIS) | 64 | 64 | Not Started | 64 | 64 | 64 | 64
MISO |  |  |  | 2019-03-25T04:00:00+00:00 | Withdrawn |  | Photovoltaic |  |  |  | Solar | [16 empty] | Eaton County | Michigan |  |  | Oneida 138kV Substation | 2021-07-01T04:00:00+00:00 | 2024-07-01T04:00:00+00:00 | [8 empty] | METC | [23 empty] | J1192 | 2022-10-25T04:00:00+00:00 | 2022-08-17T04:00:00+00:00 | DPP-2019 | East (ITC) | Phase 3 | Network Resource Interconnection Service (NRIS) | 35 | 35 | Withdrawn | 35 | 35 | 35 | 35
MISO |  |  |  | 2019-04-22T04:00:00+00:00 | Withdrawn |  | Combustion Turbine (Simple Cycle) |  |  |  | Gas | [16 empty] | Morton County | North Dakota |  |  | Heskitt 115 kV Switchyard | 2023-10-01T04:00:00+00:00 | [9 empty] | MONTANA-DAKOTA UTILITIES CO. | [23 empty] | J1193 | 2020-04-28T04:00:00+00:00 |  | DPP-2019 | West | Phase 3 | Network Resource Interconnection Service (NRIS) | 103.1 | 103.1 | Not Started | 0 | 0 | 0 | 0
MISO |  |  |  | 2019-04-24T04:00:00+00:00 | Active |  | Wind Turbine |  |  |  | Wind | [16 empty] | Midland County,Saginaw County | Michigan |  |  | Murphy 138 kV Substation | 2021-10-01T04:00:00+00:00 | 2021-11-01T04:00:00+00:00 | [8 empty] | METC | [23 empty] | J1194 |  |  | DPP-2019 | East (ITC) | Phase 3 | Network Resource Interconnection Service (NRIS) | 225.2 | 225.2 | In Service (with Provisional GIA) | 225.2 | 225.2 | 225.2 | 225.2
MISO |  |  |  | 2019-04-24T04:00:00+00:00 | Withdrawn |  | Wind Turbine |  |  |  | Wind | [16 empty] | Branch County | Michigan |  |  | Wagner 138 kV Substation | 2021-10-01T04:00:00+00:00 | [9 empty] | METC | [23 empty] | J1195 | 2020-01-03T05:00:00+00:00 |  | DPP-2019 | East (ITC) | Phase 3 | Network Resource Interconnection Service (NRIS) | 150.4 | 150.4 | Not Started | 0 | 0 | 0 | 0
MISO |  |  |  | 2019-04-25T04:00:00+00:00 | Done |  | Photovoltaic |  |  |  | Solar | [16 empty] | Sanilac County | Michigan |  |  | Greenwood - Rapson (Banner) 345 kV Line Tap | 2022-08-29T04:00:00+00:00 | 2025-08-09T04:00:00+00:00 | [8 empty] | ITC MIDWEST | [23 empty] | J1196 |  | 2022-10-31T04:00:00+00:00 | DPP-2019 | East (ITC) | Phase 3 | Network Resource Interconnection Service (NRIS) | 200 | 200 | Not Started | 200 | 200 | 200 | 200
MISO |  |  |  | 2019-04-25T04:00:00+00:00 | Withdrawn |  | Battery Storage |  |  |  | Battery Storage | [16 empty] | LaSalle County | Illinois |  |  | Corbin 138kV Substation | 2021-06-15T04:00:00+00:00 | [9 empty] | AMEREN ILLINOIS | [23 empty] | J1197 | 2021-08-05T04:00:00+00:00 |  | DPP-2019 | Central | GIA | Network Resource Interconnection Service (NRIS) | 75 | 75 | Not Started | 0 | 0 | 0 | 0
MISO |  |  |  | 2019-04-25T04:00:00+00:00 | Active |  | Solar/Battery |  |  |  | Hybrid | [16 empty] | Jasper County | Illinois |  |  | Newton 345kV Substation | 2021-06-15T04:00:00+00:00 | 2023-04-01T04:00:00+00:00 | [8 empty] | AMEREN ILLINOIS | [23 empty] | J1198 |  |  | DPP-2019 | Central | GIA | Network Resource Interconnection Service (NRIS) | 51.8 | 51.8 | Not Started | 51.8 | 51.8 | 51.8 | 51.8
MISO |  |  |  | 2019-04-25T04:00:00+00:00 | Done |  | Solar/Battery |  |  |  | Hybrid | [16 empty] | Fulton County | Illinois |  |  | Duck Creek 345kV Substation | 2021-06-15T04:00:00+00:00 | 2023-06-01T04:00:00+00:00 | [8 empty] | AMEREN ILLINOIS | [23 empty] | J1199 |  |  | DPP-2019 | Central | GIA | Network Resource Interconnection Service (NRIS) | 20 | 20 | Not Started | 20 | 20 | 20 | 20
MISO |  |  |  | 2019-04-25T04:00:00+00:00 | Done |  | Solar/Battery |  |  |  | Hybrid | [16 empty] | Putnam County | Illinois |  |  | Putnam 138kV Substation | 2021-06-15T04:00:00+00:00 | 2024-06-01T04:00:00+00:00 | [8 empty] | AMEREN ILLINOIS | [23 empty] | J1200 |  |  | DPP-2019 | Central | GIA | Network Resource Interconnection Service (NRIS) | 24.2 | 24.2 | Not Started | 24.2 | 24.2 | 24.2 | 24.2
MISO |  |  |  | 2019-04-25T04:00:00+00:00 | Active |  | Solar/Battery |  |  |  | Hybrid | [16 empty] | Montgomery County | Illinois |  |  | North Coffeen 138kV Substation | 2021-06-15T04:00:00+00:00 | 2024-06-01T04:00:00+00:00 | [8 empty] | AMEREN ILLINOIS | [23 empty] | J1201 |  |  | DPP-2019 | Central | GIA | Network Resource Interconnection Service (NRIS) | 44.2 | 44.2 | Not Started | 44.2 | 44.2 | 44.2 | 44.2
MISO |  |  |  | 2019-04-25T04:00:00+00:00 | Done |  | Solar/Battery |  |  |  | Hybrid | [16 empty] | Randolph County | Illinois |  |  | Baldwin Plant 345kV Switchyard - Baldwin Unit 2 | 2021-06-15T04:00:00+00:00 | 2024-06-01T04:00:00+00:00 | [8 empty] | AMEREN ILLINOIS | [23 empty] | J1202 |  |  | DPP-2019 | Central | GIA | Network Resource Interconnection Service (NRIS) | 68.4 | 68.4 | Not Started | 68.4 | 68.4 | 68.4 | 68.4
MISO |  |  |  | 2019-04-25T04:00:00+00:00 | Done |  | Photovoltaic |  |  |  | Solar | [16 empty] | Genesee County | Michigan |  |  | Thetford 345kV Substation | 2022-06-01T04:00:00+00:00 | 2025-05-15T04:00:00+00:00 | [8 empty] | METC | [23 empty] | J1203 |  | 2022-08-17T04:00:00+00:00 | DPP-2019 | East (ITC) | Phase 3 | Network Resource Interconnection Service (NRIS) | 125 | 125 | Under Construction | 125 | 125 | 125 | 125
MISO |  |  |  | 2019-04-26T04:00:00+00:00 | Withdrawn |  | Photovoltaic |  |  |  | Solar | [16 empty] | Cumberland County | Illinois |  |  | Casey West 345kV Substation | 2022-06-01T04:00:00+00:00 | 2025-06-01T04:00:00+00:00 | [8 empty] | AMEREN ILLINOIS | [23 empty] | J1204 | 2024-05-03T04:00:00+00:00 |  | DPP-2019 | Central | GIA | Network Resource Interconnection Service (NRIS) | 199.3 | 199.3 | Withdrawn | 199.3 | 199.3 | 199.3 | 199.3
MISO |  |  |  | 2019-04-26T04:00:00+00:00 | Done |  | Photovoltaic |  |  |  | Solar | [16 empty] | Allen Parish | Louisiana |  |  | Centennial - West Bay 138kV Line | 2021-10-31T04:00:00+00:00 | 2023-09-30T04:00:00+00:00 | [8 empty] | CLECO POWER LLC | [23 empty] | J1205 |  | 2021-11-30T05:00:00+00:00 | DPP-2019 | South | Phase 3 | Energy Resource Interconnection Service (ERIS) | 125 | 125 | Under Construction | 125 | 125 | 125 | 0
MISO |  |  |  | 2019-04-26T04:00:00+00:00 | Withdrawn |  | Combustion Turbine (Simple Cycle) |  |  |  | Gas | [16 empty] | Branch County | Michigan |  |  | Newton 138kV Substation | 2021-04-01T04:00:00+00:00 | [9 empty] | METC | [23 empty] | J1206 | 2021-02-10T05:00:00+00:00 |  | DPP-2019 | East (ITC) | Phase 3 | Network Resource Interconnection Service (NRIS) | 50 | 50 | Not Started | 0 | 0 | 0 | 0
MISO |  |  |  | 2019-04-26T04:00:00+00:00 | Withdrawn |  | Combustion Turbine (Simple Cycle) |  |  |  | Gas | [16 empty] | Branch County | Michigan |  |  | Newton 138kV Substation | 2021-04-01T04:00:00+00:00 | [9 empty] | METC | [23 empty] | J1207 | 2022-12-02T05:00:00+00:00 | 2022-08-17T04:00:00+00:00 | DPP-2019 | East (ITC) | Phase 3 | Network Resource Interconnection Service (NRIS) | 50 | 50 | Withdrawn | 50 | 49.5 | 49.5 | 49.5
MISO |  |  |  | 2019-04-27T04:00:00+00:00 | Done |  | Photovoltaic |  |  |  | Solar | [16 empty] | Saline County | Illinois |  |  | Muddy - Crab Orchard 138 kV line | 2023-10-31T04:00:00+00:00 | 2023-11-04T04:00:00+00:00 | [8 empty] | AMEREN ILLINOIS | [23 empty] | J1208 |  |  | DPP-2019 | Central | GIA | Network Resource Interconnection Service (NRIS) | 80 | 80 | Not Started | 80 | 80 | 80 | 80
MISO |  |  |  | 2019-04-27T04:00:00+00:00 | Done |  | Photovoltaic |  |  |  | Solar | [16 empty] | Saline County | Illinois |  |  | Muddy - Crab Orchard 138kV Line | 2023-10-31T04:00:00+00:00 | 2023-11-04T04:00:00+00:00 | [8 empty] | AMEREN ILLINOIS | [23 empty] | J1209 |  |  | DPP-2019 | Central | GIA | Network Resource Interconnection Service (NRIS) | 80 | 80 | Not Started | 80 | 80 | 80 | 80
MISO |  |  |  | 2019-04-27T04:00:00+00:00 | Done |  | Photovoltaic |  |  |  | Solar | [16 empty] | Iosco County | Michigan |  |  | Whittemore - Twining 138kV Line | 2023-10-31T04:00:00+00:00 | 2025-03-31T04:00:00+00:00 | [8 empty] | METC | [23 empty] | J1210 |  | 2022-08-17T04:00:00+00:00 | DPP-2019 | East (ITC) | Phase 3 | Network Resource Interconnection Service (NRIS) | 50 | 50 | Not Started | 50 | 50 | 50 | 50
MISO |  |  |  | 2019-04-27T04:00:00+00:00 | Withdrawn |  | Photovoltaic |  |  |  | Solar | [16 empty] | Isabella County | Michigan |  |  | Vernon - METC Tap 138kV Line | 2023-10-31T04:00:00+00:00 | [9 empty] | CONSUMERS ENERGY COMPANY | [23 empty] | J1211 | 2021-02-11T05:00:00+00:00 |  | DPP-2019 | East (ITC) | Phase 3 | Network Resource Interconnection Service (NRIS) | 50 | 50 | Not Started | 0 | 0 | 0 | 0
MISO |  |  |  | 2019-04-27T04:00:00+00:00 | Withdrawn |  | Photovoltaic |  |  |  | Solar | [16 empty] | Murray County | Minnesota |  |  | Chanarambie-Ellsborough 115kV Line | 2023-10-31T04:00:00+00:00 | [9 empty] | NORTHERN STATES POWER COMPANY | [23 empty] | J1212 | 2021-03-24T04:00:00+00:00 |  | DPP-2019 | West | Phase 3 | Network Resource Interconnection Service (NRIS) | 60 | 60 | Not Started | 0 | 0 | 0 | 0
MISO |  |  |  | 2019-04-27T04:00:00+00:00 | Done |  | Hydroelectric |  |  |  | Hydro | [16 empty] | Iron County | Missouri |  |  | Taum Sauk 138kV Switchyard, Bus 1 & 2 | 2022-12-31T05:00:00+00:00 | 2024-11-02T04:00:00+00:00 | [8 empty] | Ameren Missouri | [23 empty] | J1213 |  |  | DPP-2019 | Central | GIA | Network Resource Interconnection Service (NRIS) | 60 | 60 | Not Started | 60 | 60 | 60 | 60
MISO |  |  |  | 2019-04-27T04:00:00+00:00 | Done |  | Photovoltaic |  |  |  | Solar | [16 empty] | Dane County | Wisconsin |  |  | Rockdale 345 kV Substation | 2022-10-30T04:00:00+00:00 | 2025-06-01T04:00:00+00:00 | [8 empty] | American Transmission Co. LLC | [23 empty] | J1214 |  |  | DPP-2019 | East (ATC) | Phase 3 | Network Resource Interconnection Service (NRIS) | 300 | 300 | Not Started | 300 | 300 | 300 | 240
MISO |  |  |  | 2019-04-27T04:00:00+00:00 | Done |  | Photovoltaic |  |  |  | Solar | [16 empty] | Arkansas County | Arkansas |  |  | Stuttgart Ricuskey - Woodward 230 kV | 2022-10-30T04:00:00+00:00 | 2024-06-01T04:00:00+00:00 | [8 empty] | ENTERGY ARKANSAS, LLC | [23 empty] | J1215 |  | 2022-01-25T05:00:00+00:00 | DPP-2019 | South | Phase 3 | Network Resource Interconnection Service (NRIS) | 200 | 200 | Not Started | 155 | 155 | 155 | 155
MISO |  |  |  | 2019-04-27T04:00:00+00:00 | Active |  | Photovoltaic |  |  |  | Solar | [16 empty] | Washington County | Illinois |  |  | Ashley 138 kV Substation | 2023-10-30T04:00:00+00:00 | 2026-06-01T04:00:00+00:00 | [8 empty] | AMEREN ILLINOIS | [23 empty] | J1216 |  |  | DPP-2019 | Central | GIA | Network Resource Interconnection Service (NRIS) | 250 | 250 | Not Started | 185 | 185 | 185 | 185
MISO |  |  |  | 2019-04-27T04:00:00+00:00 | Withdrawn |  | Photovoltaic |  |  |  | Solar | [16 empty] | St. Landry Parish | Louisiana |  |  | Ville Platte - West Fork 230 kV Line Tap | 2022-10-30T04:00:00+00:00 | [9 empty] | CLECO POWER LLC | [23 empty] | J1217 | 2021-03-18T04:00:00+00:00 |  | DPP-2019 | South | Phase 3 | Network Resource Interconnection Service (NRIS) | 200 | 200 | Not Started | 200 | 200 | 0 | 0
MISO |  |  |  | 2019-04-27T04:00:00+00:00 | Done |  | Photovoltaic |  |  |  | Solar | [16 empty] | Muscatine County | Iowa |  |  | Sub 92 345 kV | 2023-10-30T04:00:00+00:00 | 2026-06-30T04:00:00+00:00 | [8 empty] | MIDAMERICAN ENERGY COMPANY | [23 empty] | J1218 |  | 2023-01-26T05:00:00+00:00 | DPP-2019 | West | Phase 3 | Network Resource Interconnection Service (NRIS) | 200 | 200 | Not Started | 200 | 200 | 200 | 160
MISO |  |  |  | 2019-04-27T04:00:00+00:00 | Done |  | Photovoltaic |  |  |  | Solar | [16 empty] | Tangipahoa Parish | Louisiana |  |  | Chicken Farm - Amite 115 kV Line | 2022-10-30T04:00:00+00:00 | 2024-09-24T04:00:00+00:00 | [8 empty] | ENTERGY LOUISIANA, LLC | [23 empty] | J1219 |  | 2021-11-30T05:00:00+00:00 | DPP-2019 | South | Phase 3 | Network Resource Interconnection Service (NRIS) | 100 | 100 | Under Construction | 100 | 100 | 100 | 100
MISO |  |  |  | 2019-04-27T04:00:00+00:00 | Withdrawn |  | Photovoltaic |  |  |  | Solar | [16 empty] | Rapides Parish | Louisiana |  |  | Rapides - Rodemacher 230 kV Line Tap | 2022-10-30T04:00:00+00:00 | [9 empty] | CLECO POWER LLC | [23 empty] | J1220 | 2020-08-04T04:00:00+00:00 |  | DPP-2019 | South | Phase 3 | Network Resource Interconnection Service (NRIS) | 200 | 200 | Not Started | 0 | 0 | 0 | 0
MISO |  |  |  | 2019-04-27T04:00:00+00:00 | Active |  | Photovoltaic |  |  |  | Solar | [16 empty] | Wadena County | Minnesota |  |  | Wing River- Riverton 230kV line | 2023-10-30T04:00:00+00:00 | [9 empty] | GREAT RIVER ENERGY | [23 empty] | J1221 |  |  | DPP-2019 | West | Phase 3 | Network Resource Interconnection Service (NRIS) | 150 | 150 | Not Started | 150 | 150 | 150 | 120
MISO |  |  |  | 2019-04-27T04:00:00+00:00 | Withdrawn |  | Photovoltaic |  |  |  | Solar | [16 empty] | Ralls County | Missouri |  |  | Spencer Creek 345 kV Substation | 2022-10-30T04:00:00+00:00 | [9 empty] | Ameren Missouri | [23 empty] | J1222 | 2021-08-05T04:00:00+00:00 |  | DPP-2019 | Central | GIA | Network Resource Interconnection Service (NRIS) | 200 | 200 | Not Started | 0 | 0 | 0 | 0
MISO |  |  |  | 2019-04-27T04:00:00+00:00 | Withdrawn |  | Photovoltaic |  |  |  | Solar | [16 empty] | Pike County | Mississippi |  |  | Colonial Pipeline - Kentwood 115 kV Line | 2023-10-30T04:00:00+00:00 | [9 empty] | ENTERGY MISSISSIPPI, LLC | [23 empty] | J1223 | 2021-03-18T04:00:00+00:00 |  | DPP-2019 | South | Phase 3 | Network Resource Interconnection Service (NRIS) | 150 | 150 | Not Started | 75 | 75 | 0 | 0
MISO |  |  |  | 2019-04-27T04:00:00+00:00 | Done |  | Photovoltaic |  |  |  | Solar | [16 empty] | Washtenaw County | Michigan |  |  | Majestic - Milan 345 kV Line Tap | 2022-10-30T04:00:00+00:00 | 2025-10-30T04:00:00+00:00 | [8 empty] | ITC MIDWEST | [23 empty] | J1224 |  |  | DPP-2019 | East (ITC) | Phase 3 | Network Resource Interconnection Service (NRIS) | 170 | 170 | Under Construction | 170 | 170 | 153 | 153
MISO |  |  |  | 2019-04-27T04:00:00+00:00 | Withdrawn |  | Photovoltaic |  |  |  | Solar | [16 empty] | Washington County | Illinois |  |  | Ashley-Turkey Hill Line 1482, between the Okawville and North Nashville substations | 2023-09-29T04:00:00+00:00 | [9 empty] | AMEREN ILLINOIS | [23 empty] | J1225 | 2021-08-05T04:00:00+00:00 |  | DPP-2019 | Central | GIA | Network Resource Interconnection Service (NRIS) | 160 | 160 | Not Started | 0 | 0 | 0 | 0
MISO |  |  |  | 2019-04-27T04:00:00+00:00 | Active |  | Photovoltaic |  |  |  | Solar | [16 empty] | Lenawee County | Michigan |  |  | Morocco 345 kV Substation | 2023-09-29T04:00:00+00:00 | 2024-08-01T04:00:00+00:00 | [8 empty] | METC | [23 empty] | J1226 |  | 2022-08-17T04:00:00+00:00 | DPP-2019 | East (ITC) | Phase 3 | Network Resource Interconnection Service (NRIS) | 200 | 200 | Under Construction | 200 | 200 | 200 | 200
MISO |  |  |  | 2019-04-27T04:00:00+00:00 | Withdrawn |  | Photovoltaic |  |  |  | Solar | [16 empty] | Spencer County | Indiana |  |  | Dubois - FB Culley 138 kV Line Tap | 2023-09-29T04:00:00+00:00 | [9 empty] | Southern Indiana Gas & Electric Company d/b/a Vectren Energy Delivery of Indiana, Inc. | [23 empty] | J1227 | 2021-08-05T04:00:00+00:00 |  | DPP-2019 | Central | GIA | Network Resource Interconnection Service (NRIS) | 125 | 125 | Not Started | 0 | 0 | 0 | 0
MISO |  |  |  | 2019-04-27T04:00:00+00:00 | Withdrawn |  | Photovoltaic |  |  |  | Solar | [16 empty] | Faribault County | Minnesota |  |  | Huntley 161 kV Substation | 2023-09-29T04:00:00+00:00 | [9 empty] | ITC MIDWEST | [23 empty] | J1228 | 2019-11-05T05:00:00+00:00 |  | DPP-2019 | West | Phase 3 | Network Resource Interconnection Service (NRIS) | 100 | 100 | Not Started | 0 | 0 | 0 | 0
MISO |  |  |  | 2019-04-29T04:00:00+00:00 | Done |  | Battery Storage |  |  |  | Battery Storage | [16 empty] | Muscatine County | Iowa |  |  | Sub 92 345 kV Substation | 2023-10-30T04:00:00+00:00 | 2026-06-30T04:00:00+00:00 | [8 empty] | MIDAMERICAN ENERGY COMPANY | [23 empty] | J1229 |  | 2023-01-26T05:00:00+00:00 | DPP-2019 | West | Phase 3 | Network Resource Interconnection Service (NRIS) | 50 | 50 | Not Started | 50 | 50 | 50 | 50
MISO |  |  |  | 2019-04-27T04:00:00+00:00 | Withdrawn |  | Battery Storage |  |  |  | Battery Storage | [16 empty] | Wadena County | Minnesota |  |  | Wing River- Riverton 230kV line | 2023-10-30T04:00:00+00:00 | [9 empty] | GREAT RIVER ENERGY | [23 empty] | J1230 | 2021-03-24T04:00:00+00:00 |  | DPP-2019 | West | Phase 3 | Network Resource Interconnection Service (NRIS) | 40 | 40 | Not Started | 0 | 0 | 0 | 0
MISO |  |  |  | 2019-04-28T04:00:00+00:00 | Done |  | Photovoltaic |  |  |  | Solar | [16 empty] | Lyon County | Kentucky |  |  | Barkley - Caldwell 161kV Line | 2022-09-01T04:00:00+00:00 | 2025-09-01T04:00:00+00:00 | [8 empty] | BIG RIVERS ELECTRIC CORPORATION | [23 empty] | J1231 |  |  | DPP-2019 | Central | GIA | Network Resource Interconnection Service (NRIS) | 125 | 125 | Not Started | 125 | 125 | 125 | 125
MISO |  |  |  | 2019-04-29T04:00:00+00:00 | Done |  | Photovoltaic |  |  |  | Solar | [16 empty] | Coles County | Illinois |  |  | Chesterville - Mattoon West 138kV Line | 2022-07-01T04:00:00+00:00 | 2025-07-01T04:00:00+00:00 | [8 empty] | AMEREN ILLINOIS | [23 empty] | J1232 |  |  | DPP-2019 | Central | GIA | Network Resource Interconnection Service (NRIS) | 99 | 99 | Not Started | 99 | 99 | 99 | 99
MISO |  |  |  | 2019-04-29T04:00:00+00:00 | Withdrawn |  | Battery Storage |  |  |  | Battery Storage | [16 empty] | Pike County | Indiana |  |  | Cato 138 kV Substation | 2023-10-30T04:00:00+00:00 | [9 empty] | Southern Indiana Gas & Electric Company d/b/a Vectren Energy Delivery of Indiana, Inc. | [23 empty] | J1233 | 2023-02-06T05:00:00+00:00 |  | DPP-2019 | Central | GIA | Network Resource Interconnection Service (NRIS) | 32.5 | 32.5 | Not Started | 32.5 | 32.5 | 32.5 | 32.5
MISO |  |  |  | 2019-04-29T04:00:00+00:00 | Done |  | Photovoltaic |  |  |  | Solar | [16 empty] | Knox County | Indiana |  |  | Edwardsport - Washington Mun, Linton 138kV Line | 2023-10-31T04:00:00+00:00 | 2023-09-15T04:00:00+00:00 | [8 empty] | DUKE ENERGY INDIANA, LLC | [23 empty] | J1234 |  |  | DPP-2019 | Central | GIA | Network Resource Interconnection Service (NRIS) | 100 | 100 | Not Started | 100 | 100 | 100 | 100
MISO |  |  |  | 2019-04-29T04:00:00+00:00 | Done |  | Photovoltaic |  |  |  | Solar | [16 empty] | Knox County | Indiana |  |  | Edwardsport - Washington Mun, Linton 138kV Line | 2023-10-31T04:00:00+00:00 | 2023-09-15T04:00:00+00:00 | [8 empty] | DUKE ENERGY INDIANA, LLC | [23 empty] | J1235 |  |  | DPP-2019 | Central | GIA | Network Resource Interconnection Service (NRIS) | 50 | 50 | Not Started | 50 | 50 | 50 | 50
MISO |  |  |  | 2019-04-29T04:00:00+00:00 | Withdrawn |  | Battery Storage |  |  |  | Battery Storage | [16 empty] | St. Landry Parish | Louisiana |  |  | Ville Platte - West Form 230 kV Line Tap | 2022-10-30T04:00:00+00:00 | [9 empty] | CLECO POWER LLC | [23 empty] | J1236 | 2020-08-04T04:00:00+00:00 |  | DPP-2019 | South | Phase 3 | Network Resource Interconnection Service (NRIS) | 50 | 50 | Not Started | 0 | 0 | 0 | 0
MISO |  |  |  | 2019-04-29T04:00:00+00:00 | Withdrawn |  | Photovoltaic |  |  |  | Solar | [16 empty] | Washtenaw County | Michigan |  |  | Majestic - Milan 345kV Line | 2022-09-01T04:00:00+00:00 | [9 empty] | ITC MIDWEST | [23 empty] | J1237 | 2020-01-03T05:00:00+00:00 |  | DPP-2019 | East (ITC) | Phase 3 | Network Resource Interconnection Service (NRIS) | 175 | 175 | Not Started | 0 | 0 | 0 | 0
MISO |  |  |  | 2019-04-29T04:00:00+00:00 | Withdrawn |  | Battery Storage |  |  |  | Battery Storage | [16 empty] | Rapides Parish | Louisiana |  |  | Rapides - Rodemacher 230 kV Line Tap | 2022-10-30T04:00:00+00:00 | [9 empty] | CLECO POWER LLC | [23 empty] | J1238 | 2020-08-04T04:00:00+00:00 |  | DPP-2019 | South | Phase 3 | Network Resource Interconnection Service (NRIS) | 50 | 50 | Not Started | 0 | 0 | 0 | 0
MISO |  |  |  | 2019-04-29T04:00:00+00:00 | Done |  | Photovoltaic |  |  |  | Solar | [16 empty] | Ouachita Parish | Louisiana |  |  | Rilla 115 kV Substation | 2023-04-01T04:00:00+00:00 | 2024-10-15T04:00:00+00:00 | [8 empty] | ENTERGY LOUISIANA, LLC | [23 empty] | J1239 |  | 2021-11-29T05:00:00+00:00 | DPP-2019 | South | Phase 3 | Energy Resource Interconnection Service (ERIS) | 100 | 100 | Under Construction | 100 | 70 | 100 | 0
MISO |  |  |  | 2019-04-29T04:00:00+00:00 | Withdrawn |  | Photovoltaic |  |  |  | Solar | [16 empty] | Audrain County | Missouri |  |  | Spencer Creek 345kV Substation | 2022-09-01T04:00:00+00:00 | [9 empty] | Ameren Missouri | [23 empty] | J1240 | 2019-11-01T04:00:00+00:00 |  | DPP-2019 | Central | GIA | Network Resource Interconnection Service (NRIS) | 135 | 135 | Not Started | 0 | 0 | 0 | 0
MISO |  |  |  | 2019-04-29T04:00:00+00:00 | Done |  | Photovoltaic |  |  |  | Solar | [16 empty] | Jefferson County | Illinois |  |  | West Mt Vernon - Xenia 345kV Line | 2022-09-01T04:00:00+00:00 | 2024-12-10T05:00:00+00:00 | [8 empty] | AMEREN ILLINOIS | [23 empty] | J1241 |  |  | DPP-2019 | Central | GIA | Network Resource Interconnection Service (NRIS) | 200 | 200 | Not Started | 165 | 165 | 165 | 165
MISO |  |  |  | 2019-04-29T04:00:00+00:00 | Withdrawn |  | Photovoltaic |  |  |  | Solar | [16 empty] | Hancock County | Illinois |  |  | Hamilton Line 796 Tap to Audrian 69kV Line | 2022-05-15T04:00:00+00:00 | [9 empty] | AMEREN ILLINOIS | [23 empty] | J1242 | 2021-08-05T04:00:00+00:00 |  | DPP-2019 | Central | GIA | External Network Resource Interconnection Service (E-NRIS) | 25 | 25 | Not Started | 0 | 0 | 0 | 0
MISO |  |  |  | 2019-04-29T04:00:00+00:00 | Withdrawn |  | Photovoltaic |  |  |  | Solar | [16 empty] | McDonough County | Illinois |  |  | Macomb West #2 - Blandlnsville Tap 69kV Line | 2022-05-15T04:00:00+00:00 | [9 empty] | AMEREN ILLINOIS | [23 empty] | J1243 | 2021-08-05T04:00:00+00:00 |  | DPP-2019 | Central | GIA | External Network Resource Interconnection Service (E-NRIS) | 25 | 25 | Not Started | 0 | 0 | 0 | 0
MISO |  |  |  | 2019-04-29T04:00:00+00:00 | Withdrawn |  | Wind Turbine |  |  |  | Wind | [16 empty] | Houghton County | Michigan |  |  | Winona - Toivola - Portage Tap - Atlantic Mine 69kV Line | 2021-09-15T04:00:00+00:00 | [9 empty] | American Transmission Co. LLC | [23 empty] | J1244 | 2022-03-08T05:00:00+00:00 |  | DPP-2019 | East (ATC) | Phase 3 | Network Resource Interconnection Service (NRIS) | 38.4 | 38.4 | Not Started | 38.4 | 38.4 | 0 | 0
MISO |  |  |  | 2019-04-29T04:00:00+00:00 | Withdrawn |  | Battery Storage |  |  |  | Battery Storage | [16 empty] | Arkansas County | Arkansas |  |  | Stuttgart Ricuskey - Woodward 230 kV | 2022-10-30T04:00:00+00:00 | [9 empty] | ENTERGY ARKANSAS, LLC | [23 empty] | J1245 | 2020-08-04T04:00:00+00:00 |  | DPP-2019 | South | Phase 3 | Network Resource Interconnection Service (NRIS) | 50 | 50 | Not Started | 0 | 0 | 0 | 0
MISO |  |  |  | 2019-04-29T04:00:00+00:00 | Done |  | Combined Cycle |  |  |  | Gas | [16 empty] | Iberville Parish | Louisiana |  |  | Bayou Labutte 500kV Substation | 2023-10-31T04:00:00+00:00 | 2025-09-20T04:00:00+00:00 | [8 empty] | ENTERGY LOUISIANA, LLC | [23 empty] | J1246 |  | 2022-04-06T04:00:00+00:00 | DPP-2019 | South | Phase 3 | Network Resource Interconnection Service (NRIS) | 725.2 | 725.2 | Not Started | 705 | 705 | 705.2 | 705.2
MISO |  |  |  | 2019-04-29T04:00:00+00:00 | Done |  | Co-gen |  |  |  | Waste Heat Recovery | [16 empty] | St. Mary,St. Mary Parish | Louisiana |  |  | Ivanhoe 138kV Substation | 2020-08-01T04:00:00+00:00 | 2021-10-31T04:00:00+00:00 | [8 empty] | CLECO POWER LLC | [23 empty] | J1247 |  | 2022-05-31T04:00:00+00:00 | DPP-2019 | South | Phase 3 | Energy Resource Interconnection Service (ERIS) | 16.98 | 16.98 | Under Construction | 30.98 | 0 | 30.98 | 0
MISO |  |  |  | 2019-04-29T04:00:00+00:00 | Done |  | Photovoltaic |  |  |  | Solar | [16 empty] | Calhoun County | Michigan |  |  | Marshall - Black Stone 138 kV line | 2021-08-01T04:00:00+00:00 | 2025-09-01T04:00:00+00:00 | [8 empty] | METC | [23 empty] | J1248 |  | 2022-08-17T04:00:00+00:00 | DPP-2019 | East (ITC) | Phase 3 | Network Resource Interconnection Service (NRIS) | 100 | 100 | Not Started | 100 | 100 | 100 | 100
MISO |  |  |  | 2019-04-29T04:00:00+00:00 | Done |  | Combined Cycle |  |  |  | Gas | [16 empty] | Lamar County | Mississippi |  |  | Morrow 161 kV Substation | 2022-03-01T05:00:00+00:00 | 2022-07-24T04:00:00+00:00 | [8 empty] | COOPERATIVE ENERGY | [23 empty] | J1249 |  | 2022-01-20T05:00:00+00:00 | DPP-2019 | South | Phase 3 | Network Resource Interconnection Service (NRIS) | 600 | 600 | In Service | 600 | 600 | 600 | 600
MISO |  |  |  | 2019-04-29T04:00:00+00:00 | Withdrawn |  | Battery Storage |  |  |  | Battery Storage | [16 empty] | Clay County | Arkansas |  |  | Datto-Corning North 161 kV line | 2022-10-30T04:00:00+00:00 | [9 empty] | ENTERGY ARKANSAS, LLC | [23 empty] | J1250 | 2020-08-04T04:00:00+00:00 |  | DPP-2019 | South | Phase 3 | Network Resource Interconnection Service (NRIS) | 35 | 35 | Not Started | 0 | 0 | 0 | 0
MISO |  |  |  | 2019-04-29T04:00:00+00:00 | Done |  | Photovoltaic |  |  |  | Solar | [16 empty] | Marquette County | Michigan |  |  | Arnold - Perkins 138 kV Line Tap | 2022-10-30T04:00:00+00:00 | 2025-06-12T04:00:00+00:00 | [8 empty] | American Transmission Co. LLC | [23 empty] | J1251 |  | 2022-09-08T04:00:00+00:00 | DPP-2019 | East (ATC) | Phase 3 | Network Resource Interconnection Service (NRIS) | 100 | 100 | Under Construction | 100 | 100 | 100 | 80
MISO |  |  |  | 2019-04-29T04:00:00+00:00 | Withdrawn |  | Battery Storage |  |  |  | Battery Storage | [16 empty] | Marquette County | Michigan |  |  | Arnold - Perkins 138 kV Line Tap | 2022-10-30T04:00:00+00:00 | [9 empty] | American Transmission Co. LLC | [23 empty] | J1252 | 2021-02-08T05:00:00+00:00 |  | DPP-2019 | East (ATC) | Phase 3 | Network Resource Interconnection Service (NRIS) | 20 | 20 | Not Started | 0 | 0 | 0 | 0
MISO |  |  |  | 2019-04-29T04:00:00+00:00 | Done |  | Photovoltaic |  |  |  | Solar | [16 empty] | Fond du Lac County | Wisconsin |  |  | South Fond Du Lac to Fitzgerald 345 kV line | 2021-08-01T04:00:00+00:00 | 2024-08-01T04:00:00+00:00 | [8 empty] | American Transmission Co. LLC | [23 empty] | J1253 |  |  | DPP-2019 | East (ATC) | Phase 3 | Network Resource Interconnection Service (NRIS) | 100 | 100 | Not Started | 100 | 100 | 100 | 100
MISO |  |  |  | 2019-04-29T04:00:00+00:00 | Withdrawn |  | Photovoltaic |  |  |  | Solar | [16 empty] | Knox County | Indiana |  |  | Merom - Gibson - Wheatland 345kV Line | 2023-10-31T04:00:00+00:00 | [9 empty] | DUKE ENERGY INDIANA, LLC | [23 empty] | J1254 | 2021-08-05T04:00:00+00:00 |  | DPP-2019 | Central | GIA | Network Resource Interconnection Service (NRIS) | 150 | 150 | Not Started | 0 | 0 | 0 | 0
MISO |  |  |  | 2019-04-29T04:00:00+00:00 | Done |  | Photovoltaic |  |  |  | Solar | [16 empty] | Ionia County | Michigan |  |  | Marquette - Vergennes 138 kV Line Tap | 2022-10-30T04:00:00+00:00 | 2025-10-30T04:00:00+00:00 | [8 empty] | METC | [23 empty] | J1255 |  | 2022-10-31T04:00:00+00:00 | DPP-2019 | East (ITC) | Phase 3 | Network Resource Interconnection Service (NRIS) | 200 | 200 | Under Construction | 100 | 100 | 100 | 100
MISO |  |  |  | 2019-04-29T04:00:00+00:00 | Withdrawn |  | Photovoltaic |  |  |  | Solar | [16 empty] | Washtenaw County | Michigan |  |  | Dorset 120 kV Substation | 2022-10-30T04:00:00+00:00 | [9 empty] | ITC MIDWEST | [23 empty] | J1256 | 2020-05-06T04:00:00+00:00 |  | DPP-2019 | East (ITC) | Phase 3 | Network Resource Interconnection Service (NRIS) | 150 | 150 | Not Started | 0 | 0 | 0 | 0
MISO |  |  |  | 2019-04-29T04:00:00+00:00 | Done |  | Battery Storage |  |  |  | Battery Storage | [16 empty] | Tangipahoa Parish | Louisiana |  |  | Chicken Farm - Amite 115 kV Line | 2022-10-30T04:00:00+00:00 | 2024-09-24T04:00:00+00:00 | [8 empty] | ENTERGY LOUISIANA, LLC | [23 empty] | J1257 |  | 2021-11-30T05:00:00+00:00 | DPP-2019 | South | Phase 3 | Network Resource Interconnection Service (NRIS) | 20 | 20 | Under Construction | 20 | 20 | 20 | 20
MISO |  |  |  | 2019-04-29T04:00:00+00:00 | Done |  | Photovoltaic |  |  |  | Solar | [16 empty] | Lonoke County | Arkansas |  |  | KEO EHV 500 kV Substation | 2023-10-30T04:00:00+00:00 | 2024-10-15T04:00:00+00:00 | [8 empty] | ENTERGY ARKANSAS, LLC | [23 empty] | J1258 |  | 2021-11-29T05:00:00+00:00 | DPP-2019 | South | Phase 3 | Network Resource Interconnection Service (NRIS) | 50 | 50 | Not Started | 50 | 50 | 50 | 50
MISO |  |  |  | 2019-04-29T04:00:00+00:00 | Withdrawn |  | Battery Storage |  |  |  | Battery Storage | [16 empty] | Pike County | Mississippi |  |  | Colonial Pipeline - Kentwood 115 kV Line | 2022-10-30T04:00:00+00:00 | [9 empty] | ENTERGY MISSISSIPPI, LLC | [23 empty] | J1259 | 2020-08-04T04:00:00+00:00 |  | DPP-2019 | South | Phase 3 | Network Resource Interconnection Service (NRIS) | 50 | 50 | Not Started | 0 | 0 | 0 | 0
MISO |  |  |  | 2019-04-29T04:00:00+00:00 | Withdrawn |  | Photovoltaic |  |  |  | Solar | [16 empty] | Desha County | Arkansas |  |  | Dumas - Reed 115kV Line | 2021-10-01T04:00:00+00:00 | [9 empty] | ENTERGY ARKANSAS, LLC | [23 empty] | J1260 | 2020-08-05T04:00:00+00:00 |  | DPP-2019 | South | Phase 3 | Network Resource Interconnection Service (NRIS) | 164 | 164 | Not Started | 0 | 0 | 0 | 0
MISO |  |  |  | 2019-04-29T04:00:00+00:00 | Withdrawn |  | Photovoltaic |  |  |  | Solar | [16 empty] | Monroe County | Arkansas |  |  | Clarendon - Brinkley East 115kV Line | 2021-10-01T04:00:00+00:00 | [9 empty] | ENTERGY ARKANSAS, LLC | [23 empty] | J1261 | 2020-08-05T04:00:00+00:00 |  | DPP-2019 | South | Phase 3 | Network Resource Interconnection Service (NRIS) | 90 | 90 | Not Started | 0 | 0 | 0 | 0
MISO |  |  |  | 2019-04-29T04:00:00+00:00 | Active |  | Combined Cycle |  |  |  | Gas | [16 empty] | Wayne County | Michigan |  |  | Waterman 120kV Substation | 2019-06-01T04:00:00+00:00 | [9 empty] | ITC MIDWEST | [23 empty] | J1262 |  | 2022-08-17T04:00:00+00:00 | DPP-2019 | East (ITC) | Phase 3 | Energy Resource Interconnection Service (ERIS) | 25 | 25 | Not Started | 25 | 0 | 25 | 0
MISO |  |  |  | 2019-04-29T04:00:00+00:00 | Done |  | Solar/Battery |  |  |  | Hybrid | [16 empty] | Clark County | Illinois |  |  | Casey - Kansas West 345kV Line | 2022-01-01T05:00:00+00:00 | 2025-01-01T05:00:00+00:00 | [8 empty] | AMEREN ILLINOIS | [23 empty] | J1263 |  |  | DPP-2019 | Central | GIA | Network Resource Interconnection Service (NRIS) | 408.6 | 408.6 | Not Started | 408.6 | 408.6 | 408.6 | 408.6
MISO |  |  |  | 2019-04-29T04:00:00+00:00 | Withdrawn |  | Combustion Turbine (Simple Cycle) |  |  |  | Gas | [16 empty] | Schoolcraft County | Michigan |  |  | Blaney Park - Engadine - Hiawatha - Alger - Munising 69kV Line | 2021-09-01T04:00:00+00:00 | [9 empty] | American Transmission Co. LLC | [23 empty] | J1264 | 2020-05-11T04:00:00+00:00 |  | DPP-2019 | East (ATC) | Phase 3 | Network Resource Interconnection Service (NRIS) | 20 | 20 | Not Started | 0 | 0 | 0 | 0
MISO |  |  |  | 2019-04-29T04:00:00+00:00 | Withdrawn |  | Photovoltaic |  |  |  | Solar | [16 empty] | LaGrange County | Indiana |  |  | Wolcottville - South Milford 69kV Line | 2022-07-01T04:00:00+00:00 | [9 empty] | NORTHERN INDIANA PUBLIC SERVICE COMPANY LLC | [23 empty] | J1265 | 2023-01-31T05:00:00+00:00 |  | DPP-2019 | Central | GIA | Network Resource Interconnection Service (NRIS) | 43 | 43 | Not Started | 43 | 43 | 43 | 43
MISO |  |  |  | 2019-04-29T04:00:00+00:00 | Done |  | Photovoltaic |  |  |  | Solar | [16 empty] | Marion County | Illinois |  |  | Kinmundy - Salem 138kV Line | 2022-07-01T04:00:00+00:00 | 2025-07-01T04:00:00+00:00 | [8 empty] | AMEREN ILLINOIS | [23 empty] | J1266 |  |  | DPP-2019 | Central | GIA | Network Resource Interconnection Service (NRIS) | 99 | 99 | Not Started | 99 | 99 | 99 | 99
MISO |  |  |  | 2019-04-29T04:00:00+00:00 | Withdrawn |  | Photovoltaic |  |  |  | Solar | [16 empty] | Cross County | Arkansas |  |  | Fisher - Cherry Valley 161kV Line | 2022-05-01T04:00:00+00:00 | [9 empty] | ENTERGY ARKANSAS, LLC | [23 empty] | J1267 | 2020-08-06T04:00:00+00:00 |  | DPP-2019 | South | Phase 3 | Network Resource Interconnection Service (NRIS) | 135 | 135 | Not Started | 0 | 0 | 0 | 0
MISO |  |  |  | 2019-04-29T04:00:00+00:00 | Done |  | Photovoltaic |  |  |  | Solar | [16 empty] | Lincoln County | Missouri |  |  | Pike - Troy 161kV Line | 2022-11-30T05:00:00+00:00 | 2023-12-01T05:00:00+00:00 | [8 empty] | Ameren Missouri | [23 empty] | J1268 |  |  | DPP-2019 | Central | GIA | Network Resource Interconnection Service (NRIS) | 150 | 150 | Not Started | 150 | 88 | 150 | 70
MISO |  |  |  | 2019-04-29T04:00:00+00:00 | Active |  | Solar/Battery |  |  |  | Hybrid | [16 empty] | Warrick County | Indiana |  |  | Elliott 69kV Substation | 2022-07-01T04:00:00+00:00 | 2025-07-01T04:00:00+00:00 | [8 empty] | Southern Indiana Gas & Electric Company d/b/a Vectren Energy Delivery of Indiana, Inc. | [23 empty] | J1269 |  |  | DPP-2019 | Central | GIA | Energy Resource Interconnection Service (ERIS) | 100 | 100 | Under Construction | 100 | 47.6 | 100 | 0
MISO |  |  |  | 2019-04-29T04:00:00+00:00 | Done |  | Wind Turbine |  |  |  | Wind | [16 empty] | Palo Alto County | Iowa |  |  | Kossuth - O'Brien 345 kV Line Tap | 2023-09-29T04:00:00+00:00 | 2024-10-19T04:00:00+00:00 | [8 empty] | MIDAMERICAN ENERGY COMPANY | [23 empty] | J1270 |  |  | DPP-2019 | West | Phase 3 | Network Resource Interconnection Service (NRIS) | 200 | 200 | Not Started | 200 | 200 | 200 | 0
MISO |  |  |  | 2019-04-29T04:00:00+00:00 | Withdrawn |  | Battery Storage |  |  |  | Battery Storage | [16 empty] | Vanderburgh County | Indiana |  |  | Oak Grove 138kV Substation | 2022-07-01T04:00:00+00:00 | [9 empty] | Southern Indiana Gas & Electric Company d/b/a Vectren Energy Delivery of Indiana, Inc. | [23 empty] | J1271 | 2021-08-05T04:00:00+00:00 |  | DPP-2019 | Central | GIA | Network Resource Interconnection Service (NRIS) | 100 | 100 | Not Started | 0 | 0 | 0 | 0
MISO |  |  |  | 2019-04-29T04:00:00+00:00 | Done |  | Battery Storage |  |  |  | Battery Storage | [16 empty] | Vanderburgh County | Indiana |  |  | Angel Mound 138kV Substation | 2022-07-01T04:00:00+00:00 | 2025-07-01T04:00:00+00:00 | [8 empty] | Southern Indiana Gas & Electric Company d/b/a Vectren Energy Delivery of Indiana, Inc. | [23 empty] | J1272 |  | 2022-09-02T04:00:00+00:00 | DPP-2019 | Central | GIA | Energy Resource Interconnection Service (ERIS) | 50 | 50 | Under Construction | 50 | 23.6 | 50 | 0
MISO |  |  |  | 2019-04-29T04:00:00+00:00 | Withdrawn |  | Photovoltaic |  |  |  | Solar | [16 empty] | Marshall County,Starke County | Indiana |  |  | Burr Oak - East Winnamac 138 kV Line Tap | 2023-09-29T04:00:00+00:00 | [9 empty] | NORTHERN INDIANA PUBLIC SERVICE COMPANY LLC | [23 empty] | J1273 | 2019-11-05T05:00:00+00:00 |  | DPP-2019 | Central | GIA | Network Resource Interconnection Service (NRIS) | 100 | 100 | Not Started | 0 | 0 | 0 | 0
MISO |  |  |  | 2019-04-29T04:00:00+00:00 | Withdrawn |  | Solar/Battery |  |  |  | Hybrid | [16 empty] | Posey County | Indiana |  |  | Point 69kV Substation | 2022-07-01T04:00:00+00:00 | [9 empty] | Southern Indiana Gas & Electric Company d/b/a Vectren Energy Delivery of Indiana, Inc. | [23 empty] | J1274 | 2021-08-05T04:00:00+00:00 |  | DPP-2019 | Central | GIA | Network Resource Interconnection Service (NRIS) | 100 | 100 | Not Started | 0 | 0 | 0 | 0
MISO |  |  |  | 2019-04-29T04:00:00+00:00 | Withdrawn |  | Photovoltaic |  |  |  | Solar | [16 empty] | Henderson County | Kentucky |  |  | Henderson 161 kV Substation | 2023-10-30T04:00:00+00:00 | [9 empty] | BIG RIVERS ELECTRIC CORPORATION | [23 empty] | J1275 | 2021-08-05T04:00:00+00:00 |  | DPP-2019 | Central | GIA | Network Resource Interconnection Service (NRIS) | 100 | 100 | Not Started | 0 | 0 | 0 | 0
MISO |  |  |  | 2019-04-29T04:00:00+00:00 | Withdrawn |  | Solar/Battery |  |  |  | Hybrid | [16 empty] | Posey County | Indiana |  |  | Point 69kV Substation | 2022-07-01T04:00:00+00:00 | [9 empty] | Southern Indiana Gas & Electric Company d/b/a Vectren Energy Delivery of Indiana, Inc. | [23 empty] | J1276 | 2023-03-07T05:00:00+00:00 |  | DPP-2019 | Central | GIA | Energy Resource Interconnection Service (ERIS) | 100 | 100 | Not Started | 100 | 47.1 | 100 | 0
MISO |  |  |  | 2019-04-29T04:00:00+00:00 | Withdrawn |  | Photovoltaic |  |  |  | Solar | [16 empty] | Liberty County | Texas |  |  | Pintail 138 kV Substation | 2022-10-30T04:00:00+00:00 | [9 empty] | ENTERGY TEXAS, INC. | [23 empty] | J1277 | 2020-08-04T04:00:00+00:00 |  | DPP-2019 | South | Phase 3 | Network Resource Interconnection Service (NRIS) | 130 | 130 | Not Started | 0 | 0 | 0 | 0
MISO |  |  |  | 2019-04-29T04:00:00+00:00 | Withdrawn |  | Photovoltaic |  |  |  | Solar | [16 empty] | Polk County | Texas |  |  | Corrigan Bulk - Staley 138kV Line | 2022-03-01T05:00:00+00:00 | [9 empty] | ENTERGY TEXAS, INC. | [23 empty] | J1278 | 2020-08-05T04:00:00+00:00 |  | DPP-2019 | South | Phase 3 | Network Resource Interconnection Service (NRIS) | 100 | 100 | Not Started | 0 | 0 | 0 | 0
MISO |  |  |  | 2019-04-29T04:00:00+00:00 | Withdrawn |  | Photovoltaic |  |  |  | Solar | [16 empty] | Hardin County | Texas |  |  | Rye - Cypress 138kV Line | 2022-03-01T05:00:00+00:00 | [9 empty] | ENTERGY TEXAS, INC. | [23 empty] | J1279 | 2021-03-18T04:00:00+00:00 |  | DPP-2019 | South | Phase 3 | Network Resource Interconnection Service (NRIS) | 100 | 100 | Not Started | 100 | 100 | 0 | 0
MISO |  |  |  | 2019-04-29T04:00:00+00:00 | Withdrawn |  | Photovoltaic |  |  |  | Solar | [16 empty] | Monroe County | Arkansas |  |  | Brinkley East - Clarendon 115kV Line | 2022-03-01T05:00:00+00:00 | [9 empty] | ENTERGY ARKANSAS, LLC | [23 empty] | J1280 | 2020-08-05T04:00:00+00:00 |  | DPP-2019 | South | Phase 3 | Network Resource Interconnection Service (NRIS) | 100 | 100 | Not Started | 0 | 0 | 0 | 0
MISO |  |  |  | 2019-04-29T04:00:00+00:00 | Done |  | Photovoltaic |  |  |  | Solar | [16 empty] | Ashley County | Arkansas |  |  | Crossett - Monticello East 115kV Line | 2022-03-01T05:00:00+00:00 | 2024-10-31T04:00:00+00:00 | [8 empty] | ENTERGY ARKANSAS, LLC | [23 empty] | J1281 |  |  | DPP-2019 | South | Phase 3 | Network Resource Interconnection Service (NRIS) | 75 | 75 | Not Started | 75 | 75 | 75 | 75
MISO |  |  |  | 2019-04-29T04:00:00+00:00 | Withdrawn |  | Photovoltaic |  |  |  | Solar | [16 empty] | Beauregard Parish | Louisiana |  |  | Cooper - Penton Road 230kV Line | 2022-03-01T05:00:00+00:00 | [9 empty] | CLECO POWER LLC | [23 empty] | J1282 | 2021-03-18T04:00:00+00:00 |  | DPP-2019 | South | Phase 3 | Network Resource Interconnection Service (NRIS) | 200 | 200 | Not Started | 200 | 200 | 0 | 0
MISO |  |  |  | 2019-04-29T04:00:00+00:00 | Withdrawn |  | Co-gen |  |  |  | Waste Heat Recovery | [16 empty] | Jefferson County | Arkansas |  |  | White Bluff - Arsenal C and White Bluff - Arsenal D 115kV Line | 2023-03-01T05:00:00+00:00 | [9 empty] | ENTERGY ARKANSAS, LLC | [23 empty] | J1283 | 2019-09-05T04:00:00+00:00 |  | DPP-2019 | South | Phase 3 | Network Resource Interconnection Service (NRIS) | 269.99 | 269.99 | Not Started | 0 | 0 | 0 | 0
MISO |  |  |  | 2019-04-29T04:00:00+00:00 | Withdrawn |  | Photovoltaic |  |  |  | Solar | [16 empty] | Linn County | Iowa |  |  | Duane Arnold - Tiffin (MEC) 345 kV Line Tap | 2023-10-30T04:00:00+00:00 | [9 empty] | ITC MIDWEST | [23 empty] | J1284 | 2021-03-24T04:00:00+00:00 |  | DPP-2019 | West | Phase 3 | Network Resource Interconnection Service (NRIS) | 250 | 250 | Not Started | 0 | 0 | 0 | 0
MISO |  |  |  | 2019-04-29T04:00:00+00:00 | Withdrawn |  | Battery Storage |  |  |  | Battery Storage | [16 empty] | Linn County | Iowa |  |  | Duane Arnold - Tiffin (MEC) 345 kV Line Tap | 2023-10-30T04:00:00+00:00 | [9 empty] | ITC MIDWEST | [23 empty] | J1285 | 2021-03-24T04:00:00+00:00 |  | DPP-2019 | West | Phase 3 | Network Resource Interconnection Service (NRIS) | 50 | 50 | Not Started | 0 | 0 | 0 | 0
MISO |  |  |  | 2019-04-29T04:00:00+00:00 | Done |  | Photovoltaic |  |  |  | Solar | [16 empty] | Evangeline Parish | Louisiana |  |  | Manuel 138 kV Substation | 2022-10-30T04:00:00+00:00 | 2025-04-01T04:00:00+00:00 | [8 empty] | CLECO POWER LLC | [23 empty] | J1286 |  | 2021-11-29T05:00:00+00:00 | DPP-2019 | South | Phase 3 | Energy Resource Interconnection Service (ERIS) | 150 | 150 | Under Construction | 125 | 125 | 125 | 0
MISO |  |  |  | 2019-04-29T04:00:00+00:00 | Withdrawn |  | Photovoltaic |  |  |  | Solar | [16 empty] | Tunica County | Mississippi |  |  | Tunica - Crenshaw 115kV Line | 2022-07-01T04:00:00+00:00 | [9 empty] | ENTERGY MISSISSIPPI, LLC | [23 empty] | J1287 | 2020-08-05T04:00:00+00:00 |  | DPP-2019 | South | Phase 3 | Network Resource Interconnection Service (NRIS) | 50 | 50 | Not Started | 0 | 0 | 0 | 0
MISO |  |  |  | 2019-04-29T04:00:00+00:00 | Withdrawn |  | Combined Cycle |  |  |  | Gas | [16 empty] | Vermillion County | Indiana |  |  | Cayuga - Sugar Creek 345kVLine | 2023-08-01T04:00:00+00:00 | [9 empty] | DUKE ENERGY INDIANA, LLC | [23 empty] | J1288 | 2020-04-16T04:00:00+00:00 |  | DPP-2019 | Central | GIA | Network Resource Interconnection Service (NRIS) | 606.7 | 667.2 | Not Started | 0 | 0 | 0 | 0
MISO |  |  |  | 2019-04-29T04:00:00+00:00 | Done |  | Wind Turbine |  |  |  | Wind | [16 empty] | Morgan County | Illinois |  |  | Turner - Austin 345kV Line | 2022-04-20T04:00:00+00:00 | 2024-11-01T04:00:00+00:00 | [8 empty] | AMEREN ILLINOIS | [23 empty] | J1289 |  |  | DPP-2019 | Central | GIA | Network Resource Interconnection Service (NRIS) | 200 | 200 | Not Started | 200 | 200 | 200 | 200
MISO |  |  |  | 2019-04-29T04:00:00+00:00 | Withdrawn |  | Battery Storage |  |  |  | Battery Storage | [16 empty] | Evangeline Parish | Louisiana |  |  | Manuel 138 kV Substation | 2022-10-30T04:00:00+00:00 | [9 empty] | CLECO POWER LLC | [23 empty] | J1290 | 2020-08-04T04:00:00+00:00 |  | DPP-2019 | South | Phase 3 | Network Resource Interconnection Service (NRIS) | 25 | 25 | Not Started | 0 | 0 | 0 | 0
MISO |  |  |  | 2019-04-29T04:00:00+00:00 | Withdrawn |  | Photovoltaic |  |  |  | Solar | [16 empty] | Catahoula Parish | Louisiana |  |  | Standard - Red Gum 115 kV Line Tap | 2022-10-30T04:00:00+00:00 | [9 empty] | ENTERGY LOUISIANA, LLC | [23 empty] | J1291 | 2020-01-14T05:00:00+00:00 |  | DPP-2019 | South | Phase 3 | Network Resource Interconnection Service (NRIS) | 100 | 100 | Not Started | 0 | 0 | 0 | 0
MISO |  |  |  | 2019-04-29T04:00:00+00:00 | Done |  | Wind Turbine |  |  |  | Wind | [16 empty] | Ionia County | Michigan |  |  | Thompson Road 138kV Substation | 2021-05-01T04:00:00+00:00 | 2024-09-01T04:00:00+00:00 | [8 empty] | METC | [23 empty] | J1292 |  | 2022-08-17T04:00:00+00:00 | DPP-2019 | East (ITC) | Phase 3 | Energy Resource Interconnection Service (ERIS) | 198 | 198 | Not Started | 198 | 198 | 198 | 0
MISO |  |  |  | 2019-04-29T04:00:00+00:00 | Withdrawn |  | Battery Storage |  |  |  | Battery Storage | [16 empty] | Lee County | Arkansas |  |  | Brinkley East - Moro 115 kV Line Tap | 2022-10-30T04:00:00+00:00 | [9 empty] | ENTERGY ARKANSAS, LLC | [23 empty] | J1293 | 2020-08-04T04:00:00+00:00 |  | DPP-2019 | South | Phase 3 | Network Resource Interconnection Service (NRIS) | 25 | 25 | Not Started | 0 | 0 | 0 | 0
MISO |  |  |  | 2019-04-29T04:00:00+00:00 | Done |  | Photovoltaic |  |  |  | Solar | [16 empty] | Sunflower County | Mississippi |  |  | Indianola - Cleveland 115kV Line | 2022-06-01T04:00:00+00:00 | 2023-12-31T05:00:00+00:00 | [8 empty] | ENTERGY MISSISSIPPI, LLC | [23 empty] | J1294 |  | 2022-01-25T05:00:00+00:00 | DPP-2019 | South | Phase 3 | Network Resource Interconnection Service (NRIS) | 99 | 99 | Under Construction | 99 | 99 | 99 | 99
MISO |  |  |  | 2019-04-29T04:00:00+00:00 | Active |  | Photovoltaic |  |  |  | Solar | [16 empty] | Gibson County | Indiana |  |  | Gibson - Francisco 345kV Line | 2023-02-28T05:00:00+00:00 | 2023-12-31T05:00:00+00:00 | [8 empty] | DUKE ENERGY INDIANA, LLC | [23 empty] | J1295 |  |  | DPP-2019 | Central | GIA | Network Resource Interconnection Service (NRIS) | 280 | 280 | Under Construction | 280 | 280 | 280 | 280
MISO |  |  |  | 2019-04-29T04:00:00+00:00 | Withdrawn |  | Photovoltaic |  |  |  | Solar | [16 empty] | Gibson County | Indiana |  |  | Francisco 138kV Substation | 2022-12-01T05:00:00+00:00 | [9 empty] | Southern Indiana Gas & Electric Company d/b/a Vectren Energy Delivery of Indiana, Inc. | [23 empty] | J1296 | 2021-08-05T04:00:00+00:00 |  | DPP-2019 | Central | GIA | Network Resource Interconnection Service (NRIS) | 200 | 200 | Not Started | 0 | 0 | 0 | 0
MISO |  |  |  | 2019-04-29T04:00:00+00:00 | Done |  | Photovoltaic |  |  |  | Solar | [16 empty] | Shiawassee County | Michigan |  |  | Cornell - Bell Road 138 kV Line | 2021-12-01T05:00:00+00:00 | 2024-12-01T05:00:00+00:00 | [8 empty] | METC | [23 empty] | J1297 |  | 2022-08-17T04:00:00+00:00 | DPP-2019 | East (ITC) | Phase 3 | Network Resource Interconnection Service (NRIS) | 170 | 170 | Under Construction | 170 | 170 | 170 | 170
MISO |  |  |  | 2019-04-29T04:00:00+00:00 | Withdrawn |  | Photovoltaic |  |  |  | Solar | [16 empty] | Freeborn County | Minnesota |  |  | Hayward - Murphy Creek 161kV Line | 2021-12-01T05:00:00+00:00 | [9 empty] | SMMPA | [23 empty] | J1298 | 2023-02-02T05:00:00+00:00 |  | DPP-2019 | West | Phase 3 | Network Resource Interconnection Service (NRIS) | 150 | 150 | Not Started | 150 | 150 | 150 | 150
MISO |  |  |  | 2019-04-29T04:00:00+00:00 | Done |  | Photovoltaic |  |  |  | Solar | [16 empty] | Scott County | Missouri |  |  | Miner - Kelso 161kV Line | 2021-12-01T05:00:00+00:00 | 2025-04-30T04:00:00+00:00 | [8 empty] | Ameren Missouri | [23 empty] | J1299 |  |  | DPP-2019 | Central | GIA | Network Resource Interconnection Service (NRIS) | 200 | 200 | Under Construction | 149 | 149 | 149 | 149
MISO |  |  |  | 2019-04-29T04:00:00+00:00 | Withdrawn |  | Photovoltaic |  |  |  | Solar | [16 empty] | Nobles County | Minnesota |  |  | Brewster - Elk 161kV Line | 2021-12-01T05:00:00+00:00 | [9 empty] | ITC MIDWEST | [23 empty] | J1300 | 2021-03-24T04:00:00+00:00 |  | DPP-2019 | West | Phase 3 | Network Resource Interconnection Service (NRIS) | 120 | 120 | Not Started | 0 | 0 | 0 | 0
MISO |  |  |  | 2019-04-29T04:00:00+00:00 | Withdrawn |  | Photovoltaic |  |  |  | Solar | [16 empty] | Washington County | Illinois |  |  | Prest 138kV Switching Station | 2021-12-01T05:00:00+00:00 | [9 empty] | AMEREN ILLINOIS | [23 empty] | J1301 | 2021-08-05T04:00:00+00:00 |  | DPP-2019 | Central | GIA | Network Resource Interconnection Service (NRIS) | 150 | 150 | Not Started | 0 | 0 | 0 | 0
MISO |  |  |  | 2019-04-29T04:00:00+00:00 | Done |  | Photovoltaic |  |  |  | Solar | [16 empty] | Saline County | Illinois |  |  | Muddy - Norris City 138kV Line | 2022-12-01T05:00:00+00:00 | 2025-02-01T05:00:00+00:00 | [8 empty] | AMEREN ILLINOIS | [23 empty] | J1302 |  |  | DPP-2019 | Central | GIA | Network Resource Interconnection Service (NRIS) | 150 | 150 | Not Started | 150 | 150 | 150 | 150
MISO |  |  |  | 2019-04-29T04:00:00+00:00 | Done |  | Photovoltaic |  |  |  | Solar | [16 empty] | Jackson County | Illinois |  |  | Campbell Hill - Jackson 161kV Line | 2021-12-01T05:00:00+00:00 | 2026-06-01T04:00:00+00:00 | [8 empty] | Southern Illinois Power Cooperative | [23 empty] | J1303 |  |  | DPP-2019 | Central | GIA | Network Resource Interconnection Service (NRIS) | 150 | 150 | Not Started | 95 | 95 | 95 | 95
MISO |  |  |  | 2019-04-29T04:00:00+00:00 | Done |  | Photovoltaic |  |  |  | Solar | [16 empty] | Rock County | Wisconsin |  |  | Paddock - Townline Road 138kV Line | 2021-12-01T05:00:00+00:00 | 2023-08-11T04:00:00+00:00 | [8 empty] | American Transmission Co. LLC | [23 empty] | J1304 |  |  | DPP-2019 | East (ATC) | Phase 3 | Network Resource Interconnection Service (NRIS) | 65 | 65 | In Service | 65 | 65 | 65 | 65
MISO |  |  |  | 2019-04-29T04:00:00+00:00 | Done |  | Photovoltaic |  |  |  | Solar | [16 empty] | Green County | Wisconsin |  |  | Albany - Bass Creek 138kV Line | 2021-12-01T05:00:00+00:00 | 2023-05-05T04:00:00+00:00 | [8 empty] | American Transmission Co. LLC | [23 empty] | J1305 |  |  | DPP-2019 | East (ATC) | Phase 3 | Network Resource Interconnection Service (NRIS) | 49.9 | 49.9 | In Service | 49.9 | 49.9 | 49.9 | 49.9
MISO |  |  |  | 2019-04-29T04:00:00+00:00 | Active |  | Photovoltaic |  |  |  | Solar | [16 empty] | Perry County | Illinois |  |  | Commodore-Jordan 345kV Line | 2021-12-01T05:00:00+00:00 | [9 empty] | AMEREN ILLINOIS | [23 empty] | J1306 |  |  | DPP-2019 | Central | GIA | Network Resource Interconnection Service (NRIS) | 200 | 200 | Not Started | 200 | 200 | 200 | 200
MISO |  |  |  | 2019-04-29T04:00:00+00:00 | Withdrawn |  | Photovoltaic |  |  |  | Solar | [16 empty] | Eaton County | Michigan |  |  | Oneida - Battle Creek 345kV Line | 2022-12-01T05:00:00+00:00 | [9 empty] | METC | [23 empty] | J1307 | 2022-03-08T05:00:00+00:00 |  | DPP-2019 | East (ITC) | Phase 3 | Network Resource Interconnection Service (NRIS) | 150 | 150 | Not Started | 150 | 150 | 0 | 0
MISO |  |  |  | 2019-04-29T04:00:00+00:00 | Active |  | Photovoltaic |  |  |  | Solar | [16 empty] | Posey County | Indiana |  |  | AB Brown - Gibson 345kV Line | 2021-12-01T05:00:00+00:00 | 2024-04-01T04:00:00+00:00 | [8 empty] | Southern Indiana Gas & Electric Company d/b/a Vectren Energy Delivery of Indiana, Inc. | [23 empty] | J1308 |  |  | DPP-2019 | Central | GIA | Network Resource Interconnection Service (NRIS) | 300 | 300 | Not Started | 300 | 300 | 270 | 270
MISO |  |  |  | 2019-04-29T04:00:00+00:00 | Withdrawn |  | Photovoltaic |  |  |  | Solar | [16 empty] | Arkansas County | Arkansas |  |  | Gillett 115 kV Substation | 2021-09-30T04:00:00+00:00 | [9 empty] | ENTERGY ARKANSAS, LLC | [23 empty] | J1309 | 2019-09-12T04:00:00+00:00 |  | DPP-2019 | South | Phase 3 | Network Resource Interconnection Service (NRIS) | 129.9 | 129.9 | Not Started | 0 | 0 | 0 | 0
MISO |  |  |  | 2019-04-29T04:00:00+00:00 | Active |  | Photovoltaic |  |  |  | Solar | [16 empty] | Jackson County | Michigan |  |  | Blackstone - Marshall 138 kV Line | 2022-06-30T04:00:00+00:00 | 2024-10-01T04:00:00+00:00 | [8 empty] | METC | [23 empty] | J1310 |  | 2022-08-17T04:00:00+00:00 | DPP-2019 | East (ITC) | Phase 3 | Network Resource Interconnection Service (NRIS) | 125 | 125 | Under Construction | 125 | 125 | 125 | 125
MISO |  |  |  | 2019-04-29T04:00:00+00:00 | Active |  | Photovoltaic |  |  |  | Solar | [16 empty] | St. Clair County | Illinois |  |  | Fayetteville Bee Hollow Road 138 kV Substation | 2022-06-30T04:00:00+00:00 | 2025-06-30T04:00:00+00:00 | [8 empty] | AMEREN ILLINOIS | [23 empty] | J1311 |  |  | DPP-2019 | Central | GIA | Network Resource Interconnection Service (NRIS) | 150 | 150 | Not Started | 150 | 150 | 150 | 150
MISO |  |  |  | 2019-04-29T04:00:00+00:00 | Done |  | Photovoltaic |  |  |  | Solar | [16 empty] | McCook County | South Dakota |  |  | Grant 115 kV Substation | 2022-06-30T04:00:00+00:00 | 2025-06-30T04:00:00+00:00 | [8 empty] | NORTHERN STATES POWER COMPANY | [23 empty] | J1312 |  | 2023-01-26T05:00:00+00:00 | DPP-2019 | West | Phase 3 | Network Resource Interconnection Service (NRIS) | 50 | 50 | Not Started | 50 | 50 | 50 | 50
MISO |  |  |  | 2019-04-29T04:00:00+00:00 | Done |  | Photovoltaic |  |  |  | Solar | [16 empty] | Greene County | Iowa |  |  | 161kV bus at Karma substation | 2022-06-30T04:00:00+00:00 | 2025-06-30T04:00:00+00:00 | [8 empty] | ITC MIDWEST | [23 empty] | J1313 |  | 2023-01-26T05:00:00+00:00 | DPP-2019 | West | Phase 3 | Network Resource Interconnection Service (NRIS) | 100 | 100 | Not Started | 100 | 100 | 100 | 100
MISO |  |  |  | 2019-04-29T04:00:00+00:00 | Done |  | Photovoltaic |  |  |  | Solar | [16 empty] | Polk County | Wisconsin |  |  | Apple River 161 kV Substation | 2022-06-30T04:00:00+00:00 | 2025-06-30T04:00:00+00:00 | [8 empty] | DAIRYLAND POWER COOPERATIVE | [23 empty] | J1314 |  | 2022-08-26T04:00:00+00:00 | DPP-2019 | West | Phase 3 | Network Resource Interconnection Service (NRIS) | 100 | 100 | Under Construction | 100 | 100 | 100 | 100
MISO |  |  |  | 2019-04-29T04:00:00+00:00 | Withdrawn |  | Wind Turbine |  |  |  | Wind | [16 empty] | Cottonwood County,Murray County,Redwood County | Minnesota |  |  | Lyon County - Cedar Mountain 345 kV Line Tap | 2022-06-30T04:00:00+00:00 | [9 empty] | NORTHERN STATES POWER COMPANY | [23 empty] | J1315 | 2022-09-01T04:00:00+00:00 |  | DPP-2019 | West | Phase 3 | Network Resource Interconnection Service (NRIS) | 600 | 600 | Not Started | 600 | 600 | 600 | 0
MISO |  |  |  | 2019-04-29T04:00:00+00:00 | Done |  | Battery Storage |  |  |  | Battery Storage | [16 empty] | Kenosha County | Wisconsin |  |  | Paris 138 kV Substation | 2022-10-30T04:00:00+00:00 | 2025-10-30T04:00:00+00:00 | [8 empty] | American Transmission Co. LLC | [23 empty] | J1316 |  |  | DPP-2019 | East (ATC) | Phase 3 | Network Resource Interconnection Service (NRIS) | 50 | 50 | Not Started | 50 | 50 | 50 | 50
MISO |  |  |  | 2019-04-29T04:00:00+00:00 | Withdrawn |  | Wind Turbine |  |  |  | Wind | [16 empty] | Sanilac County | Michigan |  |  | Bennet 120kV Substation | 2022-10-01T04:00:00+00:00 | [9 empty] | ITC MIDWEST | [23 empty] | J1317 | 2020-01-03T05:00:00+00:00 |  | DPP-2019 | East (ITC) | Phase 3 | Network Resource Interconnection Service (NRIS) | 150 | 150 | Not Started | 0 | 0 | 0 | 0
MISO |  |  |  | 2019-04-29T04:00:00+00:00 | Withdrawn |  | Photovoltaic |  |  |  | Solar | [16 empty] | Rush County | Indiana |  |  | Rushville 69kV Substation | 2022-07-01T04:00:00+00:00 | [9 empty] | DUKE ENERGY INDIANA, LLC | [23 empty] | J1318 | 2021-08-05T04:00:00+00:00 |  | DPP-2019 | Central | GIA | Network Resource Interconnection Service (NRIS) | 25 | 25 | Not Started | 0 | 0 | 0 | 0
MISO |  |  |  | 2019-04-29T04:00:00+00:00 | Done |  | Wind Turbine |  |  |  | Wind | [16 empty] | Huron County | Michigan |  |  | Rapson 120kV Substation | 2021-09-30T04:00:00+00:00 | 2022-08-01T04:00:00+00:00 | [8 empty] | ITC MIDWEST | [23 empty] | J1319 |  |  | DPP-2019 | East (ITC) | Phase 3 | Network Resource Interconnection Service (NRIS) | 117.5 | 117.5 | In Service | 117.5 | 117.5 | 112 | 112
MISO |  |  |  | 2019-04-29T04:00:00+00:00 | Done |  | Photovoltaic |  |  |  | Solar | [16 empty] | Branch County | Michigan |  |  | Coldwater - Batavia 138kV Line | 2019-04-20T04:00:00+00:00 | 2025-04-20T04:00:00+00:00 | [8 empty] | METC | [23 empty] | J1320 |  |  | DPP-2019 | East (ITC) | Phase 3 | Network Resource Interconnection Service (NRIS) | 150 | 150 | Not Started | 150 | 150 | 150 | 150
MISO |  |  |  | 2019-04-29T04:00:00+00:00 | Withdrawn |  | Battery Storage |  |  |  | Battery Storage | [16 empty] | Story County | Iowa |  |  | O'Brien - Kossuth 345 kV Line Tap | 2023-10-30T04:00:00+00:00 | [9 empty] | MIDAMERICAN ENERGY COMPANY | [23 empty] | J1321 | 2022-02-21T05:00:00+00:00 |  | DPP-2019 | West | Phase 3 | Network Resource Interconnection Service (NRIS) | 65 | 65 | Not Started | 65 | 65 | 0 | 0
MISO |  |  |  | 2019-04-29T04:00:00+00:00 | Withdrawn |  | Photovoltaic |  |  |  | Solar | [16 empty] | Eaton County | Michigan |  |  | Battle Creek - Oneida 345kV Tap | 2022-04-20T04:00:00+00:00 | [9 empty] | METC | [23 empty] | J1322 | 2021-01-26T05:00:00+00:00 |  | DPP-2019 | East (ITC) | Phase 3 | Network Resource Interconnection Service (NRIS) | 200 | 200 | Not Started | 0 | 0 | 0 | 0
MISO |  |  |  | 2019-04-29T04:00:00+00:00 | Done |  | Battery Storage |  |  |  | Battery Storage | [16 empty] | LaGrange County | Indiana |  |  | Lagrange 138 kV Substation | 2023-10-30T04:00:00+00:00 | 2025-06-01T04:00:00+00:00 | [8 empty] | NORTHERN INDIANA PUBLIC SERVICE COMPANY LLC | [23 empty] | J1323 |  |  | DPP-2019 | Central | GIA | Network Resource Interconnection Service (NRIS) | 25 | 25 | Not Started | 25 | 25 | 25 | 25
MISO |  |  |  | 2019-04-29T04:00:00+00:00 | Withdrawn |  | Photovoltaic |  |  |  | Solar | [16 empty] | Montgomery County | Illinois |  |  | Midway 138kV Substation | 2022-04-20T04:00:00+00:00 | [9 empty] | AMEREN ILLINOIS | [23 empty] | J1324 | 2020-05-11T04:00:00+00:00 |  |  |  | GIA | Network Resource Interconnection Service (NRIS) | 150 | 150 | Not Started | 0 | 0 | 0 | 0
MISO |  |  |  | 2019-04-29T04:00:00+00:00 | Done |  | Photovoltaic |  |  |  | Solar | [16 empty] | Rock County | Minnesota |  |  | Magnolia 161 kV substation | 2022-06-30T04:00:00+00:00 | 2025-06-30T04:00:00+00:00 | [8 empty] | ITC MIDWEST | [23 empty] | J1325 |  | 2022-08-23T04:00:00+00:00 | DPP-2019 | West | Phase 3 | Network Resource Interconnection Service (NRIS) | 200 | 200 | Under Construction | 80 | 80 | 80 | 72
MISO |  |  |  | 2019-04-29T04:00:00+00:00 | Done |  | Battery Storage |  |  |  | Battery Storage | [16 empty] | Dane County | Wisconsin |  |  | Rockdale 345 kV Substation | 2022-10-30T04:00:00+00:00 | 2025-06-01T04:00:00+00:00 | [8 empty] | American Transmission Co. LLC | [23 empty] | J1326 |  |  | DPP-2019 | East (ATC) | Phase 3 | Network Resource Interconnection Service (NRIS) | 75 | 75 | Not Started | 75 | 75 | 75 | 75
MISO |  |  |  | 2019-04-29T04:00:00+00:00 | Withdrawn |  | Battery Storage |  |  |  | Battery Storage | [16 empty] | Ionia County | Michigan |  |  | Marquette - Vergennes 138 kV Line Tap | 2022-10-30T04:00:00+00:00 | [9 empty] | METC | [23 empty] | J1327 | 2021-02-08T05:00:00+00:00 |  | DPP-2019 | East (ITC) | Phase 3 | Network Resource Interconnection Service (NRIS) | 20 | 20 | Not Started | 0 | 0 | 0 | 0
MISO |  |  |  | 2019-04-29T04:00:00+00:00 | Withdrawn |  | Photovoltaic |  |  |  | Solar | [16 empty] | Grant County | South Dakota |  |  | Big Stone South 345kV Sub | 2022-04-20T04:00:00+00:00 | [9 empty] | OTTER TAIL POWER COMPANY | [23 empty] | J1328 | 2022-02-22T05:00:00+00:00 |  | DPP-2019 | West | Phase 3 | Network Resource Interconnection Service (NRIS) | 100 | 100 | Not Started | 100 | 100 | 0 | 0
MISO |  |  |  | 2019-04-29T04:00:00+00:00 | Done |  | Battery Storage |  |  |  | Battery Storage | [16 empty] | Washtenaw County | Michigan |  |  | Majestic - Milan 345 kV Line Tap | 2022-10-30T04:00:00+00:00 | 2025-10-30T04:00:00+00:00 | [8 empty] | ITC MIDWEST | [23 empty] | J1329 |  | 2022-10-31T04:00:00+00:00 | DPP-2019 | East (ITC) | Phase 3 | Network Resource Interconnection Service (NRIS) | 20 | 20 | Under Construction | 20 | 20 | 20 | 20
MISO |  |  |  | 2019-04-29T04:00:00+00:00 | Withdrawn |  | Photovoltaic |  |  |  | Solar | [16 empty] | Randolph County | Illinois |  |  | Baldwin 345kV Substation | 2022-04-20T04:00:00+00:00 | [9 empty] | AMEREN ILLINOIS | [23 empty] | J1330 | 2021-08-05T04:00:00+00:00 |  | DPP-2019 | Central | GIA | Network Resource Interconnection Service (NRIS) | 200 | 200 | Not Started | 0 | 0 | 0 | 0
MISO |  |  |  | 2019-04-29T04:00:00+00:00 | Done |  | Photovoltaic |  |  |  | Solar | [16 empty] | St. Clair County | Michigan |  |  | Greenwood 120 kV Substation | 2022-06-30T04:00:00+00:00 | 2025-02-28T05:00:00+00:00 | [8 empty] | ITC MIDWEST | [23 empty] | J1331 |  | 2022-08-17T04:00:00+00:00 | DPP-2019 | East (ITC) | Phase 3 | Network Resource Interconnection Service (NRIS) | 100 | 100 | Not Started | 100 | 100 | 100 | 100
MISO |  |  |  | 2019-04-29T04:00:00+00:00 | Withdrawn |  | Photovoltaic |  |  |  | Solar | [16 empty] | Jasper County | Indiana |  |  | Rollin Schahfer - Lake George 345kV Line | 2022-04-20T04:00:00+00:00 | 2025-04-20T04:00:00+00:00 | [8 empty] | NORTHERN INDIANA PUBLIC SERVICE COMPANY LLC | [23 empty] | J1332 | 2024-03-08T05:00:00+00:00 |  | DPP-2019 | Central | GIA | Network Resource Interconnection Service (NRIS) | 200 | 200 | Withdrawn | 200 | 200 | 194 | 194
MISO |  |  |  | 2019-04-29T04:00:00+00:00 | Done |  | Solar/Battery |  |  |  | Hybrid | [16 empty] | Jasper County,Starke County | Indiana |  |  | Schahfer - Burr Oak 345kV Line | 2022-07-01T04:00:00+00:00 | 2024-06-15T04:00:00+00:00 | [8 empty] | NORTHERN INDIANA PUBLIC SERVICE COMPANY LLC | [23 empty] | J1333 |  |  | DPP-2019 | Central | GIA | Network Resource Interconnection Service (NRIS) | 199.5 | 199.5 | Under Construction | 199.5 | 199.5 | 199.5 | 199.5
MISO |  |  |  | 2019-04-29T04:00:00+00:00 | Done |  | Solar/Battery |  |  |  | Hybrid | [16 empty] | Jasper County,Starke County | Indiana |  |  | Schahfer - Burr Oak 345kV Line | 2022-07-01T04:00:00+00:00 | 2024-06-15T04:00:00+00:00 | [8 empty] | NORTHERN INDIANA PUBLIC SERVICE COMPANY LLC | [23 empty] | J1334 |  |  | DPP-2019 | Central | GIA | Network Resource Interconnection Service (NRIS) | 199.5 | 199.5 | Not Started | 199.5 | 199.5 | 199.5 | 199.5
MISO |  |  |  | 2019-04-29T04:00:00+00:00 | Done |  | Solar/Battery |  |  |  | Hybrid | [16 empty] | Jasper County,Starke County | Indiana |  |  | Schahfer - Burr Oak 345kV Line | 2022-07-01T04:00:00+00:00 | 2024-06-24T04:00:00+00:00 | [8 empty] | NORTHERN INDIANA PUBLIC SERVICE COMPANY LLC | [23 empty] | J1335 |  |  | DPP-2019 | Central | GIA | Network Resource Interconnection Service (NRIS) | 199.5 | 199.5 | Not Started | 199.5 | 199.5 | 199.5 | 199.5
MISO |  |  |  | 2019-04-29T04:00:00+00:00 | Done |  | Solar/Battery |  |  |  | Hybrid | [16 empty] | Jasper County,Starke County | Indiana |  |  | Schahfer - Burr Oak 345kV Line | 2022-07-01T04:00:00+00:00 | 2025-02-01T05:00:00+00:00 | [8 empty] | NORTHERN INDIANA PUBLIC SERVICE COMPANY LLC | [23 empty] | J1336 |  | 2023-01-30T05:00:00+00:00 | DPP-2019 | Central | GIA | Network Resource Interconnection Service (NRIS) | 199.5 | 199.5 | Not Started | 199.5 | 199.5 | 199.5 | 199.5
MISO |  |  |  | 2019-04-29T04:00:00+00:00 | Withdrawn |  | Photovoltaic |  |  |  | Solar | [16 empty] | Sherburne County | Minnesota |  |  | Sherburne County 345 kV substation | 2022-06-30T04:00:00+00:00 | [9 empty] | NORTHERN STATES POWER COMPANY | [23 empty] | J1337 | 2021-03-24T04:00:00+00:00 |  | DPP-2019 | West | Phase 3 | Network Resource Interconnection Service (NRIS) | 300 | 300 | Not Started | 0 | 0 | 0 | 0
MISO |  |  |  | 2019-04-29T04:00:00+00:00 | Withdrawn |  | Wind Turbine |  |  |  | Wind | [16 empty] | Audrain County | Missouri |  |  | Spencer Creek - Montgomery 345 kV Line Tap | 2022-07-15T04:00:00+00:00 | [9 empty] | Ameren Missouri | [23 empty] | J1338 | 2021-08-05T04:00:00+00:00 |  | DPP-2019 | Central | GIA | Network Resource Interconnection Service (NRIS) | 150 | 150 | Not Started | 0 | 0 | 0 | 0
MISO |  |  |  | 2019-04-29T04:00:00+00:00 | Done |  | Solar/Battery |  |  |  | Hybrid | [16 empty] | Jasper County,Starke County | Indiana |  |  | Schahfer - Burr Oak 345kV Line | 2022-07-01T04:00:00+00:00 | 2025-08-01T04:00:00+00:00 | [8 empty] | NORTHERN INDIANA PUBLIC SERVICE COMPANY LLC | [23 empty] | J1339 |  |  | DPP-2019 | Central | GIA | Network Resource Interconnection Service (NRIS) | 199.5 | 199.5 | Not Started | 199.5 | 199.5 | 199.5 | 199.5
MISO |  |  |  | 2019-04-29T04:00:00+00:00 | Active |  | Solar/Battery |  |  |  | Hybrid | [16 empty] | Jasper County,Starke County | Indiana |  |  | Schahfer - Burr Oak 345kV Line | 2022-07-01T04:00:00+00:00 | 2025-06-01T04:00:00+00:00 | [8 empty] | NORTHERN INDIANA PUBLIC SERVICE COMPANY LLC | [23 empty] | J1340 |  |  | DPP-2019 | Central | GIA | Network Resource Interconnection Service (NRIS) | 199.5 | 199.5 | Not Started | 199.5 | 199.5 | 199.5 | 199.5
MISO |  |  |  | 2019-04-29T04:00:00+00:00 | Withdrawn |  | Wind Turbine |  |  |  | Wind | [16 empty] | Buchanan County | Iowa |  |  | Hazleton 345kV Substation | 2022-07-01T04:00:00+00:00 | [9 empty] | ITC MIDWEST | [23 empty] | J1341 | 2021-03-24T04:00:00+00:00 |  | DPP-2019 | West | Phase 3 | Network Resource Interconnection Service (NRIS) | 398 | 398 | Not Started | 0 | 0 | 0 | 0
MISO |  |  |  | 2019-04-29T04:00:00+00:00 | Withdrawn |  | Photovoltaic |  |  |  | Solar | [16 empty] | Starke County | Indiana |  |  | Starke 138kV Substation | 2023-06-30T04:00:00+00:00 | [9 empty] | NORTHERN INDIANA PUBLIC SERVICE COMPANY LLC | [23 empty] | J1342 | 2022-05-20T04:00:00+00:00 |  | DPP-2019 | Central | GIA | Network Resource Interconnection Service (NRIS) | 99 | 99 | Not Started | 99 | 99 | 0 | 0
MISO |  |  |  | 2019-04-29T04:00:00+00:00 | Withdrawn |  | Photovoltaic |  |  |  | Solar | [16 empty] | Cerro Gordo County | Iowa |  |  | Emery - Lime Creek 161 kV Line Tap | 2022-09-15T04:00:00+00:00 | [9 empty] | ITC MIDWEST | [23 empty] | J1343 | 2020-03-05T05:00:00+00:00 |  | DPP-2019 | West | Phase 3 | Network Resource Interconnection Service (NRIS) | 96 | 96 | Not Started | 0 | 0 | 0 | 0
MISO |  |  |  | 2019-04-29T04:00:00+00:00 | Withdrawn |  | Photovoltaic |  |  |  | Solar | [16 empty] | Mills County | Iowa |  |  | Hastings 69 kV Substation | 2022-09-15T04:00:00+00:00 | [9 empty] | MIDAMERICAN ENERGY COMPANY | [23 empty] | J1344 | 2020-03-05T05:00:00+00:00 |  | DPP-2019 | West | Phase 3 | Network Resource Interconnection Service (NRIS) | 48 | 48 | Not Started | 0 | 0 | 0 | 0
MISO |  |  |  | 2019-04-29T04:00:00+00:00 | Withdrawn |  | Battery Storage |  |  |  | Battery Storage | [16 empty] | Dodge County | Wisconsin |  |  | North Beaver Dam 69kV Substation | 2021-10-01T04:00:00+00:00 | [9 empty] | American Transmission Co. LLC | [23 empty] | J1345 | 2022-03-08T05:00:00+00:00 |  | DPP-2019 | East (ATC) | Phase 3 | Network Resource Interconnection Service (NRIS) | 25 | 25 | Not Started | 25 | 25 | 0 | 0
MISO |  |  |  | 2019-04-29T04:00:00+00:00 | Withdrawn |  | Combustion Turbine (Simple Cycle) |  |  |  | Gas | [16 empty] | Wayne County | Michigan |  |  | Brownstown 345kV Substation | 2022-01-01T05:00:00+00:00 | [9 empty] | ITC MIDWEST | [23 empty] | J1346 | 2020-05-29T04:00:00+00:00 |  | DPP-2019 | East (ITC) | Phase 3 | Network Resource Interconnection Service (NRIS) | 334 | 382 | Not Started | 0 | 0 | 0 | 0
MISO |  |  |  | 2019-04-26T04:00:00+00:00 | Done |  | Photovoltaic |  |  |  | Solar | [16 empty] | Scott County | Mississippi |  |  | Pelahatchie - Scott 115 kV Line Tap | 2022-08-01T04:00:00+00:00 | 2023-06-01T04:00:00+00:00 | [8 empty] | ENTERGY MISSISSIPPI, LLC | [23 empty] | J1347 |  |  | DPP-2019 | South | Phase 3 | Energy Resource Interconnection Service (ERIS) | 175 | 175 | In Service | 175 | 0 | 175 | 0
MISO |  |  |  | 2019-04-29T04:00:00+00:00 | Done |  | Photovoltaic |  |  |  | Solar | [16 empty] | Vermillion County | Indiana |  |  | Cayuga - Sugar Creek 345kV Line | 2022-04-20T04:00:00+00:00 | 2025-04-20T04:00:00+00:00 | [8 empty] | DUKE ENERGY INDIANA, LLC | [23 empty] | J1348 |  |  | DPP-2019 | Central | GIA | Network Resource Interconnection Service (NRIS) | 200 | 200 | Not Started | 200 | 200 | 0 | 0
MISO |  |  |  | 2019-04-29T04:00:00+00:00 | Withdrawn |  | Solar/Wind |  |  |  | Hybrid | [16 empty] | Cottonwood County | Minnesota |  |  | Crandall 345 kV Substation | 2023-04-20T04:00:00+00:00 | [9 empty] | NORTHERN STATES POWER COMPANY | [23 empty] | J1349 | 2022-02-22T05:00:00+00:00 |  | DPP-2019 | West | Phase 3 | Network Resource Interconnection Service (NRIS) | 335 | 335 | Not Started | 335 | 335 | 0 | 0
MISO |  |  |  | 2019-04-29T04:00:00+00:00 | Withdrawn |  | Photovoltaic |  |  |  | Solar | [16 empty] | Monroe County | Michigan |  |  | Milan – Monroe – Morocco 345 kV Point | 2022-04-20T04:00:00+00:00 | 2025-04-20T04:00:00+00:00 | [8 empty] | METC | [23 empty] | J1350 | 2023-04-07T04:00:00+00:00 | 2022-10-31T04:00:00+00:00 | DPP-2019 | East (ITC) | Phase 3 | Network Resource Interconnection Service (NRIS) | 150 | 150 | Withdrawn | 150 | 150 | 150 | 150
MISO |  |  |  | 2019-04-29T04:00:00+00:00 | Withdrawn |  | Photovoltaic |  |  |  | Solar | [16 empty] | Madison Parish | Louisiana |  |  | Tallulah - Delhi 115kV Line Tap | 2022-08-01T04:00:00+00:00 | [9 empty] | ENTERGY LOUISIANA, LLC | [23 empty] | J1351 | 2020-08-05T04:00:00+00:00 |  | DPP-2019 | South | Phase 3 | Network Resource Interconnection Service (NRIS) | 120 | 120 | Not Started | 0 | 0 | 0 | 0
MISO |  |  |  | 2019-04-29T04:00:00+00:00 | Done |  | Photovoltaic |  |  |  | Solar | [16 empty] | Montgomery County | Missouri |  |  | Spencer Creek - Montgomery 345kV Line | 2022-04-20T04:00:00+00:00 | 2024-12-01T05:00:00+00:00 | [8 empty] | Ameren Missouri | [23 empty] | J1352 |  |  | DPP-2019 | Central | GIA | Network Resource Interconnection Service (NRIS) | 100 | 100 | Not Started | 100 | 100 | 100 | 100
MISO |  |  |  | 2019-04-29T04:00:00+00:00 | Withdrawn |  | Battery Storage |  |  |  | Battery Storage | [16 empty] | Lake County | Indiana |  |  | Green Acres138kV Subtation | 2023-05-30T04:00:00+00:00 | [9 empty] | NORTHERN INDIANA PUBLIC SERVICE COMPANY LLC | [23 empty] | J1353 | 2023-09-05T04:00:00+00:00 |  | DPP-2019 | Central | GIA | Network Resource Interconnection Service (NRIS) | 150 | 150 | Not Started | 150 | 150 | 150 | 150
MISO |  |  |  | 2019-04-29T04:00:00+00:00 | Done |  | Battery Storage |  |  |  | Battery Storage | [16 empty] | Decatur County | Indiana |  |  | Decatur County 138kV Switching Station | 2023-05-30T04:00:00+00:00 | 2025-10-15T04:00:00+00:00 | [8 empty] | HOOSIER ENERGY | [23 empty] | J1354 |  |  | DPP-2019 | Central | GIA | Network Resource Interconnection Service (NRIS) | 146 | 146 | Not Started | 118 | 118 | 118 | 118
MISO |  |  |  | 2019-04-29T04:00:00+00:00 | Done |  | Battery Storage |  |  |  | Battery Storage | [16 empty] | LaPorte County | Indiana |  |  | Stillwell 138kV Subtation | 2023-05-30T04:00:00+00:00 | 2026-05-30T04:00:00+00:00 | [8 empty] | NORTHERN INDIANA PUBLIC SERVICE COMPANY LLC | [23 empty] | J1355 |  |  | DPP-2019 | Central | GIA | Network Resource Interconnection Service (NRIS) | 160 | 160 | Not Started | 131 | 131 | 131 | 131
MISO |  |  |  | 2019-04-29T04:00:00+00:00 | Withdrawn |  | Photovoltaic |  |  |  | Solar | [16 empty] | Martin County | Indiana |  |  | Whitfield 138kV Substation | 2023-05-30T04:00:00+00:00 | [9 empty] | DUKE ENERGY INDIANA, LLC | [23 empty] | J1356 | 2022-05-20T04:00:00+00:00 |  | DPP-2019 | Central | GIA | Network Resource Interconnection Service (NRIS) | 160 | 160 | Not Started | 135 | 74 | 0 | 0
MISO |  |  |  | 2019-04-29T04:00:00+00:00 | Done |  | Battery Storage |  |  |  | Battery Storage | [16 empty] | Madison County | Indiana |  |  | Madison 138 KV SUBSTATION | 2023-05-30T04:00:00+00:00 | 2025-09-30T04:00:00+00:00 | [8 empty] | DUKE ENERGY INDIANA, LLC | [23 empty] | J1357 |  | 2023-01-31T05:00:00+00:00 | DPP-2019 | Central | GIA | Network Resource Interconnection Service (NRIS) | 150 | 150 | Not Started | 150 | 150 | 150 | 150
MISO |  |  |  | 2019-04-29T04:00:00+00:00 | Done |  | Battery Storage |  |  |  | Battery Storage | [16 empty] | LaPorte County | Indiana |  |  | Luchtman - Michigan City138kV Line | 2023-05-30T04:00:00+00:00 | 2026-05-30T04:00:00+00:00 | [8 empty] | NORTHERN INDIANA PUBLIC SERVICE COMPANY LLC | [23 empty] | J1358 |  |  | DPP-2019 | Central | GIA | Network Resource Interconnection Service (NRIS) | 125 | 125 | Not Started | 125 | 125 | 125 | 125
MISO |  |  |  | 2019-04-29T04:00:00+00:00 | Active |  | Combustion Turbine (Simple Cycle) |  |  |  | Gas | [16 empty] | Linn County | Iowa |  |  | Oakridge 69 kV Substation | 2022-03-01T05:00:00+00:00 | [9 empty] | ITC MIDWEST | [23 empty] | J1359 |  |  | DPP-2019 | West | Phase 3 | Network Resource Interconnection Service (NRIS) | 95 | 95 | Not Started | 95 | 95 | 95 | 95
MISO |  |  |  | 2019-04-29T04:00:00+00:00 | Done |  | Wind Turbine |  |  |  | Wind | [16 empty] | Piatt County | Illinois |  |  | Goose Creek 345kV Switchyard | 2022-04-20T04:00:00+00:00 | 2024-06-01T04:00:00+00:00 | [8 empty] | AMEREN ILLINOIS | [23 empty] | J1360 |  |  | DPP-2019 | Central | GIA | Energy Resource Interconnection Service (ERIS) | 300 | 300 | Not Started | 300 | 300 | 300 | 0
MISO |  |  |  | 2019-04-29T04:00:00+00:00 | Done |  | Photovoltaic |  |  |  | Solar | [16 empty] | Washington Parish | Louisiana |  |  | Lagen Holton - Franklinton 115kV Line (J1184) | 2021-10-31T04:00:00+00:00 | 2024-01-15T05:00:00+00:00 | [8 empty] | ENTERGY LOUISIANA, LLC | [23 empty] | J1361 |  | 2021-11-29T05:00:00+00:00 | DPP-2019 | South | Phase 3 | Network Resource Interconnection Service (NRIS) | 50 | 50 | Under Construction | 50 | 50 | 50 | 50
MISO |  |  |  | 2019-04-29T04:00:00+00:00 | Withdrawn |  | Photovoltaic |  |  |  | Solar | [16 empty] | Muskegon County | Michigan |  |  | Kenowa - Ludington 345 kV Line Tap | 2021-08-27T04:00:00+00:00 | [9 empty] | METC | [23 empty] | J1362 | 2020-02-13T05:00:00+00:00 |  | DPP-2019 | East (ITC) | Phase 3 | Network Resource Interconnection Service (NRIS) | 150 | 150 | Not Started | 0 | 0 | 0 | 0
MISO |  |  |  | 2019-04-26T04:00:00+00:00 | Withdrawn |  | Photovoltaic |  |  |  | Solar | [16 empty] | Audrain County | Missouri |  |  | Spencer Creek - Montgomery 345 kV Line Tap | 2022-07-15T04:00:00+00:00 | [9 empty] | Ameren Missouri | [23 empty] | J1363 | 2021-08-05T04:00:00+00:00 |  | DPP-2019 | Central | GIA | Network Resource Interconnection Service (NRIS) | 150 | 150 | Not Started | 0 | 0 | 0 | 0
MISO |  |  |  | 2019-04-29T04:00:00+00:00 | Withdrawn |  | Photovoltaic |  |  |  | Solar | [16 empty] | Crittenden County | Arkansas |  |  | Marked Tree - Marion 161 kV Line tap | 2022-07-15T04:00:00+00:00 | [9 empty] | ENTERGY ARKANSAS, LLC | [23 empty] | J1364 | 2020-08-05T04:00:00+00:00 |  | DPP-2019 | South | Phase 3 | Network Resource Interconnection Service (NRIS) | 150 | 150 | Not Started | 0 | 0 | 0 | 0
MISO |  |  |  | 2019-04-29T04:00:00+00:00 | Active |  | Wind Turbine |  |  |  | Wind | [16 empty] | Tama County | Iowa |  |  | Traer 161-kV Substation | 2022-07-01T04:00:00+00:00 | 2024-09-06T04:00:00+00:00 | [8 empty] | ITC MIDWEST | [23 empty] | J1365 |  |  | DPP-2019 | West | Phase 3 | Network Resource Interconnection Service (NRIS) | 169.4 | 169.4 | Not Started | 169.4 | 169.4 | 169.4 | 0
MISO |  |  |  | 2019-04-29T04:00:00+00:00 | Withdrawn |  | Wind Turbine |  |  |  | Wind | [16 empty] | Eau Claire County | Wisconsin |  |  | Tremval - Seven Mile 161 kV Line Tap | 2022-09-01T04:00:00+00:00 | [9 empty] | NORTHERN STATES POWER COMPANY | [23 empty] | J1366 | 2020-04-02T04:00:00+00:00 |  | DPP-2019 | West | Phase 3 | Network Resource Interconnection Service (NRIS) | 200 | 200 | Not Started | 0 | 0 | 0 | 0
MISO |  |  |  | 2019-04-29T04:00:00+00:00 | Done |  | Photovoltaic |  |  |  | Solar | [16 empty] | St. Mary,St. Mary Parish | Louisiana |  |  | Caneland 230kV Substation | 2021-07-01T04:00:00+00:00 | 2022-09-19T04:00:00+00:00 | [8 empty] | CLECO POWER LLC | [23 empty] | J1367 |  | 2022-04-15T04:00:00+00:00 | DPP-2019 | South | Phase 3 | Network Resource Interconnection Service (NRIS) | 95 | 95 | Under Construction | 95 | 95 | 95 | 48.65
MISO |  |  |  | 2019-04-29T04:00:00+00:00 | Done |  | Photovoltaic |  |  |  | Solar | [16 empty] | Pointe Coupee,Pointe Coupee Parish | Louisiana |  |  | Fancy Point - Waterloo 230 kV Line | 2022-07-01T04:00:00+00:00 | 2023-06-01T04:00:00+00:00 | [8 empty] | ENTERGY LOUISIANA, LLC | [23 empty] | J1368 |  | 2021-11-30T05:00:00+00:00 | DPP-2019 | South | Phase 3 | Network Resource Interconnection Service (NRIS) | 200 | 200 | In Service | 200 | 130 | 200 | 40
MISO |  |  |  | 2019-04-29T04:00:00+00:00 | Done |  | Photovoltaic |  |  |  | Solar | [16 empty] | Dubois County | Indiana |  |  | Dubois - Culley 138kV line | 2022-07-01T04:00:00+00:00 | 2025-07-01T04:00:00+00:00 | [8 empty] | Southern Indiana Gas & Electric Company d/b/a Vectren Energy Delivery of Indiana, Inc. | [23 empty] | J1369 |  |  | DPP-2019 | Central | GIA | Network Resource Interconnection Service (NRIS) | 100 | 100 | Not Started | 100 | 100 | 100 | 85
MISO |  |  |  | 2019-04-29T04:00:00+00:00 | Withdrawn |  | Combustion Turbine (Simple Cycle) |  |  |  | Gas | [16 empty] | Chippewa County | Michigan |  |  | 9 Mile SW STA - Dafter 69kV Line | 2021-03-01T05:00:00+00:00 | [9 empty] | American Transmission Co. LLC | [23 empty] | J1370 | 2022-03-08T05:00:00+00:00 |  | DPP-2019 | East (ATC) | Phase 3 | Network Resource Interconnection Service (NRIS) | 50 | 50 | Not Started | 50 | 50 | 0 | 0
MISO |  |  |  | 2019-04-29T04:00:00+00:00 | Withdrawn |  | Wind Turbine |  |  |  | Wind | [16 empty] | Yellow Medicine County | Minnesota |  |  | Astoria 345kV Substation | 2023-08-01T04:00:00+00:00 | [9 empty] | OTTER TAIL POWER COMPANY | [23 empty] | J1371 | 2022-02-07T05:00:00+00:00 |  | DPP-2019 | West | Phase 3 | Network Resource Interconnection Service (NRIS) | 150 | 150 | Not Started | 150 | 150 | 0 | 0
MISO |  |  |  | 2019-04-29T04:00:00+00:00 | Done |  | Photovoltaic |  |  |  | Solar | [16 empty] | Pointe Coupee,Pointe Coupee Parish | Louisiana |  |  | Fancy Point - Waterloo 230 kV Line (J1368 POI) | 2022-07-01T04:00:00+00:00 | 2023-06-01T04:00:00+00:00 | [8 empty] | ENTERGY LOUISIANA, LLC | [23 empty] | J1372 |  | 2021-11-30T05:00:00+00:00 | DPP-2019 | South | Phase 3 | Network Resource Interconnection Service (NRIS) | 100 | 100 | In Service | 100 | 65 | 100 | 20
MISO |  |  |  | 2019-04-29T04:00:00+00:00 | Done |  | Photovoltaic |  |  |  | Solar | [16 empty] | White County | Arkansas |  |  | Griffithville - Searcy Price 115 kV Line Tap | 2022-07-01T04:00:00+00:00 | 2023-03-15T04:00:00+00:00 | [8 empty] | ENTERGY ARKANSAS, LLC | [23 empty] | J1373 |  |  | DPP-2019 | South | Phase 3 | Network Resource Interconnection Service (NRIS) | 95 | 95 | In Service | 95 | 80.75 | 95 | 80.75
MISO |  |  |  | 2019-04-29T04:00:00+00:00 | Done |  | Wind Turbine |  |  |  | Wind | [16 empty] | Grant County | Wisconsin |  |  | ATC Ebenezer Sub on Lancaster-Eden 138kv line | 2021-08-01T04:00:00+00:00 | 2024-08-08T04:00:00+00:00 | [8 empty] | American Transmission Co. LLC | [23 empty] | J1374 |  | 2022-09-08T04:00:00+00:00 | DPP-2019 | East (ATC) | Phase 3 | Network Resource Interconnection Service (NRIS) | 95 | 95 | Not Started | 67.2 | 67.2 | 67.2 | 67.2
MISO |  |  |  | 2019-04-29T04:00:00+00:00 | Active |  | Photovoltaic |  |  |  | Solar | [16 empty] | Muskegon County | Michigan |  |  | Du Pont - Cobb -White Lake 138kv | 2023-09-29T04:00:00+00:00 | 2025-05-12T04:00:00+00:00 | [8 empty] | METC | [23 empty] | J1375 |  | 2022-08-17T04:00:00+00:00 | DPP-2019 | East (ITC) | Phase 3 | Network Resource Interconnection Service (NRIS) | 100 | 100 | Under Construction | 100 | 100 | 100 | 100
MISO |  |  |  | 2019-04-29T04:00:00+00:00 | Withdrawn |  | Wind Turbine |  |  |  | Wind | [16 empty] | Cooper County | Missouri |  |  | Barnett - Georgetown Overton 161 kV Line Tap | 2022-07-15T04:00:00+00:00 | [9 empty] | Ameren Missouri | [23 empty] | J1376 | 2021-08-05T04:00:00+00:00 |  | DPP-2019 | Central | GIA | Network Resource Interconnection Service (NRIS) | 100 | 100 | Not Started | 0 | 0 | 0 | 0
MISO |  |  |  | 2019-04-29T04:00:00+00:00 | Done |  | Photovoltaic |  |  |  | Solar | [16 empty] | Rock County | Wisconsin |  |  | Wempletown - Rockdale 345kV Line Tap | 2022-07-15T04:00:00+00:00 | 2025-07-15T04:00:00+00:00 | [8 empty] | American Transmission Co. LLC | [23 empty] | J1377 |  |  | DPP-2019 | East (ATC) | Phase 3 | Network Resource Interconnection Service (NRIS) | 98.56 | 98.56 | Not Started | 98.56 | 98.56 | 98.56 | 98.56
MISO |  |  |  | 2019-04-29T04:00:00+00:00 | Done |  | Photovoltaic |  |  |  | Solar | [16 empty] | Fountain County | Indiana |  |  | Veedersburg West 230 kV Substation | 2023-10-01T04:00:00+00:00 | 2024-11-15T05:00:00+00:00 | [8 empty] | DUKE ENERGY INDIANA, LLC | [23 empty] | J1378 |  |  | DPP-2019 | Central | GIA | Network Resource Interconnection Service (NRIS) | 200 | 200 | Not Started | 200 | 200 | 200 | 200
MISO |  |  |  | 2019-04-29T04:00:00+00:00 | Done |  | Photovoltaic |  |  |  | Solar | [16 empty] | Montcalm County | Michigan |  |  | Eureka - Vestaburg 138 kV Line Tap | 2023-10-01T04:00:00+00:00 | 2025-12-19T05:00:00+00:00 | [8 empty] | METC | [23 empty] | J1379 |  | 2022-08-17T04:00:00+00:00 | DPP-2019 | East (ITC) | Phase 3 | Network Resource Interconnection Service (NRIS) | 200 | 200 | Not Started | 200 | 200 | 200 | 200
MISO |  |  |  | 2019-04-29T04:00:00+00:00 | Withdrawn |  | Photovoltaic |  |  |  | Solar | [16 empty] | Beauregard Parish | Louisiana |  |  | Cooper - Penton 230 kV Line | 2023-10-01T04:00:00+00:00 | [9 empty] | CLECO POWER LLC | [23 empty] | J1380 | 2020-07-17T04:00:00+00:00 |  | DPP-2019 | South | Phase 3 | Network Resource Interconnection Service (NRIS) | 200 | 200 | Not Started | 0 | 0 | 0 | 0
MISO |  |  |  | 2019-04-29T04:00:00+00:00 | Done |  | Photovoltaic |  |  |  | Solar | [16 empty] | Howard County | Indiana |  |  | Greentown 230 kV substation | 2023-10-01T04:00:00+00:00 | 2026-10-01T04:00:00+00:00 | [8 empty] | DUKE ENERGY INDIANA, LLC | [23 empty] | J1381 |  |  | DPP-2019 | Central | GIA | Network Resource Interconnection Service (NRIS) | 200 | 200 | Not Started | 200 | 200 | 200 | 200
MISO |  |  |  | 2019-04-29T04:00:00+00:00 | Active |  | Photovoltaic |  |  |  | Solar | [16 empty] | Clark County | Illinois |  |  | Hutsonville - Neoga 138 kV Line tap | 2022-08-01T04:00:00+00:00 | 2025-05-31T04:00:00+00:00 | [8 empty] | AMEREN ILLINOIS | [23 empty] | J1382 |  |  | DPP-2019 | Central | GIA | Network Resource Interconnection Service (NRIS) | 150 | 150 | Not Started | 150 | 150 | 150 | 150
MISO |  |  |  | 2019-04-29T04:00:00+00:00 | Done |  | Photovoltaic |  |  |  | Solar | [16 empty] | Fulton County | Illinois |  |  | Ipava 138 kV Substation | 2022-08-01T04:00:00+00:00 | 2025-06-15T04:00:00+00:00 | [8 empty] | AMEREN ILLINOIS | [23 empty] | J1383 |  |  | DPP-2019 | Central | GIA | Network Resource Interconnection Service (NRIS) | 150 | 150 | Not Started | 150 | 150 | 150 | 150
MISO |  |  |  | 2019-04-29T04:00:00+00:00 | Withdrawn |  | Photovoltaic |  |  |  | Solar | [16 empty] | Evangeline Parish | Louisiana |  |  | Ville Platte - West Fork 230 kV Line | 2022-04-30T04:00:00+00:00 | [9 empty] | CLECO POWER LLC | [23 empty] | J1384 | 2020-07-22T04:00:00+00:00 |  | DPP-2019 | South | Phase 3 | Network Resource Interconnection Service (NRIS) | 200 | 200 | Not Started | 0 | 0 | 0 | 0
MISO |  |  |  | 2019-04-29T04:00:00+00:00 | Withdrawn |  | Photovoltaic |  |  |  | Solar | [16 empty] | Hendricks County | Indiana |  |  | Stilesville 138 kV Substation | 2022-08-01T04:00:00+00:00 | [9 empty] | DUKE ENERGY INDIANA, LLC | [23 empty] | J1385 | 2021-08-05T04:00:00+00:00 |  | DPP-2019 | Central | GIA | Network Resource Interconnection Service (NRIS) | 100 | 100 | Not Started | 0 | 0 | 0 | 0
MISO |  |  |  | 2019-04-29T04:00:00+00:00 | Done |  | Photovoltaic |  |  |  | Solar | [16 empty] | Lake County | Indiana |  |  | Green Acres 138 kV Substation | 2022-07-01T04:00:00+00:00 | 2025-07-01T04:00:00+00:00 | [8 empty] | NORTHERN INDIANA PUBLIC SERVICE COMPANY LLC | [23 empty] | J1386 |  |  | DPP-2019 | Central | GIA | Network Resource Interconnection Service (NRIS) | 100 | 100 | Not Started | 100 | 100 | 100 | 100
MISO |  |  |  | 2019-04-29T04:00:00+00:00 | Done |  | Photovoltaic |  |  |  | Solar | [16 empty] | Jasper County | Indiana |  |  | Circuit 6958 69 kV Line Tap | 2021-12-31T05:00:00+00:00 | 2024-04-26T04:00:00+00:00 | [8 empty] | NORTHERN INDIANA PUBLIC SERVICE COMPANY LLC | [23 empty] | J1387 |  |  | DPP-2019 | Central | GIA | Energy Resource Interconnection Service (ERIS) | 60 | 60 | Not Started | 60 | 0 | 60 | 0
MISO |  |  |  | 2019-04-29T04:00:00+00:00 | Done |  | Photovoltaic |  |  |  | Solar | [16 empty] | Gibson County | Indiana |  |  | Oakland City - Old Ben Coal 138 kV Line Tap | 2021-12-31T05:00:00+00:00 | 2024-12-15T05:00:00+00:00 | [8 empty] | DUKE ENERGY INDIANA, LLC | [23 empty] | J1388 |  |  | DPP-2019 | Central | GIA | Energy Resource Interconnection Service (ERIS) | 150 | 150 | Not Started | 150 | 0 | 150 | 0
MISO |  |  |  | 2019-04-29T04:00:00+00:00 | Done |  | Photovoltaic |  |  |  | Solar | [16 empty] | Saginaw County | Michigan |  |  | Murphy Station - Nelson Road 345 kV Line tap | 2022-08-01T04:00:00+00:00 | 2025-04-01T04:00:00+00:00 | [8 empty] | METC | [23 empty] | J1389 |  |  | DPP-2019 | East (ITC) | Phase 3 | Network Resource Interconnection Service (NRIS) | 120 | 120 | Not Started | 120 | 120 | 120 | 120
MISO |  |  |  | 2019-04-29T04:00:00+00:00 | Done |  | Photovoltaic |  |  |  | Solar | [16 empty] | Bartholomew County | Indiana |  |  | Gallagher Station - Columbus 230 kV Line Tap | 2022-08-01T04:00:00+00:00 | 2025-08-01T04:00:00+00:00 | [8 empty] | DUKE ENERGY INDIANA, LLC | [23 empty] | J1390 |  |  | DPP-2019 | Central | GIA | Network Resource Interconnection Service (NRIS) | 150 | 150 | Under Construction | 150 | 150 | 150 | 150
MISO |  |  |  | 2019-04-29T04:00:00+00:00 | Done |  | Photovoltaic |  |  |  | Solar | [16 empty] | Dubois County | Indiana |  |  | Duff 138 kV Substation | 2022-08-01T04:00:00+00:00 | 2025-05-01T04:00:00+00:00 | [8 empty] | Southern Indiana Gas & Electric Company d/b/a Vectren Energy Delivery of Indiana, Inc. | [23 empty] | J1391 |  |  | DPP-2019 | Central | GIA | Network Resource Interconnection Service (NRIS) | 100 | 100 | Not Started | 100 | 100 | 100 | 100
MISO |  |  |  | 2019-04-29T04:00:00+00:00 | Done |  | Photovoltaic |  |  |  | Solar | [16 empty] | LaGrange County | Indiana |  |  | Lagrange 138 kV Substation | 2023-10-30T04:00:00+00:00 | 2025-06-01T04:00:00+00:00 | [8 empty] | NORTHERN INDIANA PUBLIC SERVICE COMPANY LLC | [23 empty] | J1392 |  |  | DPP-2019 | Central | GIA | Network Resource Interconnection Service (NRIS) | 100 | 100 | Not Started | 100 | 100 | 100 | 100
MISO |  |  |  | 2019-04-29T04:00:00+00:00 | Active |  | Photovoltaic |  |  |  | Solar | [16 empty] | Pike County | Indiana |  |  | Cato 138 kV Substation | 2023-10-30T04:00:00+00:00 | 2026-04-01T04:00:00+00:00 | [8 empty] | Southern Indiana Gas & Electric Company d/b/a Vectren Energy Delivery of Indiana, Inc. | [23 empty] | J1393 |  |  | DPP-2019 | Central | GIA | Network Resource Interconnection Service (NRIS) | 130 | 130 | Not Started | 130 | 130 | 130 | 130
MISO |  |  |  | 2019-04-29T04:00:00+00:00 | Withdrawn |  | Photovoltaic |  |  |  | Solar | [16 empty] | Shiawassee County | Michigan |  |  | Cornell - Layton138kV Line | 2021-12-01T05:00:00+00:00 | [9 empty] | METC | [23 empty] | J1394 | 2021-02-08T05:00:00+00:00 |  | DPP-2019 | East (ITC) | Phase 3 | Network Resource Interconnection Service (NRIS) | 150 | 150 | Not Started | 0 | 0 | 0 | 0
MISO |  |  |  | 2019-04-29T04:00:00+00:00 | Withdrawn |  | Photovoltaic |  |  |  | Solar | [16 empty] | Lyon County | Minnesota |  |  | Hawks Nest Lake - Lyon County 345 kV Line Tap | 2023-09-01T04:00:00+00:00 | [9 empty] | NORTHERN STATES POWER COMPANY | [23 empty] | J1395 | 2022-09-01T04:00:00+00:00 |  | DPP-2019 | West | Phase 3 | Network Resource Interconnection Service (NRIS) | 200 | 200 | Not Started | 200 | 200 | 200 | 200
MISO |  |  |  | 2019-04-29T04:00:00+00:00 | Done |  | Photovoltaic |  |  |  | Solar | [16 empty] | Pike County | Indiana |  |  | Ratts-Victory 161kV Line | 2021-12-01T05:00:00+00:00 | 2024-08-20T04:00:00+00:00 | [8 empty] | HOOSIER ENERGY | [23 empty] | J1396 |  |  | DPP-2019 | Central | GIA | Network Resource Interconnection Service (NRIS) | 150 | 150 | Not Started | 60 | 60 | 60 | 60
MISO |  |  |  | 2019-04-29T04:00:00+00:00 | Withdrawn |  | Photovoltaic |  |  |  | Solar | [16 empty] | Juneau County | Wisconsin |  |  | Whistling Wings 69 kV Substation | 2022-10-30T04:00:00+00:00 | [9 empty] | DAIRYLAND POWER COOPERATIVE | [23 empty] | J1397 | 2020-05-18T04:00:00+00:00 |  | DPP-2019 | East (ATC) | Phase 3 | Network Resource Interconnection Service (NRIS) | 25 | 25 | Not Started | 0 | 0 | 0 | 0
MISO |  |  |  | 2019-04-29T04:00:00+00:00 | Withdrawn |  | Photovoltaic |  |  |  | Solar | [16 empty] | Pike County | Indiana |  |  | Ratts 161kV Substation | 2022-12-01T05:00:00+00:00 | [9 empty] | HOOSIER ENERGY | [23 empty] | J1398 | 2021-08-05T04:00:00+00:00 |  | DPP-2019 | Central | GIA | Network Resource Interconnection Service (NRIS) | 150 | 150 | Not Started | 0 | 0 | 0 | 0
MISO |  |  |  | 2019-04-29T04:00:00+00:00 | Done |  | Photovoltaic |  |  |  | Solar | [16 empty] | Ingham County | Michigan |  |  | Delhi - Churchill - Tompkins 138kV Line | 2021-12-01T05:00:00+00:00 | 2025-03-01T05:00:00+00:00 | [8 empty] | METC | [23 empty] | J1399 |  | 2022-08-17T04:00:00+00:00 | DPP-2019 | East (ITC) | Phase 3 | Network Resource Interconnection Service (NRIS) | 90 | 90 | Not Started | 90 | 90 | 90 | 90
MISO |  |  |  | 2019-04-29T04:00:00+00:00 | Withdrawn |  | Wind Turbine |  |  |  | Wind | [16 empty] | Crittenden County | Arkansas |  |  | Marked Tree - Marion 161 kV Line Tap | 2021-08-01T04:00:00+00:00 | [9 empty] | ENTERGY ARKANSAS, LLC | [23 empty] | J1400 | 2020-07-30T04:00:00+00:00 |  | DPP-2019 | South | Phase 3 | Network Resource Interconnection Service (NRIS) | 150 | 150 | Not Started | 0 | 0 | 0 | 0
MISO |  |  |  | 2019-04-29T04:00:00+00:00 | Done |  | Photovoltaic |  |  |  | Solar | [16 empty] | Branch County | Michigan |  |  | Batavia - Wagner 138kV Line | 2023-11-17T05:00:00+00:00 | 2024-04-01T04:00:00+00:00 | [8 empty] | METC | [23 empty] | J1401 |  | 2022-08-17T04:00:00+00:00 | DPP-2019 | East (ITC) | Phase 3 | Network Resource Interconnection Service (NRIS) | 150 | 150 | Not Started | 150 | 150 | 150 | 150
MISO |  |  |  | 2019-04-29T04:00:00+00:00 | Done |  | Battery Storage |  |  |  | Battery Storage | [16 empty] | Jackson County | Arkansas |  |  | Cash - Newport AB161kV Line | 2021-08-01T04:00:00+00:00 | 2023-02-01T05:00:00+00:00 | [8 empty] | ENTERGY ARKANSAS, LLC | [23 empty] | J1402 |  | 2021-11-29T05:00:00+00:00 | DPP-2019 | South | Phase 3 | Network Resource Interconnection Service (NRIS) | 0 | 0 | Not Started | 0 | 0 | 0 | 0
MISO |  |  |  | 2019-04-29T04:00:00+00:00 | Withdrawn |  | Photovoltaic |  |  |  | Solar | [16 empty] | Ionia County | Michigan |  |  | Marquette 138 kV Substation | 2023-09-01T04:00:00+00:00 | [9 empty] | METC | [23 empty] | J1403 | 2022-03-08T05:00:00+00:00 |  | DPP-2019 | East (ITC) | Phase 3 | Network Resource Interconnection Service (NRIS) | 200 | 200 | Not Started | 200 | 200 | 0 | 0
MISO |  |  |  | 2019-04-29T04:00:00+00:00 | Withdrawn |  | Wind Turbine |  |  |  | Wind | [16 empty] | Sunflower County | Mississippi |  |  | Drew 115kV Substation | 2022-10-01T04:00:00+00:00 | [9 empty] | ENTERGY MISSISSIPPI, LLC | [23 empty] | J1404 | 2020-07-23T04:00:00+00:00 |  | DPP-2019 | South | Phase 3 | Network Resource Interconnection Service (NRIS) | 167 | 167 | Not Started | 0 | 0 | 0 | 0
MISO |  |  |  | 2019-04-29T04:00:00+00:00 | Withdrawn |  | Photovoltaic |  |  |  | Solar | [16 empty] | Greene County | Indiana |  |  | Sanborn - Linton 138 kV Line Tap | 2022-07-01T04:00:00+00:00 | [9 empty] | DUKE ENERGY INDIANA, LLC | [23 empty] | J1405 | 2022-05-20T04:00:00+00:00 |  | DPP-2019 | Central | GIA | Network Resource Interconnection Service (NRIS) | 140 | 140 | Not Started | 140 | 140 | 0 | 0
MISO |  |  |  | 2019-04-29T04:00:00+00:00 | Withdrawn |  | Wind Turbine |  |  |  | Wind | [16 empty] | Muskegon County | Michigan |  |  | Kenowa - Ludington 345 kV Line Tap | 2021-09-03T04:00:00+00:00 | [9 empty] | METC | [23 empty] | J1406 | 2020-02-07T05:00:00+00:00 |  | DPP-2019 | East (ITC) | Phase 3 | Network Resource Interconnection Service (NRIS) | 25.2 | 25.2 | Not Started | 0 | 0 | 0 | 0
MISO |  |  |  | 2019-04-29T04:00:00+00:00 | Done |  | Photovoltaic |  |  |  | Solar | [16 empty] | Porter County | Indiana |  |  | South Valparaiso 138 kV Substation | 2022-08-01T04:00:00+00:00 | 2025-08-01T04:00:00+00:00 | [8 empty] | NORTHERN INDIANA PUBLIC SERVICE COMPANY LLC | [23 empty] | J1407 |  |  | DPP-2019 | Central | GIA | Network Resource Interconnection Service (NRIS) | 100 | 100 | Not Started | 100 | 100 | 100 | 70
MISO |  |  |  | 2019-04-29T04:00:00+00:00 | Done |  | Solar/Wind/Battery |  |  |  | Hybrid | [16 empty] | Macoupin County | Illinois |  |  | Virden 138kV Substation | 2023-06-15T04:00:00+00:00 | 2026-06-15T04:00:00+00:00 | [8 empty] | AMEREN ILLINOIS | [23 empty] | J1408 |  |  | DPP-2019 | Central | GIA | Network Resource Interconnection Service (NRIS) | 100 | 100 | Not Started | 100 | 100 | 100 | 100
MISO |  |  |  | 2019-04-29T04:00:00+00:00 | Withdrawn |  | Battery Storage |  |  |  | Battery Storage | [16 empty] | Henderson County | Kentucky |  |  | Henderson 161 kV Substation | 2023-10-30T04:00:00+00:00 | [9 empty] | BIG RIVERS ELECTRIC CORPORATION | [23 empty] | J1409 | 2021-08-05T04:00:00+00:00 |  | DPP-2019 | Central | GIA | Network Resource Interconnection Service (NRIS) | 25 | 25 | Not Started | 0 | 0 | 0 | 0
MISO |  |  |  | 2019-04-29T04:00:00+00:00 | Done |  | Photovoltaic |  |  |  | Solar | [16 empty] | Dane County | Wisconsin |  |  | N. Madison 345 kV Substation | 2022-10-30T04:00:00+00:00 | 2025-10-30T04:00:00+00:00 | [8 empty] | American Transmission Co. LLC | [23 empty] | J1410 |  |  | DPP-2019 | East (ATC) | Phase 3 | Network Resource Interconnection Service (NRIS) | 300 | 300 | Under Construction | 300 | 300 | 300 | 240
MISO |  |  |  | 2019-04-29T04:00:00+00:00 | Done |  | Battery Storage |  |  |  | Battery Storage | [16 empty] | Dane County | Wisconsin |  |  | N. Madison 345 kV Substation | 2022-10-30T04:00:00+00:00 | 2025-10-30T04:00:00+00:00 | [8 empty] | American Transmission Co. LLC | [23 empty] | J1411 |  |  | DPP-2019 | East (ATC) | Phase 3 | Network Resource Interconnection Service (NRIS) | 75 | 75 | Not Started | 75 | 75 | 75 | 75
MISO |  |  |  | 2019-04-29T04:00:00+00:00 | Withdrawn |  | Photovoltaic |  |  |  | Solar | [16 empty] | Porter County | Indiana |  |  | Lake George - Schahfer GEN STA 345 kV Line Tap | 2023-10-30T04:00:00+00:00 | [9 empty] | NORTHERN INDIANA PUBLIC SERVICE COMPANY LLC | [23 empty] | J1412 | 2020-04-15T04:00:00+00:00 |  | DPP-2019 | Central | GIA | Network Resource Interconnection Service (NRIS) | 250 | 250 | Not Started | 0 | 0 | 0 | 0
MISO |  |  |  | 2019-04-29T04:00:00+00:00 | Withdrawn |  | Photovoltaic |  |  |  | Solar | [16 empty] | Howard County,Mitchell County | Iowa |  |  | Hazleton - Mitchell County 345 kV Line tap | 2022-10-30T04:00:00+00:00 | [9 empty] | ITC MIDWEST | [23 empty] | J1413 | 2022-09-01T04:00:00+00:00 |  | DPP-2019 | West | Phase 3 | Network Resource Interconnection Service (NRIS) | 300 | 300 | Not Started | 235 | 215 | 235 | 188
MISO |  |  |  | 2019-04-29T04:00:00+00:00 | Withdrawn |  | Photovoltaic |  |  |  | Solar | [16 empty] | Clay County | Arkansas |  |  | Datto-Corning North 161 kV line | 2022-10-30T04:00:00+00:00 | [9 empty] | ENTERGY ARKANSAS, LLC | [23 empty] | J1414 | 2020-08-04T04:00:00+00:00 |  | DPP-2019 | South | Phase 3 | Network Resource Interconnection Service (NRIS) | 150 | 150 | Not Started | 0 | 0 | 0 | 0
MISO |  |  |  | 2019-04-29T04:00:00+00:00 | Done |  | Photovoltaic |  |  |  | Solar | [16 empty] | Lonoke County | Arkansas |  |  | KEO EHV 500 kV Substation | 2023-10-30T04:00:00+00:00 | 2024-10-15T04:00:00+00:00 | [8 empty] | ENTERGY ARKANSAS, LLC | [23 empty] | J1415 |  | 2021-11-29T05:00:00+00:00 | DPP-2019 | South | Phase 3 | Network Resource Interconnection Service (NRIS) | 250 | 250 | Not Started | 250 | 250 | 250 | 250
MISO |  |  |  | 2019-04-29T04:00:00+00:00 | Withdrawn |  | Photovoltaic |  |  |  | Solar | [16 empty] | Worth County | Iowa |  |  | Worth County - Glenworth 161 kV Line tap | 2022-10-30T04:00:00+00:00 | [9 empty] | ITC MIDWEST | [23 empty] | J1416 | 2022-02-21T05:00:00+00:00 |  | DPP-2019 | West | Phase 3 | Network Resource Interconnection Service (NRIS) | 149 | 149 | Not Started | 149 | 149 | 0 | 0
MISO |  |  |  | 2019-04-29T04:00:00+00:00 | Withdrawn |  | Battery Storage |  |  |  | Battery Storage | [16 empty] | Worth County | Iowa |  |  | Ledyard - Colby 345 kV Line Tap | 2022-10-30T04:00:00+00:00 | [9 empty] | ITC MIDWEST | [23 empty] | J1417 | 2022-02-21T05:00:00+00:00 |  | DPP-2019 | West | Phase 3 | Network Resource Interconnection Service (NRIS) | 75 | 75 | Not Started | 75 | 75 | 0 | 0
MISO |  |  |  | 2019-04-29T04:00:00+00:00 | Withdrawn |  | Photovoltaic |  |  |  | Solar | [16 empty] | Pulaski County | Illinois |  |  | Joppa-Joppa North Bus 161kV Substation | 2021-12-01T05:00:00+00:00 | [9 empty] | AMEREN ILLINOIS | [23 empty] | J1418 | 2020-01-02T05:00:00+00:00 |  | DPP-2019 | Central | GIA | Network Resource Interconnection Service (NRIS) | 100 | 100 | Not Started | 0 | 0 | 0 | 0
MISO |  |  |  | 2019-04-29T04:00:00+00:00 | Withdrawn |  | Photovoltaic |  |  |  | Solar | [16 empty] | Greene County | Indiana |  |  | Edwardsport - Amo 345 kV Line Tap | 2022-07-01T04:00:00+00:00 | [9 empty] | DUKE ENERGY INDIANA, LLC | [23 empty] | J1419 | 2022-05-20T04:00:00+00:00 |  | DPP-2019 | Central | GIA | Network Resource Interconnection Service (NRIS) | 250 | 250 | Not Started | 250 | 250 | 0 | 0
MISO |  |  |  | 2019-04-29T04:00:00+00:00 | Withdrawn |  | Photovoltaic |  |  |  | Solar | [16 empty] | Rock Island County | Illinois |  |  | Sub #107 69 kV Substation | 2022-09-15T04:00:00+00:00 | [9 empty] | MIDAMERICAN ENERGY COMPANY | [23 empty] | J1420 | 2020-03-05T05:00:00+00:00 |  | DPP-2019 | Central | GIA | Network Resource Interconnection Service (NRIS) | 48 | 48 | Not Started | 0 | 0 | 0 | 0
MISO |  |  |  | 2019-04-29T04:00:00+00:00 | Done |  | Photovoltaic |  |  |  | Solar | [16 empty] | East Feliciana Parish | Louisiana |  |  | Moler 230 kV Substation | 2021-10-20T04:00:00+00:00 | 2024-12-01T05:00:00+00:00 | [8 empty] | ENTERGY LOUISIANA, LLC | [23 empty] | J1421 |  |  | DPP-2019 | South | Phase 3 | Network Resource Interconnection Service (NRIS) | 300 | 300 | Under Construction | 300 | 300 | 300 | 300
MISO |  |  |  | 2019-04-29T04:00:00+00:00 | Done |  | Solar/Battery |  |  |  | Hybrid | [16 empty] | Edwards County | Illinois |  |  | Albion - Olney 138 kV Line Tap | 2021-10-20T04:00:00+00:00 | 2024-10-20T04:00:00+00:00 | [8 empty] | AMEREN ILLINOIS | [23 empty] | J1422 |  |  | DPP-2019 | Central | GIA | Network Resource Interconnection Service (NRIS) | 150 | 150 | Not Started | 150 | 150 | 150 | 150
MISO |  |  |  | 2019-04-29T04:00:00+00:00 | Withdrawn |  | Photovoltaic |  |  |  | Solar | [16 empty] | Ottawa County | Michigan |  |  | Campbell - Blendon 138kV Line | 2022-04-20T04:00:00+00:00 | [9 empty] | METC | [23 empty] | J1423 | 2020-06-11T04:00:00+00:00 |  | DPP-2019 | East (ITC) | Phase 3 | Network Resource Interconnection Service (NRIS) | 100 | 100 | Not Started | 0 | 0 | 0 | 0
MISO |  |  |  | 2019-04-29T04:00:00+00:00 | Done |  | Photovoltaic |  |  |  | Solar | [16 empty] | Beauregard Parish | Louisiana |  |  | Cooper - Penton Road 230kV Line | 2022-08-01T04:00:00+00:00 | 2024-09-15T04:00:00+00:00 | [8 empty] | CLECO POWER LLC | [23 empty] | J1424 |  | 2021-11-29T05:00:00+00:00 | DPP-2019 | South | Phase 3 | Energy Resource Interconnection Service (ERIS) | 200 | 200 | Under Construction | 200 | 200 | 200 | 0
MISO |  |  |  | 2019-04-29T04:00:00+00:00 | Done |  | Combined Cycle |  |  |  | Gas | [16 empty] | Jefferson County | Arkansas |  |  | Pine Bluff International Paper 115 kV substation | 2020-06-01T04:00:00+00:00 | [9 empty] | ENTERGY ARKANSAS, LLC | [23 empty] | J1425 |  | 2022-01-27T05:00:00+00:00 | DPP-2019 | South | Phase 3 | Network Resource Interconnection Service only for an Existing Generating Facility (NRIS-Only) | 114 | 114 | In Service | 0 | 114 | 0 | 114
MISO |  |  |  | 2019-04-29T04:00:00+00:00 | Done |  | Photovoltaic |  |  |  | Solar | [16 empty] | Benton County | Minnesota |  |  | Benton County 115kV Substation | 2022-08-01T04:00:00+00:00 | 2025-08-01T04:00:00+00:00 | [8 empty] | GREAT RIVER ENERGY | [23 empty] | J1426 |  | 2022-08-26T04:00:00+00:00 | DPP-2019 | West | Phase 3 | Network Resource Interconnection Service (NRIS) | 100 | 100 | Under Construction | 100 | 100 | 100 | 100
MISO |  |  |  | 2019-04-29T04:00:00+00:00 | Withdrawn |  | Wind Turbine |  |  |  | Wind | [16 empty] | Benton County | Iowa |  |  | Duane Arnold 345kV Substation | 2022-08-01T04:00:00+00:00 | [9 empty] | ITC MIDWEST | [23 empty] | J1427 | 2021-03-24T04:00:00+00:00 |  | DPP-2019 | West | Phase 3 | Network Resource Interconnection Service (NRIS) | 400 | 400 | Not Started | 0 | 0 | 0 | 0
MISO |  |  |  | 2019-04-29T04:00:00+00:00 | Withdrawn |  | Photovoltaic |  |  |  | Solar | [16 empty] | Cass County | North Dakota |  |  | Buffalo 345kV Substation | 2022-08-01T04:00:00+00:00 | [9 empty] | OTTER TAIL POWER COMPANY | [23 empty] | J1428 | 2021-03-24T04:00:00+00:00 |  | DPP-2019 | West | Phase 3 | Network Resource Interconnection Service (NRIS) | 200 | 200 | Not Started | 0 | 0 | 0 | 0
MISO |  |  |  | 2019-04-29T04:00:00+00:00 | Withdrawn |  | Battery Storage |  |  |  | Battery Storage | [16 empty] | Juneau County | Wisconsin |  |  | Whistiling Wings 69 kV Substation | 2022-10-30T04:00:00+00:00 | [9 empty] | DAIRYLAND POWER COOPERATIVE | [23 empty] | J1429 | 2020-05-18T04:00:00+00:00 |  | DPP-2019 | East (ATC) | Phase 3 | Network Resource Interconnection Service (NRIS) | 24 | 24 | Not Started | 0 | 0 | 0 | 0
MISO |  |  |  | 2019-04-29T04:00:00+00:00 | Done |  | Photovoltaic |  |  |  | Solar | [16 empty] | Calhoun County | Michigan |  |  | Verona - Foundary 138kV Line | 2022-08-01T04:00:00+00:00 | 2023-08-01T04:00:00+00:00 | [8 empty] | METC | [23 empty] | J1430 |  | 2022-08-17T04:00:00+00:00 | DPP-2019 | East (ITC) | Phase 3 | Network Resource Interconnection Service (NRIS) | 100 | 100 | Not Started | 100 | 100 | 100 | 100
MISO |  |  |  | 2019-04-29T04:00:00+00:00 | Done |  | Photovoltaic |  |  |  | Solar | [16 empty] | St. James Parish | Louisiana |  |  | Vacherie 230kV Substation | 2021-06-01T04:00:00+00:00 | 2024-05-01T04:00:00+00:00 | [8 empty] | ENTERGY LOUISIANA, LLC | [23 empty] | J1431 |  | 2022-04-07T04:00:00+00:00 | DPP-2019 | South | Phase 3 | Network Resource Interconnection Service (NRIS) | 200 | 200 | Not Started | 90 | 90 | 90 | 90
MISO |  |  |  | 2019-04-29T04:00:00+00:00 | Done |  | Wind Turbine |  |  |  | Wind | [16 empty] | Clinton County | Iowa |  |  | Salem - Rock Creek 345kV Line | 2022-08-01T04:00:00+00:00 | 2025-09-01T04:00:00+00:00 | [8 empty] | ITC MIDWEST | [23 empty] | J1432 |  | 2022-10-31T04:00:00+00:00 | DPP-2019 | West | Phase 3 | Network Resource Interconnection Service (NRIS) | 250 | 250 | Not Started | 250 | 250 | 250 | 0
MISO |  |  |  | 2019-04-29T04:00:00+00:00 | Withdrawn |  | Photovoltaic |  |  |  | Solar | [16 empty] | Washington Parish | Louisiana |  |  | Lagen Holton-Franklinton 115kV (J1184) | 2021-06-01T04:00:00+00:00 | [9 empty] | ENTERGY LOUISIANA, LLC | [23 empty] | J1433 | 2019-10-22T04:00:00+00:00 |  | DPP-2019 | South | Phase 3 | Network Resource Interconnection Service (NRIS) | 50 | 50 | Not Started | 0 | 0 | 0 | 0
MISO |  |  |  | 2019-04-29T04:00:00+00:00 | Done |  | Photovoltaic |  |  |  | Solar | [16 empty] | Monroe County | Arkansas |  |  | J907 230kV Sub, Brinkley East - Aubrey 230 kV Line | 2022-08-01T04:00:00+00:00 | 2024-04-01T04:00:00+00:00 | [8 empty] | ENTERGY ARKANSAS, LLC | [23 empty] | J1434 |  | 2022-01-25T05:00:00+00:00 | DPP-2019 | South | Phase 3 | Network Resource Interconnection Service (NRIS) | 100 | 100 | Under Construction | 100 | 100 | 100 | 100
MISO |  |  |  | 2019-04-29T04:00:00+00:00 | Withdrawn |  | Battery Storage |  |  |  | Battery Storage | [16 empty] | Dubuque County | Iowa |  |  | Center Grove 161kV Substation | 2022-08-01T04:00:00+00:00 | [9 empty] | ITC MIDWEST | [23 empty] | J1435 | 2021-03-24T04:00:00+00:00 |  | DPP-2019 | West | Phase 3 | Network Resource Interconnection Service (NRIS) | 100 | 100 | Not Started | 0 | 0 | 0 | 0
MISO |  |  |  | 2019-04-29T04:00:00+00:00 | Done |  | Photovoltaic |  |  |  | Solar | [16 empty] | Morehouse Parish | Louisiana |  |  | Oak Ridge 115 kV Substation | 2022-11-15T05:00:00+00:00 | 2023-07-01T04:00:00+00:00 | [8 empty] | ENTERGY LOUISIANA, LLC | [23 empty] | J1436 |  | 2021-11-29T05:00:00+00:00 | DPP-2019 | South | Phase 3 | Energy Resource Interconnection Service (ERIS) | 50 | 50 | In Service | 50 | 0 | 50 | 0
MISO |  |  |  | 2019-04-29T04:00:00+00:00 | Done |  | Wind Turbine |  |  |  | Wind | [16 empty] | Carroll County | Arkansas |  |  | AECC Dry Creek 161kV Switchyard Station | 2021-04-30T04:00:00+00:00 | 2024-05-01T04:00:00+00:00 | [8 empty] | ARKANSAS ELECTRIC COOPERATIVE CORPORATION | [23 empty] | J1437 |  | 2021-12-22T05:00:00+00:00 | DPP-2019 | South | Phase 3 | Network Resource Interconnection Service (NRIS) | 180 | 180 | Under Construction | 180 | 180 | 180 | 180
MISO |  |  |  | 2019-04-29T04:00:00+00:00 | Withdrawn |  | Photovoltaic |  |  |  | Solar | [16 empty] | Fayette County | Iowa |  |  | Windsor - Hazelton 161kV Line | 2022-08-01T04:00:00+00:00 | [9 empty] | ITC MIDWEST | [23 empty] | J1438 | 2022-06-28T04:00:00+00:00 |  | DPP-2019 | West | Phase 3 | Network Resource Interconnection Service (NRIS) | 100 | 100 | Not Started | 100 | 100 | 100 | 100
MISO |  |  |  | 2019-04-29T04:00:00+00:00 | Withdrawn |  | Battery Storage |  |  |  | Battery Storage | [16 empty] | Tunica County | Mississippi |  |  | Lula - Tunica 115 kV Line | 2022-10-30T04:00:00+00:00 | [9 empty] | ENTERGY MISSISSIPPI, LLC | [23 empty] | J1439 | 2020-08-04T04:00:00+00:00 |  | DPP-2019 | South | Phase 3 | Network Resource Interconnection Service (NRIS) | 40 | 40 | Not Started | 0 | 0 | 0 | 0
MISO |  |  |  | 2019-04-29T04:00:00+00:00 | Done |  | Photovoltaic |  |  |  | Solar | [16 empty] | Tunica County | Mississippi |  |  | Lula - Tunica 115 kV Line | 2023-10-30T04:00:00+00:00 | 2024-12-15T05:00:00+00:00 | [8 empty] | ENTERGY MISSISSIPPI, LLC | [23 empty] | J1440 |  | 2022-01-25T05:00:00+00:00 | DPP-2019 | South | Phase 3 | Network Resource Interconnection Service (NRIS) | 160 | 160 | Under Construction | 150 | 150 | 150 | 150
MISO |  |  |  | 2019-04-29T04:00:00+00:00 | Withdrawn |  | Photovoltaic |  |  |  | Solar | [16 empty] | Terrebonne Parish | Louisiana |  |  | Schriever 230 kV Substation | 2022-08-01T04:00:00+00:00 | 2025-05-01T04:00:00+00:00 | [8 empty] | ENTERGY LOUISIANA, LLC | [23 empty] | J1441 | 2022-04-19T04:00:00+00:00 | 2022-04-06T04:00:00+00:00 | DPP-2019 | South | Phase 3 | Network Resource Interconnection Service (NRIS) | 200 | 200 | Not Started | 200 | 200 | 200 | 200
MISO |  |  |  | 2019-04-29T04:00:00+00:00 | Done |  | Photovoltaic |  |  |  | Solar | [16 empty] | Polk County | Texas |  |  | Rich (SHECO) - Livingston 138 kV Line Tap | 2023-10-30T04:00:00+00:00 | 2025-05-01T04:00:00+00:00 | [8 empty] | ENTERGY TEXAS, INC. | [23 empty] | J1442 |  | 2022-08-04T04:00:00+00:00 | DPP-2019 | South | Phase 3 | Energy Resource Interconnection Service (ERIS) | 165 | 165 | Under Construction | 105 | 105 | 105 | 0
MISO |  |  |  | 2019-04-29T04:00:00+00:00 | Withdrawn |  | Photovoltaic |  |  |  | Solar | [16 empty] | Union County | Arkansas |  |  | Texas Eastern F SS - Strong SS 115 kV Line Tap | 2023-10-30T04:00:00+00:00 | [9 empty] | ENTERGY ARKANSAS, LLC | [23 empty] | J1443 | 2020-01-14T05:00:00+00:00 |  | DPP-2019 | South | Phase 3 | Network Resource Interconnection Service (NRIS) | 100 | 100 | Not Started | 0 | 0 | 0 | 0
MISO |  |  |  | 2019-04-29T04:00:00+00:00 | Active |  | Photovoltaic |  |  |  | Solar | [16 empty] | Linn County | Iowa |  |  | Duane Arnold 345kV Substation | 2015-08-01T04:00:00+00:00 | 2025-09-01T04:00:00+00:00 | [8 empty] | ITC MIDWEST | [23 empty] | J1444 |  |  | DPP-2019 | West | Phase 3 | Network Resource Interconnection Service (NRIS) | 200 | 200 | Not Started | 200 | 200 | 200 | 200
MISO |  |  |  | 2019-04-29T04:00:00+00:00 | Done |  | Photovoltaic |  |  |  | Solar | [16 empty] | Benton County | Minnesota |  |  | Mayhew Lake 115kV Substation | 2022-08-01T04:00:00+00:00 | 2025-10-01T04:00:00+00:00 | [8 empty] | NORTHERN STATES POWER COMPANY | [23 empty] | J1445 |  |  | DPP-2019 | West | Phase 3 | Network Resource Interconnection Service (NRIS) | 100 | 100 | Under Construction | 100 | 100 | 100 | 100
MISO |  |  |  | 2019-04-29T04:00:00+00:00 | Withdrawn |  | Battery Storage |  |  |  | Battery Storage | [16 empty] | Wright County | Minnesota |  |  | Lake Pulaski 115kV Substation | 2022-08-01T04:00:00+00:00 | [9 empty] | NORTHERN STATES POWER COMPANY | [23 empty] | J1446 | 2022-02-21T05:00:00+00:00 |  | DPP-2019 | West | Phase 3 | Network Resource Interconnection Service (NRIS) | 150 | 150 | Not Started | 150 | 150 | 0 | 0
MISO |  |  |  | 2019-04-29T04:00:00+00:00 | Withdrawn |  | Photovoltaic |  |  |  | Solar | [16 empty] | Porter County | Indiana |  |  | Schahfer - Green Acres 345kV Line | 2022-09-01T04:00:00+00:00 | 2025-07-25T04:00:00+00:00 | [8 empty] | NORTHERN INDIANA PUBLIC SERVICE COMPANY LLC | [23 empty] | J1447 | 2024-02-27T05:00:00+00:00 |  | DPP-2019 | Central | GIA | Network Resource Interconnection Service (NRIS) | 250 | 250 | Withdrawn | 250 | 250 | 250 | 250
MISO |  |  |  | 2019-04-29T04:00:00+00:00 | Withdrawn |  | Photovoltaic |  |  |  | Solar | [16 empty] | Caldwell County | Kentucky |  |  | Hopkins - Caldwell County - Barkely 161kV Line | 2022-08-01T04:00:00+00:00 | [9 empty] | BIG RIVERS ELECTRIC CORPORATION | [23 empty] | J1448 | 2022-05-20T04:00:00+00:00 |  | DPP-2019 | Central | GIA | Network Resource Interconnection Service (NRIS) | 150 | 150 | Not Started | 150 | 150 | 0 | 0
MISO |  |  |  | 2019-04-29T04:00:00+00:00 | Withdrawn |  | Photovoltaic |  |  |  | Solar | [16 empty] | Monroe County | Michigan |  |  | Morocco 138kV Substation | 2022-08-01T04:00:00+00:00 | [9 empty] | METC | [23 empty] | J1449 | 2021-02-10T05:00:00+00:00 |  | DPP-2019 | East (ITC) | Phase 3 | Network Resource Interconnection Service (NRIS) | 100 | 100 | Not Started | 0 | 0 | 0 | 0
MISO |  |  |  | 2019-04-29T04:00:00+00:00 | Done |  | Photovoltaic |  |  |  | Solar | [16 empty] | Webster County | Kentucky |  |  | Hopkins - Reid161kV Line | 2022-08-01T04:00:00+00:00 | 2025-08-01T04:00:00+00:00 | [8 empty] | BIG RIVERS ELECTRIC CORPORATION | [23 empty] | J1450 |  |  | DPP-2019 | Central | GIA | Network Resource Interconnection Service (NRIS) | 150 | 150 | Not Started | 150 | 150 | 150 | 150
MISO |  |  |  | 2019-04-26T04:00:00+00:00 | Withdrawn |  | Battery Storage |  |  |  | Battery Storage | [16 empty] | Washtenaw County | Michigan |  |  | Dorset 120 kV Substation | 2022-10-30T04:00:00+00:00 | [9 empty] | ITC MIDWEST | [23 empty] | J1451 | 2020-05-06T04:00:00+00:00 |  | DPP-2019 | East (ITC) | Phase 3 | Network Resource Interconnection Service (NRIS) | 25 | 25 | Not Started | 0 | 0 | 0 | 0
MISO |  |  |  | 2019-04-29T04:00:00+00:00 | Withdrawn |  | Photovoltaic |  |  |  | Solar | [16 empty] | Red River Parish | Louisiana |  |  | Carroll - Mansfield 138 kV Line Tap | 2022-10-30T04:00:00+00:00 | [9 empty] | CLECO POWER LLC | [23 empty] | J1452 | 2021-03-18T04:00:00+00:00 |  | DPP-2019 | South | Phase 3 | Network Resource Interconnection Service (NRIS) | 200 | 200 | Not Started | 75 | 75 | 0 | 0
MISO |  |  |  | 2019-04-29T04:00:00+00:00 | Done |  | Wind Turbine |  |  |  | Wind | [16 empty] | Mason County | Illinois |  |  | Havana - Shockey 138 kV Line Tap | 2022-04-30T04:00:00+00:00 | 2022-05-03T04:00:00+00:00 | [8 empty] | AMEREN ILLINOIS | [23 empty] | J1453 |  |  | DPP-2019 | Central | GIA | Network Resource Interconnection Service (NRIS) | 188.3 | 188.3 | In Service | 165 | 165 | 165 | 165
MISO |  |  |  | 2019-04-29T04:00:00+00:00 | Done |  | Wind Turbine |  |  |  | Wind | [16 empty] | Mason County | Illinois |  |  | Mason 138 kV Substation | 2022-04-30T04:00:00+00:00 | 2021-08-18T04:00:00+00:00 | [8 empty] | AMEREN ILLINOIS | [23 empty] | J1454 |  |  | DPP-2019 | Central | GIA | Energy Resource Interconnection Service (ERIS) | 58.5 | 58.5 | In Service (with Provisional GIA) | 40.9 | 40.9 | 40.9 | 0
MISO |  |  |  | 2019-04-29T04:00:00+00:00 | Withdrawn |  | Photovoltaic |  |  |  | Solar | [16 empty] | St. Mary,St. Mary Parish | Louisiana |  |  | Teche - Morbihan 138kV Line | 2022-08-01T04:00:00+00:00 | 2025-09-01T04:00:00+00:00 | [8 empty] | CLECO POWER LLC | [23 empty] | J1455 | 2022-09-12T04:00:00+00:00 | 2022-04-15T04:00:00+00:00 | DPP-2019 | South | Phase 3 | Network Resource Interconnection Service (NRIS) | 150 | 150 | Not Started | 150 | 150 | 150 | 150
MISO |  |  |  | 2019-04-29T04:00:00+00:00 | Withdrawn |  | Wind Turbine |  |  |  | Wind | [16 empty] | Sheridan County | North Dakota |  |  | Harvey - Underwood 230 kV Line Tap | 2023-09-01T04:00:00+00:00 | [9 empty] | OTTER TAIL POWER COMPANY | [23 empty] | J1456 | 2022-09-01T04:00:00+00:00 |  | DPP-2019 | West | Phase 3 | Network Resource Interconnection Service (NRIS) | 300 | 300 | Not Started | 300 | 300 | 300 | 300
MISO |  |  |  | 2019-04-29T04:00:00+00:00 | Withdrawn |  | Photovoltaic |  |  |  | Solar | [16 empty] | Vermillion County | Indiana |  |  | Sugar Creek - Cayuga 345 kV Line Tap | 2022-06-30T04:00:00+00:00 | [9 empty] | DUKE ENERGY INDIANA, LLC | [23 empty] | J1457 | 2021-08-05T04:00:00+00:00 |  | DPP-2019 | Central | GIA | Network Resource Interconnection Service (NRIS) | 200 | 200 | Not Started | 0 | 0 | 0 | 0
MISO |  |  |  | 2019-04-29T04:00:00+00:00 | Done |  | Photovoltaic |  |  |  | Solar | [16 empty] | Washington County | Mississippi |  |  | Ray Braswell - Tinnin - Gerald Andrus 230kV Line | 2022-08-01T04:00:00+00:00 | 2024-12-15T05:00:00+00:00 | [8 empty] | ENTERGY MISSISSIPPI, LLC | [23 empty] | J1458 |  | 2022-01-25T05:00:00+00:00 | DPP-2019 | South | Phase 3 | Network Resource Interconnection Service (NRIS) | 200 | 200 | Under Construction | 200 | 170 | 200 | 170
MISO |  |  |  | 2019-04-29T04:00:00+00:00 | Withdrawn |  | Combined Cycle |  |  |  | Gas | [16 empty] | Calhoun County | Michigan |  |  | Argenta - Tompkins 345 kV Line Tap | 2024-03-01T05:00:00+00:00 | [9 empty] | METC | [23 empty] | J1459 | 2020-01-27T05:00:00+00:00 |  | DPP-2019 | East (ITC) | Phase 3 | Network Resource Interconnection Service (NRIS) | 670 | 670 | Not Started | 0 | 0 | 0 | 0
MISO |  |  |  | 2019-04-29T04:00:00+00:00 | Done |  | Photovoltaic |  |  |  | Solar | [16 empty] | Rock County | Wisconsin |  |  | Sunrise 138 kV Substation | 2022-06-30T04:00:00+00:00 | 2025-06-30T04:00:00+00:00 | [8 empty] | American Transmission Co. LLC | [23 empty] | J1460 |  |  | DPP-2019 | East (ATC) | Phase 3 | Network Resource Interconnection Service (NRIS) | 200 | 200 | Under Construction | 200 | 200 | 200 | 170
MISO |  |  |  | 2019-04-29T04:00:00+00:00 | Withdrawn |  | Photovoltaic |  |  |  | Solar | [16 empty] | Carver County | Minnesota |  |  | McLeod - Blue Lake 230kV Line | 2022-08-01T04:00:00+00:00 | [9 empty] | NORTHERN STATES POWER COMPANY | [23 empty] | J1461 | 2021-03-24T04:00:00+00:00 |  | DPP-2019 | West | Phase 3 | Network Resource Interconnection Service (NRIS) | 50 | 50 | Not Started | 0 | 0 | 0 | 0
MISO |  |  |  | 2019-04-29T04:00:00+00:00 | Withdrawn |  | Photovoltaic |  |  |  | Solar | [16 empty] | Acadia Parish | Louisiana |  |  | Acadia - Scanlan 138kV Line | 2022-08-01T04:00:00+00:00 | [9 empty] | ENTERGY LOUISIANA, LLC | [23 empty] | J1462 | 2020-08-06T04:00:00+00:00 |  | DPP-2019 | South | Phase 3 | Network Resource Interconnection Service (NRIS) | 150 | 150 | Not Started | 0 | 0 | 0 | 0
MISO |  |  |  | 2019-04-29T04:00:00+00:00 | Withdrawn |  | Photovoltaic |  |  |  | Solar | [16 empty] | West Baton Rouge Parish | Louisiana |  |  | Addis - Big Cajun 230 kV Line Tap (J639) | 2021-10-20T04:00:00+00:00 | 2023-11-01T04:00:00+00:00 | [8 empty] | ENTERGY LOUISIANA, LLC | [23 empty] | J1463 | 2024-06-04T04:00:00+00:00 | 2022-04-07T04:00:00+00:00 | DPP-2019 | South | Phase 3 | Energy Resource Interconnection Service (ERIS) | 150 | 150 | Withdrawn | 150 | 45 | 150 | 0
MISO |  |  |  | 2019-04-29T04:00:00+00:00 | Done |  | Photovoltaic |  |  |  | Solar | [16 empty] | Macoupin County,Morgan County,Sangamon County | Illinois |  |  | Meredosia - Austin 345 kV Line tap | 2022-04-30T04:00:00+00:00 | 2024-03-03T05:00:00+00:00 | [8 empty] | AMEREN TRANSMISSION COMPANY OF ILLINOIS | [23 empty] | J1464 |  |  | DPP-2019 | Central | GIA | Network Resource Interconnection Service (NRIS) | 592.8 | 592.8 | Not Started | 592.8 | 592.8 | 592.8 | 592.8
MISO |  |  |  | 2019-04-29T04:00:00+00:00 | Done |  | Photovoltaic |  |  |  | Solar | [16 empty] | Pointe Coupee,Pointe Coupee Parish | Louisiana |  |  | Livonia - Colonial Springs 138kV line | 2022-08-01T04:00:00+00:00 | 2024-12-01T05:00:00+00:00 | [8 empty] | ENTERGY LOUISIANA, LLC | [23 empty] | J1465 |  | 2022-04-15T04:00:00+00:00 | DPP-2019 | South | Phase 3 | Network Resource Interconnection Service (NRIS) | 150 | 150 | Not Started | 150 | 150 | 150 | 150
MISO |  |  |  | 2019-04-29T04:00:00+00:00 | Done |  | Photovoltaic |  |  |  | Solar | [16 empty] | Henderson County | Kentucky |  |  | Reid EHV 161 kV Substation | 2022-08-01T04:00:00+00:00 | 2025-08-01T04:00:00+00:00 | [8 empty] | BIG RIVERS ELECTRIC CORPORATION | [23 empty] | J1466 |  |  | DPP-2019 | Central | GIA | Network Resource Interconnection Service (NRIS) | 250 | 250 | Not Started | 250 | 250 | 250 | 250
MISO |  |  |  | 2019-04-29T04:00:00+00:00 | Withdrawn |  | Wind Turbine |  |  |  | Wind | [16 empty] | Fayette County | Iowa |  |  | ITC 161kV Windsor - Hazleton 161kV Line | 2022-08-01T04:00:00+00:00 | [9 empty] | ITC MIDWEST | [23 empty] | J1467 | 2021-03-24T04:00:00+00:00 |  | DPP-2019 | West | Phase 3 | Network Resource Interconnection Service (NRIS) | 150 | 150 | Not Started | 0 | 0 | 0 | 0
MISO |  |  |  | 2019-04-29T04:00:00+00:00 | Withdrawn |  | Battery Storage |  |  |  | Battery Storage | [16 empty] | Dakota County | Minnesota |  |  | West Hastings 115kV Substation | 2022-08-01T04:00:00+00:00 | [9 empty] | NORTHERN STATES POWER COMPANY | [23 empty] | J1468 | 2022-02-21T05:00:00+00:00 |  | DPP-2019 | West | Phase 3 | Network Resource Interconnection Service (NRIS) | 100 | 100 | Not Started | 100 | 100 | 0 | 0
MISO |  |  |  | 2019-04-29T04:00:00+00:00 | Withdrawn |  | Photovoltaic |  |  |  | Solar | [16 empty] | Crittenden County | Arkansas |  |  | Marion - Marked Tree 161kV Line | 2022-08-01T04:00:00+00:00 | [9 empty] | ENTERGY ARKANSAS, LLC | [23 empty] | J1469 | 2020-08-06T04:00:00+00:00 |  | DPP-2019 | South | Phase 3 | Network Resource Interconnection Service (NRIS) | 200 | 200 | Not Started | 0 | 0 | 0 | 0
MISO |  |  |  | 2019-04-29T04:00:00+00:00 | Done |  | Wind Turbine |  |  |  | Wind | [16 empty] | Benton County,Warren County | Indiana |  |  | Cayuga CT 345kV Substation | 2019-04-30T04:00:00+00:00 | 2023-03-21T04:00:00+00:00 | [8 empty] | DUKE ENERGY INDIANA, LLC | [23 empty] | J1470 |  |  | DPP-2019 | Central | GIA | Network Resource Interconnection Service only for an Existing Generating Facility (NRIS-Only) | 30 | 30 | Not Started | 0 | 30 | 0 | 30
MISO |  |  |  | 2019-04-29T04:00:00+00:00 | Withdrawn |  | Photovoltaic |  |  |  | Solar | [16 empty] | Lee County | Iowa |  |  | ITC 161kV Wever Substation | 2022-08-01T04:00:00+00:00 | [9 empty] | ITC MIDWEST | [23 empty] | J1471 | 2022-02-21T05:00:00+00:00 |  | DPP-2019 | West | Phase 3 | Network Resource Interconnection Service (NRIS) | 200 | 200 | Not Started | 200 | 200 | 0 | 0
MISO |  |  |  | 2019-04-29T04:00:00+00:00 | Done |  | Photovoltaic |  |  |  | Solar | [16 empty] | Jackson County | Michigan |  |  | Leoni - Parr Raod 138kV line | 2022-08-01T04:00:00+00:00 | 2024-03-31T04:00:00+00:00 | [8 empty] | METC | [23 empty] | J1472 |  | 2022-08-17T04:00:00+00:00 | DPP-2019 | East (ITC) | Phase 3 | Network Resource Interconnection Service (NRIS) | 100 | 100 | Not Started | 100 | 100 | 100 | 100
MISO |  |  |  | 2019-04-29T04:00:00+00:00 | Withdrawn |  | Photovoltaic |  |  |  | Solar | [16 empty] | Chisago County | Minnesota |  |  | Lawrence Creek - Shafer 115kV Line | 2022-08-01T04:00:00+00:00 | [9 empty] | NORTHERN STATES POWER COMPANY | [23 empty] | J1473 | 2021-03-24T04:00:00+00:00 |  | DPP-2019 | West | Phase 3 | Network Resource Interconnection Service (NRIS) | 100 | 100 | Not Started | 0 | 0 | 0 | 0
MISO |  |  |  | 2019-04-29T04:00:00+00:00 | Withdrawn |  | Photovoltaic |  |  |  | Solar | [16 empty] | Chippewa County | Wisconsin |  |  | Pine Lake - Eagle Point 115kV Line | 2022-07-01T04:00:00+00:00 | 2025-07-01T04:00:00+00:00 | [8 empty] | NORTHERN STATES POWER COMPANY | [23 empty] | J1474 | 2023-11-14T05:00:00+00:00 | 2023-01-26T05:00:00+00:00 | DPP-2019 | West | Phase 3 | Network Resource Interconnection Service (NRIS) | 200 | 200 | Withdrawn | 200 | 200 | 180 | 180
MISO |  |  |  | 2019-04-29T04:00:00+00:00 | Done |  | Photovoltaic |  |  |  | Solar | [16 empty] | Clark County | Illinois |  |  | Casey West - Sullivan 345 kV Line Tap | 2022-04-18T04:00:00+00:00 | 2023-05-02T04:00:00+00:00 | [8 empty] | AMEREN ILLINOIS | [23 empty] | J1475 |  |  | DPP-2019 | Central | GIA | Network Resource Interconnection Service (NRIS) | 75 | 75 | Not Started | 75 | 75 | 75 | 75
MISO |  |  |  | 2019-04-29T04:00:00+00:00 | Withdrawn |  | Battery Storage |  |  |  | Battery Storage | [16 empty] | Union County | Iowa |  |  | Creston East 69 kV Substation (J1132) | 2023-10-01T04:00:00+00:00 | [9 empty] | ITC MIDWEST | [23 empty] | J1476 | 2021-03-24T04:00:00+00:00 |  | DPP-2019 | West | Phase 3 | Network Resource Interconnection Service (NRIS) | 25 | 25 | Not Started | 0 | 0 | 0 | 0
MISO |  |  |  | 2019-04-29T04:00:00+00:00 | Done |  | Battery Storage |  |  |  | Battery Storage | [16 empty] | Scott County | Iowa |  |  | Sub 56 161 kV Substation (J1131) | 2021-10-01T04:00:00+00:00 | 2024-10-01T04:00:00+00:00 | [8 empty] | MIDAMERICAN ENERGY COMPANY | [23 empty] | J1477 |  | 2023-01-26T05:00:00+00:00 | DPP-2019 | West | Phase 3 | Network Resource Interconnection Service (NRIS) | 50 | 50 | Not Started | 50 | 50 | 50 | 50
MISO |  |  |  | 2019-04-29T04:00:00+00:00 | Withdrawn |  | Battery Storage |  |  |  | Battery Storage | [16 empty] | Des Moines County | Iowa |  |  | Huntwoods 69 kV substation (J1135) | 2021-10-01T04:00:00+00:00 | [9 empty] | ITC MIDWEST | [23 empty] | J1478 | 2022-02-18T05:00:00+00:00 |  | DPP-2019 | West | Phase 3 | Network Resource Interconnection Service (NRIS) | 25 | 25 | Not Started | 25 | 25 | 0 | 0
MISO |  |  |  | 2019-04-29T04:00:00+00:00 | Withdrawn |  | Battery Storage |  |  |  | Battery Storage | [16 empty] | Des Moines County | Iowa |  |  | Burlington 161 kV Substation | 2023-10-01T04:00:00+00:00 | [9 empty] | ITC MIDWEST | [23 empty] | J1479 | 2022-02-18T05:00:00+00:00 |  | DPP-2019 | West | Phase 3 | Network Resource Interconnection Service (NRIS) | 100 | 100 | Not Started | 100 | 100 | 0 | 0
MISO |  |  |  | 2019-04-29T04:00:00+00:00 | Withdrawn |  | Wind Turbine |  |  |  | Wind | [16 empty] | Black Hawk County | Iowa |  |  | Shawlis - Electric Farms 161kV Line | 2020-08-04T04:00:00+00:00 | [9 empty] | MIDAMERICAN ENERGY COMPANY | [23 empty] | J1480 | 2020-04-14T04:00:00+00:00 |  | DPP-2019 | West | Phase 3 | Network Resource Interconnection Service (NRIS) | 70 | 70 | Not Started | 0 | 0 | 0 | 0
MISO |  |  |  | 2019-04-29T04:00:00+00:00 | Done |  | Photovoltaic |  |  |  | Solar | [16 empty] | Howard County | Indiana |  |  | Greentown 230 kV substation | 2022-08-15T04:00:00+00:00 | 2025-08-15T04:00:00+00:00 | [8 empty] | DUKE ENERGY INDIANA, LLC | [23 empty] | J1481 |  |  | DPP-2019 | Central | GIA | Network Resource Interconnection Service (NRIS) | 200 | 200 | Not Started | 200 | 200 | 200 | 200
MISO |  |  |  | 2019-04-29T04:00:00+00:00 | Done |  | Photovoltaic |  |  |  | Solar | [16 empty] | White County | Indiana |  |  | Monticello - Springboro 138 kV Line Tap | 2022-08-15T04:00:00+00:00 | 2024-05-01T04:00:00+00:00 | [8 empty] | NORTHERN INDIANA PUBLIC SERVICE COMPANY LLC | [23 empty] | J1482 |  |  | DPP-2019 | Central | GIA | Network Resource Interconnection Service (NRIS) | 150 | 150 | Not Started | 150 | 150 | 150 | 150
MISO |  |  |  | 2019-04-29T04:00:00+00:00 | Done |  | Wind Turbine |  |  |  | Wind | [16 empty] | Iowa County | Wisconsin |  |  | Hill Valley 345 kV Substation | 2023-10-30T04:00:00+00:00 | 2026-09-01T04:00:00+00:00 | [8 empty] | American Transmission Co. LLC | [23 empty] | J1483 |  |  | DPP-2019 | East (ATC) | Phase 3 | Energy Resource Interconnection Service (ERIS) | 99 | 99 | Not Started | 99 | 0 | 99 | 0
MISO |  |  |  | 2019-04-29T04:00:00+00:00 | Withdrawn |  | Battery Storage |  |  |  | Battery Storage | [16 empty] | Union County | Arkansas |  |  | Texas Eastern F SS - Strong SS 115 kV Line Tap | 2023-10-30T04:00:00+00:00 | [9 empty] | ENTERGY ARKANSAS, LLC | [23 empty] | J1484 | 2020-01-14T05:00:00+00:00 |  | DPP-2019 | South | Phase 3 | Network Resource Interconnection Service (NRIS) | 25 | 25 | Not Started | 0 | 0 | 0 | 0
MISO |  |  |  | 2019-04-29T04:00:00+00:00 | Active |  | Wind Turbine |  |  |  | Wind | [16 empty] | Deuel County | South Dakota |  |  | Astoria 345 kV Substation (J493/J510) | 2022-10-30T04:00:00+00:00 | [9 empty] | OTTER TAIL POWER COMPANY | [23 empty] | J1485 |  |  | DPP-2019 | West | Phase 3 | Energy Resource Interconnection Service (ERIS) | 250 | 250 | Not Started | 250 | 0 | 250 | 0
MISO |  |  |  | 2019-04-29T04:00:00+00:00 | Withdrawn |  | Battery Storage |  |  |  | Battery Storage | [16 empty] | Waupaca County | Wisconsin |  |  | Harrison North 138kV Substation | 2021-12-31T05:00:00+00:00 | [9 empty] | American Transmission Co. LLC | [23 empty] | J1486 | 2020-03-17T04:00:00+00:00 |  | DPP-2019 | East (ATC) | Phase 3 | Network Resource Interconnection Service (NRIS) | 2.5 | 2.5 | Not Started | 0 | 0 | 0 | 0
MISO |  |  |  | 2019-04-29T04:00:00+00:00 | Withdrawn |  | Wind Turbine |  |  |  | Wind | [16 empty] | Freeborn County | Minnesota |  |  | Freeborn 161kV substation | 2021-05-01T04:00:00+00:00 | [9 empty] | ITC MIDWEST | [23 empty] | J1487 | 2022-02-18T05:00:00+00:00 |  | DPP-2019 | West | Phase 3 | Network Resource Interconnection Service (NRIS) | 120 | 120 | Not Started | 120 | 120 | 0 | 0
MISO |  |  |  | 2019-04-29T04:00:00+00:00 | Active | [22 empty] | Randolph County | Missouri |  |  | McCredie - Montgomery 345 kV Line Tap | 2024-03-31T04:00:00+00:00 | [9 empty] | Ameren Missouri | [23 empty] | J1488 |  |  | DPP-2019 | Central | GIA | Network Resource Interconnection Service (NRIS) | 500 | 500 | Not Started | 500 | 500 | 500 | 500
MISO |  |  |  | 2019-04-29T04:00:00+00:00 | Withdrawn | [22 empty] | Ralls County | Missouri |  |  | Maywood - Spencer Creek 345 kV Line Tap | 2024-03-31T04:00:00+00:00 | [9 empty] | Ameren Missouri | [23 empty] | J1489 | 2020-05-22T04:00:00+00:00 |  | DPP-2019 | Central | GIA | Network Resource Interconnection Service (NRIS) | 500 | 500 | Not Started | 0 | 0 | 0 | 0
MISO |  |  |  | 2019-04-29T04:00:00+00:00 | Active | [22 empty] | Randolph County | Missouri |  |  | McCredie - Montgomery 345 kV Line Tap | 2024-03-31T04:00:00+00:00 | [9 empty] | Ameren Missouri | [23 empty] | J1490 |  |  | DPP-2019 | Central | GIA | Network Resource Interconnection Service (NRIS) | 1000 | 1000 | Not Started | 1000 | 1000 | 1000 | 940
MISO |  |  |  | 2020-06-03T04:00:00+00:00 | Active |  | Battery Storage |  |  |  | Battery Storage | [16 empty] | Marion | IN |  |  | IPL EW Stout North Yard 138 kV Substation | 2022-12-15T05:00:00+00:00 | [9 empty] | INDIANAPOLIS POWER & LIGHT COMPANY | [23 empty] | J1491 |  |  | DPP-2020 | Central | Phase 2 | Network Resource Interconnection Service (NRIS) | 200 | 200 | Not Started | 200 | 200 | 200 | 200
MISO |  |  |  | 2020-06-12T04:00:00+00:00 | Withdrawn |  | Battery Storage |  |  |  | Battery Storage | [16 empty] | Kent | MI |  |  | Gaines 138kV | 2023-08-15T04:00:00+00:00 | [9 empty] | METC | [23 empty] | J1492 | 2023-02-22T05:00:00+00:00 |  | DPP-2020 | East (ITC) | Phase 2 | Network Resource Interconnection Service (NRIS) | 150 | 150 | Not Started | 150 | 150 | 0 | 0
MISO |  |  |  | 2020-06-18T04:00:00+00:00 | Withdrawn |  | Battery Storage |  |  |  | Battery Storage | [16 empty] | Hubbard | MN |  |  | Hubbard 115kV | 2023-10-15T04:00:00+00:00 | [9 empty] | GREAT RIVER ENERGY | [23 empty] | J1493 | 2021-01-05T05:00:00+00:00 |  | DPP-2020 | West | Phase 3 | Network Resource Interconnection Service (NRIS) | 50 | 50 | Not Started | 0 | 0 | 0 | 0
MISO |  |  |  | 2020-06-18T04:00:00+00:00 | Withdrawn |  | Battery Storage |  |  |  | Battery Storage | [16 empty] | Chisago | MN |  |  | Chisago 115kV | 2023-10-15T04:00:00+00:00 | [9 empty] | NORTHERN STATES POWER COMPANY | [23 empty] | J1494 | 2023-01-31T05:00:00+00:00 |  | DPP-2020 | West | Phase 3 | Network Resource Interconnection Service (NRIS) | 50 | 50 | Not Started | 50 | 50 | 0 | 0
MISO |  |  |  | 2020-06-18T04:00:00+00:00 | Withdrawn |  | Battery Storage |  |  |  | Battery Storage | [16 empty] | Goodhue | MN |  |  | North Rochester 161kV | 2023-10-15T04:00:00+00:00 | [9 empty] | NORTHERN STATES POWER COMPANY | [23 empty] | J1495 | 2023-01-31T05:00:00+00:00 |  | DPP-2020 | West | Phase 3 | Network Resource Interconnection Service (NRIS) | 50 | 50 | Not Started | 50 | 50 | 0 | 0
MISO |  |  |  | 2020-06-18T04:00:00+00:00 | Withdrawn |  | Battery Storage |  |  |  | Battery Storage | [16 empty] | Olmsted | MN |  |  | Byron 161kV | 2023-10-15T04:00:00+00:00 | [9 empty] | SOUTHERN MINNESOTA MUNICIPAL POWER AGENCY | [23 empty] | J1496 |  |  | DPP-2020 | West | Phase 3 | Network Resource Interconnection Service (NRIS) | 50 | 50 | Not Started | 0 | 0 | 0 | 0
MISO |  |  |  | 2020-06-11T04:00:00+00:00 | Withdrawn |  | Photovoltaic |  |  |  | Solar | [16 empty] | Jefferson | WI |  |  | Concord 138 kV | 2024-10-30T04:00:00+00:00 | [9 empty] | AMERICAN TRANSMISSION COMPANY | [23 empty] | J1497 | 2023-06-29T04:00:00+00:00 |  | DPP-2020 | East (ATC) | Phase 3 | Network Resource Interconnection Service (NRIS) | 125 | 125 | Not Started | 125 | 110 | 125 | 110
MISO |  |  |  | 2020-06-09T04:00:00+00:00 | Withdrawn |  | Battery Storage |  |  |  | Battery Storage | [16 empty] | Murray | MN |  |  | Chanarambie 115 kV Substation | 2023-09-01T04:00:00+00:00 | [9 empty] | NORTHERN STATES POWER COMPANY | [23 empty] | J1498 | 2023-01-31T05:00:00+00:00 |  | DPP-2020 | West | Phase 3 | Network Resource Interconnection Service (NRIS) | 50 | 50 | Not Started | 50 | 50 | 0 | 0
MISO |  |  |  | 2020-06-08T04:00:00+00:00 | Withdrawn |  | Battery Storage |  |  |  | Battery Storage | [16 empty] | Union | AR |  |  | El Dorado East - Sterlington 115 kV | 2023-09-01T04:00:00+00:00 | [9 empty] | ENTERGY ARKANSAS, LLC | [23 empty] | J1499 | 2023-02-10T05:00:00+00:00 |  | DPP-2020 | South | Phase 3 | Network Resource Interconnection Service (NRIS) | 50 | 50 | Not Started | 50 | 50 | 0 | 0
MISO |  |  |  | 2020-06-19T04:00:00+00:00 | Withdrawn |  | Photovoltaic |  |  |  | Solar | [16 empty] | George | MS |  |  | SE Greene Co 230kV substation | 2023-10-30T04:00:00+00:00 | [9 empty] | COOPERATIVE ENERGY | [23 empty] | J1500 | 2021-12-08T05:00:00+00:00 |  | DPP-2020 | South | Phase 3 | Network Resource Interconnection Service (NRIS) | 150 | 150 | Not Started | 0 | 0 | 0 | 0
MISO |  |  |  | 2020-06-17T04:00:00+00:00 | Withdrawn |  | Battery Storage |  |  |  | Battery Storage | [16 empty] | Sangamon | IL |  |  | Auburn North 138kV | 2023-08-31T04:00:00+00:00 | [9 empty] | AMEREN ILLINOIS | [23 empty] | J1501 | 2021-04-20T04:00:00+00:00 |  | DPP-2020 | Central | Phase 2 | Network Resource Interconnection Service (NRIS) | 0 | 0 | Not Started | 0 | 0 | 0 | 0
MISO |  |  |  | 2020-06-18T04:00:00+00:00 | Active |  | Photovoltaic |  |  |  | Solar | [16 empty] | Juneau | WI |  |  | Briggs Road - North Madison 345KV | 2023-03-31T04:00:00+00:00 | [9 empty] | AMERICAN TRANSMISSION COMPANY | [23 empty] | J1502 |  |  | DPP-2020 | East (ATC) | Phase 3 | Network Resource Interconnection Service (NRIS) | 225 | 225 | Not Started | 225 | 225 | 225 | 225
MISO |  |  |  | 2020-06-22T04:00:00+00:00 | Active |  | Photovoltaic |  |  |  | Solar | [16 empty] | Faribault | MN |  |  | Huntley 345 kV | 2024-10-31T04:00:00+00:00 | 2027-10-31T04:00:00+00:00 | [8 empty] | ITC MIDWEST | [23 empty] | J1503 |  |  | DPP-2020 | West | Phase 3 | Network Resource Interconnection Service (NRIS) | 150 | 150 | Not Started | 150 | 120 | 150 | 120
MISO |  |  |  | 2020-06-22T04:00:00+00:00 | Active |  | Photovoltaic |  |  |  | Solar | [16 empty] | Faribault | MN |  |  | Huntley 345 kV | 2024-10-31T04:00:00+00:00 | [9 empty] | ITC MIDWEST | [23 empty] | J1504 |  |  | DPP-2020 | West | Phase 3 | Network Resource Interconnection Service (NRIS) | 150 | 150 | Not Started | 150 | 120 | 150 | 120
MISO |  |  |  | 2020-06-25T04:00:00+00:00 | Withdrawn |  | Battery Storage |  |  |  | Battery Storage | [16 empty] | Washington | LA |  |  | Talisheek - Bogalusa 230 kV Line | 2023-09-01T04:00:00+00:00 | [9 empty] | ENTERGY LOUISIANA, LLC | [23 empty] | J1505 | 2020-12-22T05:00:00+00:00 |  | DPP-2020 | South | Phase 3 | Network Resource Interconnection Service (NRIS) | 50 | 50 | Not Started | 0 | 0 | 0 | 0
MISO |  |  |  | 2020-06-09T04:00:00+00:00 | Withdrawn |  | Photovoltaic |  |  |  | Solar | [16 empty] | Washington | LA |  |  | Barkers Corner - Bogalusa 230 kV Line | 2023-09-01T04:00:00+00:00 | [9 empty] | ENTERGY LOUISIANA, LLC | [23 empty] | J1506 | 2020-12-22T05:00:00+00:00 |  | DPP-2020 | South | Phase 3 | Network Resource Interconnection Service (NRIS) | 100 | 100 | Not Started | 0 | 0 | 0 | 0
MISO |  |  |  | 2020-06-09T04:00:00+00:00 | Withdrawn |  | Battery Storage |  |  |  | Battery Storage | [16 empty] | Washington | LA |  |  | Barkers Corner - Bogalusa 230 kV Line | 2023-09-01T04:00:00+00:00 | [9 empty] | ENTERGY LOUISIANA, LLC | [23 empty] | J1507 | 2020-12-22T05:00:00+00:00 |  | DPP-2020 | South | Phase 3 | Network Resource Interconnection Service (NRIS) | 50 | 50 | Not Started | 0 | 0 | 0 | 0
MISO |  |  |  | 2020-06-19T04:00:00+00:00 | Active |  | Wind Turbine |  |  |  | Wind | [16 empty] | Marathon | WI |  |  | B-54 Wien to McMillan 115KV | 2023-09-01T04:00:00+00:00 | [9 empty] | AMERICAN TRANSMISSION COMPANY | [23 empty] | J1508 |  |  | DPP-2020 | East (ATC) | Phase 3 | Network Resource Interconnection Service (NRIS) | 98.9 | 98.9 | Not Started | 98.9 | 98.9 | 98.9 | 98.9
MISO |  |  |  | 2020-06-10T04:00:00+00:00 | Withdrawn |  | Photovoltaic |  |  |  | Solar | [16 empty] | Leflore | MS |  |  | Greenwood - Pickens 115 kV | 2023-09-01T04:00:00+00:00 | 2026-06-01T04:00:00+00:00 | [8 empty] | ENTERGY MISSISSIPPI, LLC. | [23 empty] | J1509 | 2024-01-17T05:00:00+00:00 | 2023-01-18T05:00:00+00:00 | DPP-2020 | South | Phase 3 | Network Resource Interconnection Service (NRIS) | 100 | 100 | Not Started | 100 | 100 | 100 | 100
MISO |  |  |  | 2020-06-16T04:00:00+00:00 | Withdrawn |  | Photovoltaic |  |  |  | Solar | [16 empty] | Wood | WI |  |  | Arpin 345kV | 2023-10-01T04:00:00+00:00 | [9 empty] | AMERICAN TRANSMISSION COMPANY | [23 empty] | J1510 | 2023-11-17T05:00:00+00:00 |  | DPP-2020 | East (ATC) | Phase 3 | Network Resource Interconnection Service (NRIS) | 100 | 100 | Withdrawn | 100 | 100 | 100 | 100
MISO |  |  |  | 2020-06-19T04:00:00+00:00 | Withdrawn |  | Photovoltaic |  |  |  | Solar | [16 empty] | Chisago | MN |  |  | Scandia to Lawrence Creek 69kV | 2023-08-31T04:00:00+00:00 | [9 empty] | NORTHERN STATES POWER COMPANY | [23 empty] | J1511 | 2021-01-06T05:00:00+00:00 |  | DPP-2020 | West | Phase 3 | Network Resource Interconnection Service (NRIS) | 26 | 26 | Not Started | 0 | 0 | 0 | 0
MISO |  |  |  | 2020-06-19T04:00:00+00:00 | Withdrawn |  | Wind Turbine |  |  |  | Wind | [16 empty] | Lafayette | WI |  |  | Darlington 138KV | 2023-09-01T04:00:00+00:00 | [9 empty] | AMERICAN TRANSMISSION COMPANY | [23 empty] | J1512 | 2021-12-08T05:00:00+00:00 |  | DPP-2020 | East (ATC) | Phase 3 | Network Resource Interconnection Service (NRIS) | 98.9 | 98.9 | Not Started | 0 | 0 | 0 | 0
MISO |  |  |  | 2022-02-22T05:00:00+00:00 | Done |  | Photovoltaic |  |  |  | Solar | [16 empty] | Waupaca | WI |  |  | Clintonville | 2023-10-01T04:00:00+00:00 | 2026-08-01T04:00:00+00:00 | [8 empty] | AMERICAN TRANSMISSION COMPANY | [23 empty] | J1513 |  |  | DPP-2020 | East (ATC) | Phase 3 | Network Resource Interconnection Service (NRIS) | 300 | 300 | Not Started | 300 | 300 | 300 | 200
MISO |  |  |  | 2021-12-08T05:00:00+00:00 | Active |  | Photovoltaic |  |  |  | Solar | [16 empty] | Mississippi | AR |  |  | Driver 230kV | 2023-08-31T04:00:00+00:00 | 2023-03-01T05:00:00+00:00 | [8 empty] | ENTERGY ARKANSAS, LLC | [23 empty] | J1514 |  |  | DPP-2020 | South | Phase 3 |  | 100 | 100 | Under Construction | 100 | 100 | 100 | 100
MISO |  |  |  | 2020-06-19T04:00:00+00:00 | Withdrawn |  | Photovoltaic |  |  |  | Solar | [16 empty] | Midland | MI |  |  | Tittabawassee to Murphy 345kV | 2023-10-01T04:00:00+00:00 | [9 empty] | METC | [23 empty] | J1515 | 2021-01-23T05:00:00+00:00 |  | DPP-2020 | East (ITC) | Phase 2 | Network Resource Interconnection Service (NRIS) | 200 | 200 | Not Started | 0 | 0 | 0 | 0
MISO |  |  |  | 2020-06-15T04:00:00+00:00 | Active |  | Photovoltaic |  |  |  | Solar | [16 empty] | St. Clair | MI |  |  | Fitz 120kV | 2023-10-01T04:00:00+00:00 | 2026-08-01T04:00:00+00:00 | [8 empty] | ITC | [23 empty] | J1516 |  |  | DPP-2020 | East (ITC) | Phase 2 | Network Resource Interconnection Service (NRIS) | 100 | 100 | Not Started | 100 | 100 | 100 | 100
MISO |  |  |  | 2020-06-18T04:00:00+00:00 | Withdrawn |  | Battery Storage |  |  |  | Battery Storage | [16 empty] | Vermillion | IN |  |  | Hillsdale North 230 kV | 2023-10-02T04:00:00+00:00 | [9 empty] | DUKE ENERGY INDIANA, LLC | [23 empty] | J1517 | 2023-07-17T04:00:00+00:00 |  | DPP-2020 | Central | Phase 2 | Network Resource Interconnection Service (NRIS) | 40 | 40 | Not Started | 0 | 0 | 0 | 0
MISO |  |  |  | 2020-06-18T04:00:00+00:00 | Active |  | Photovoltaic |  |  |  | Solar | [16 empty] | Vermillion | IN |  |  | Hillsdale North 230 kV | 2023-10-06T04:00:00+00:00 | [9 empty] | DUKE ENERGY INDIANA, LLC | [23 empty] | J1518 |  |  | DPP-2020 | Central | Phase 2 | Network Resource Interconnection Service (NRIS) | 185 | 185 | Not Started | 185 | 185 | 185 | 185
MISO |  |  |  | 2020-06-18T04:00:00+00:00 | Active |  | Photovoltaic |  |  |  | Solar | [16 empty] | Bollinger | MO |  |  | St. Francois to Lutesville 345 kV | 2024-09-01T04:00:00+00:00 | [9 empty] | AMEREN MISSOURI | [23 empty] | J1519 |  |  | DPP-2020 | Central | Phase 2 | Network Resource Interconnection Service (NRIS) | 200 | 200 | Not Started | 200 | 200 | 200 | 200
MISO |  |  |  | 2020-06-22T04:00:00+00:00 | Active |  | Photovoltaic |  |  |  | Solar | [16 empty] | Worth | IA |  |  | Ledyard - Colby 345 kV | 2024-10-31T04:00:00+00:00 | [9 empty] | ITC MIDWEST | [23 empty] | J1520 |  |  | DPP-2020 | West | Phase 3 | Network Resource Interconnection Service (NRIS) | 135 | 135 | Not Started | 135 | 108 | 135 | 108
MISO |  |  |  | 2020-06-23T04:00:00+00:00 | Withdrawn |  | Wind Turbine |  |  |  | Wind | [16 empty] | Day | SD |  |  | Big Stone to Ellendale (BS3ELR) 345kV (J933) | 2022-10-31T04:00:00+00:00 | [9 empty] | OTTER TAIL POWER COMPANY | [23 empty] | J1521 |  |  | DPP-2020 | West | Phase 3 | Network Resource Interconnection Service (NRIS) | 199.5 | 199.5 | Not Started | 0 | 0 | 0 | 0
MISO |  |  |  | 2020-06-12T04:00:00+00:00 | Withdrawn |  | Photovoltaic |  |  |  | Solar | [16 empty] | Muskegon | MI |  |  | Grassmere 345kV | 2023-10-01T04:00:00+00:00 | [9 empty] | METC | [23 empty] | J1522 | 2020-11-30T05:00:00+00:00 |  | DPP-2020 | East (ITC) | Phase 2 | Network Resource Interconnection Service (NRIS) | 200 | 200 | Not Started | 0 | 0 | 0 | 0
MISO |  |  |  | 2020-06-10T04:00:00+00:00 | Withdrawn |  | Battery Storage |  |  |  | Battery Storage | [16 empty] | Leflore | MS |  |  | Greenwood - Pickens 115 kV | 2023-09-01T04:00:00+00:00 | [9 empty] | ENTERGY MISSISSIPPI, LLC. | [23 empty] | J1523 | 2023-02-10T05:00:00+00:00 |  | DPP-2020 | South | Phase 3 | Network Resource Interconnection Service (NRIS) | 50 | 50 | Not Started | 50 | 50 | 0 | 0
MISO |  |  |  | 2020-06-19T04:00:00+00:00 | Withdrawn |  | Photovoltaic |  |  |  | Solar | [16 empty] | Pipestone | MN |  |  | Buffalo Ridge to Pipestone 115kV | 2023-08-31T04:00:00+00:00 | [9 empty] | NORTHERN STATES POWER COMPANY | [23 empty] | J1524 | 2021-01-06T05:00:00+00:00 |  | DPP-2020 | West | Phase 3 | Network Resource Interconnection Service (NRIS) | 200 | 200 | Not Started | 0 | 0 | 0 | 0
MISO |  |  |  | 2020-06-12T04:00:00+00:00 | Active |  | Photovoltaic |  |  |  | Hybrid | [16 empty] | Huron | MI |  |  | Grassmere 345kV | 2023-10-01T04:00:00+00:00 | 2026-04-30T04:00:00+00:00 | [8 empty] | ITC | [23 empty] | J1525 |  |  | DPP-2020 | East (ITC) | Phase 2 | Network Resource Interconnection Service (NRIS) | 200 | 200 | Not Started | 200 | 200 | 200 | 200
MISO |  |  |  | 2020-06-14T04:00:00+00:00 | Active |  | Photovoltaic |  |  |  | Hybrid | [16 empty] | St. Clair | MI |  |  | Greenwood 345kV | 2023-10-01T04:00:00+00:00 | 2026-05-13T04:00:00+00:00 | [8 empty] | ITC | [23 empty] | J1526 |  |  | DPP-2020 | East (ITC) | Phase 2 | Network Resource Interconnection Service (NRIS) | 200 | 200 | Not Started | 200 | 200 | 200 | 200
MISO |  |  |  | 2020-06-23T04:00:00+00:00 | Active |  | Photovoltaic |  |  |  | Solar | [16 empty] | Ottawa | MI |  |  | Kenowa 345kV | 2023-04-01T04:00:00+00:00 | 2026-04-01T04:00:00+00:00 | [8 empty] | METC | [23 empty] | J1527 |  |  | DPP-2020 | East (ITC) | Phase 2 | Network Resource Interconnection Service (NRIS) | 200 | 200 | Not Started | 200 | 200 | 200 | 200
MISO |  |  |  | 2022-03-17T04:00:00+00:00 | Active |  | Battery Storage |  |  |  | Battery Storage | [16 empty] | Dunn | WI |  |  | EAU CLAIRE (ENDPOINT A) TO AS KING (ENDPOINT B) 345 KV | 2024-06-06T04:00:00+00:00 | [9 empty] | NORTHERN STATES POWER COMPANY | [23 empty] | J1528 |  |  | DPP-2020 | West | Phase 3 | Network Resource Interconnection Service (NRIS) | 0 | 0 | Not Started | 0 | 0 | 0 | 0
MISO |  |  |  | 2021-04-16T04:00:00+00:00 | Active |  | Photovoltaic |  |  |  | Solar | [16 empty] | Carroll | IA |  |  | Tap Carroll (635320) - Auburn (635328) 69 kV line at about midpoint | 2023-09-15T04:00:00+00:00 | [9 empty] | MIDAMERICAN ENERGY CO. | [23 empty] | J1529 |  |  | DPP-2020 | West | Phase 3 | Network Resource Interconnection Service (NRIS) | 50 | 50 | Not Started | 50 | 50 | 50 | 50
MISO |  |  |  | 2021-04-16T04:00:00+00:00 | Active |  | Photovoltaic |  |  |  | Solar | [16 empty] | Mills | IA |  |  | Tap Hastings (635033) - Macedonia (635069) 69 kV line at about midpoint | 2023-09-15T04:00:00+00:00 | [9 empty] | MIDAMERICAN ENERGY CO. | [23 empty] | J1530 |  |  | DPP-2020 | West | Phase 3 | Network Resource Interconnection Service (NRIS) | 50 | 50 | Not Started | 50 | 50 | 50 | 50
MISO |  |  |  | 2020-06-23T04:00:00+00:00 | Withdrawn |  | Photovoltaic |  |  |  | Solar | [16 empty] | Sherburne | MN |  |  | Sheroc Substation 345kV | 2023-05-01T04:00:00+00:00 | [9 empty] | NORTHERN STATES POWER COMPANY | [23 empty] | J1531 | 2020-10-08T04:00:00+00:00 |  | DPP-2020 | West | Phase 3 | Network Resource Interconnection Service (NRIS) | 200 | 200 | Not Started | 0 | 0 | 0 | 0
MISO |  |  |  | 2021-04-16T04:00:00+00:00 | Active |  | Photovoltaic |  |  |  | Solar | [16 empty] | Page | IA |  |  | Clarinda-Coburg 69 kV | 2023-09-15T04:00:00+00:00 | [9 empty] | MIDAMERICAN ENERGY CO. | [23 empty] | J1532 |  |  | DPP-2020 | West | Phase 3 | Network Resource Interconnection Service (NRIS) | 50 | 50 | Not Started | 50 | 50 | 50 | 50
MISO |  |  |  | 2020-06-18T04:00:00+00:00 | Withdrawn |  | Photovoltaic |  |  |  | Solar | [16 empty] | Adams | IA |  |  | Creston-Adams County 161kV | 2024-06-01T04:00:00+00:00 | [9 empty] | MIDAMERICAN ENERGY CO. | [23 empty] | J1533 |  |  | DPP-2020 | West | Phase 3 | Network Resource Interconnection Service (NRIS) | 200 | 200 | Not Started | 0 | 0 | 0 | 0
MISO |  |  |  | 2020-06-23T04:00:00+00:00 | Active |  | Photovoltaic |  |  |  | Solar | [16 empty] | Olmsted | MN |  |  | Byron 345kV | 2023-06-01T04:00:00+00:00 | [9 empty] | SOUTHERN MINNESOTA MUNICIPAL POWER AGENCY | [23 empty] | J1534 |  |  | DPP-2020 | West | Phase 3 |  | 100 | 100 | Not Started | 100 | 100 | 100 | 100
MISO |  |  |  | 2020-06-10T04:00:00+00:00 | Withdrawn |  | Battery Storage |  |  |  | Battery Storage | [16 empty] | Knox | IN |  |  | Edwardsport - Peabody Tap 138 kV Line | 2023-09-01T04:00:00+00:00 | [9 empty] | DUKE ENERGY INDIANA, LLC | [23 empty] | J1535 | 2021-03-15T04:00:00+00:00 |  | DPP-2020 | Central | Phase 2 | Network Resource Interconnection Service (NRIS) | 50 | 50 | Not Started | 0 | 0 | 0 | 0
MISO |  |  |  | 2020-06-22T04:00:00+00:00 | Withdrawn |  | Wind Turbine |  |  |  | Wind | [16 empty] | Isabella | MI |  |  | Summerton (1) 138 kV | 2024-10-31T04:00:00+00:00 | [9 empty] | METC | [23 empty] | J1536 | 2020-11-24T05:00:00+00:00 |  | DPP-2020 | East (ITC) | Phase 2 | Network Resource Interconnection Service (NRIS) | 150 | 150 | Not Started | 0 | 0 | 0 | 0
MISO |  |  |  | 2020-06-23T04:00:00+00:00 | Withdrawn |  | Photovoltaic |  |  |  | Solar | [16 empty] | Genesee | MI |  |  | Thetford #1 - Dort 138kV T-Line | 2024-07-04T04:00:00+00:00 | [9 empty] | METC | [23 empty] | J1537 | 2022-12-01T05:00:00+00:00 |  | DPP-2020 | East (ITC) | Phase 2 | Network Resource Interconnection Service (NRIS) | 150 | 150 | Not Started | 150 | 150 | 0 | 0
MISO |  |  |  | 2020-06-24T04:00:00+00:00 | Withdrawn |  | Photovoltaic |  |  |  | Solar | [16 empty] | Livingston | LA |  |  | Hammond - Coly 230 kV | 2023-04-20T04:00:00+00:00 | [9 empty] | ENTERGY LOUISIANA, LLC | [23 empty] | J1538 | 2020-09-16T04:00:00+00:00 |  | DPP-2020 | South | Phase 3 | Network Resource Interconnection Service (NRIS) | 268 | 268 | Not Started | 0 | 0 | 0 | 0
MISO |  |  |  | 2020-06-24T04:00:00+00:00 | Withdrawn |  | Photovoltaic |  |  |  | Solar | [16 empty] | West Baton Rouge | LA |  |  | J683 POI 138 kV | 2023-04-20T04:00:00+00:00 | [9 empty] | ENTERGY LOUISIANA, LLC | [23 empty] | J1539 | 2021-12-08T05:00:00+00:00 |  | DPP-2020 | South | Phase 3 | Network Resource Interconnection Service (NRIS) | 146 | 146 | Not Started | 0 | 0 | 0 | 0
MISO |  |  |  | 2020-06-22T04:00:00+00:00 | Withdrawn |  | Photovoltaic |  |  |  | Solar | [16 empty] | Cass | ND |  |  | Bison-Alexandria 345kV | 2024-06-01T04:00:00+00:00 | [9 empty] | NORTHERN STATES POWER COMPANY | [23 empty] | J1540 | 2020-12-02T05:00:00+00:00 |  | DPP-2020 | West | Phase 3 | Network Resource Interconnection Service (NRIS) | 200 | 200 | Not Started | 0 | 0 | 0 | 0
MISO |  |  |  | 2020-06-21T04:00:00+00:00 | Withdrawn |  | Photovoltaic |  |  |  | Solar | [16 empty] | Calcasieu | LA |  |  | Donaldsonville 230kV | 2023-10-01T04:00:00+00:00 | [9 empty] | ENTERGY LOUISIANA, LLC | [23 empty] | J1541 | 2020-09-18T04:00:00+00:00 |  | DPP-2020 | South | Phase 3 | Network Resource Interconnection Service (NRIS) | 200 | 200 | Not Started | 0 | 0 | 0 | 0
MISO |  |  |  | 2020-06-14T04:00:00+00:00 | Active |  | Photovoltaic |  |  |  | Solar | [16 empty] | St. James | LA |  |  | Thibodaux - Vacherie 230kV | 2023-10-01T04:00:00+00:00 | 2026-06-01T04:00:00+00:00 | [8 empty] | ENTERGY LOUISIANA, LLC | [23 empty] | J1542 |  | 2023-01-18T05:00:00+00:00 | DPP-2020 | South | Phase 3 | Network Resource Interconnection Service (NRIS) | 135 | 135 | Not Started | 150 | 30 | 135 | 0
MISO |  |  |  | 2020-06-22T04:00:00+00:00 | Withdrawn |  | Photovoltaic |  |  |  | Solar | [16 empty] | Grand Traverse | MI |  |  | Ludington to Keystone 345kV | 2023-10-01T04:00:00+00:00 | [9 empty] | METC | [23 empty] | J1543 | 2020-09-18T04:00:00+00:00 |  | DPP-2020 | East (ITC) | Phase 2 | Network Resource Interconnection Service (NRIS) | 200 | 200 | Not Started | 0 | 0 | 0 | 0
MISO |  |  |  | 2020-06-24T04:00:00+00:00 | Withdrawn |  | Photovoltaic |  |  |  | Solar | [16 empty] | Morton | ND |  |  | Mandan BN-Northwest Mandan 115kV Line | 2023-09-01T04:00:00+00:00 | [9 empty] | MONTANA-DAKOTA UTILITIES CO. | [23 empty] | J1544 |  |  | DPP-2020 | West | Phase 3 | Network Resource Interconnection Service (NRIS) | 200 | 200 | Not Started | 0 | 0 | 0 | 0
MISO |  |  |  | 2020-06-22T04:00:00+00:00 | Withdrawn |  | Battery Storage |  |  |  | Battery Storage | [16 empty] | Morehouse | LA |  |  | Crossett North to North Bastrop 115 kV | 2024-01-15T05:00:00+00:00 | [9 empty] | ENTERGY LOUISIANA, LLC | [23 empty] | J1545 | 2020-12-21T05:00:00+00:00 |  | DPP-2020 | South | Phase 3 | Network Resource Interconnection Service (NRIS) | 0 | 0 | Not Started | 0 | 0 | 0 | 0
MISO |  |  |  | 2020-06-22T04:00:00+00:00 | Withdrawn |  | Photovoltaic |  |  |  | Solar | [16 empty] | Monroe | MI |  |  | Milan - Monroe 345 kV | 2023-10-31T04:00:00+00:00 | [9 empty] | ITC | [23 empty] | J1546 | 2020-11-24T05:00:00+00:00 |  | DPP-2020 | East (ITC) | Phase 2 | Network Resource Interconnection Service (NRIS) | 150 | 150 | Not Started | 0 | 0 | 0 | 0
MISO |  |  |  | 2020-06-23T04:00:00+00:00 | Withdrawn |  | Photovoltaic |  |  |  | Solar | [16 empty] | Hardin | IA |  |  | Killdeer to Blackhawk 345kV Line Tap | 2023-09-01T04:00:00+00:00 | [9 empty] | ITC MIDWEST | [23 empty] | J1547 | 2020-10-01T04:00:00+00:00 |  | DPP-2020 | West | Phase 3 | Network Resource Interconnection Service (NRIS) | 250 | 250 | Not Started | 0 | 0 | 0 | 0
MISO |  |  |  | 2020-06-18T04:00:00+00:00 | Withdrawn |  | Photovoltaic |  |  |  | Solar | [16 empty] | Putnam | IN |  |  | Amo-Edwardsport IGCC 345kV | 2024-06-01T04:00:00+00:00 | [9 empty] | DUKE ENERGY INDIANA, LLC | [23 empty] | J1548 | 2020-12-18T05:00:00+00:00 |  | DPP-2020 | Central | Phase 2 | Network Resource Interconnection Service (NRIS) | 200 | 200 | Not Started | 0 | 0 | 0 | 0
MISO |  |  |  | 2020-06-23T04:00:00+00:00 | Withdrawn |  | Photovoltaic |  |  |  | Solar | [16 empty] | Clinton | IA |  |  | Rock Creek-DeWitt 161kV line | 2024-06-01T04:00:00+00:00 | [9 empty] | ITC MIDWEST | [23 empty] | J1549 | 2020-10-08T04:00:00+00:00 |  | DPP-2020 | West | Phase 3 | Network Resource Interconnection Service (NRIS) | 125 | 125 | Not Started | 0 | 0 | 0 | 0
MISO |  |  |  | 2020-06-22T04:00:00+00:00 | Active |  | Photovoltaic |  |  |  | Solar | [16 empty] | Branch | MI |  |  | Batavia - Tap Kinderhook distribution station, 138kV Transmission Line | 2024-07-04T04:00:00+00:00 | 2025-09-01T04:00:00+00:00 | [8 empty] | METC | [23 empty] | J1550 |  |  | DPP-2020 | East (ITC) | Phase 2 | Network Resource Interconnection Service (NRIS) | 200 | 200 | Not Started | 200 | 200 | 200 | 200
MISO |  |  |  | 2020-06-22T04:00:00+00:00 | Withdrawn |  | Photovoltaic |  |  |  | Solar | [16 empty] | Morehouse | LA |  |  | Crossett North to North Bastrop 115 kV | 2024-01-15T05:00:00+00:00 | [9 empty] | ENTERGY LOUISIANA, LLC | [23 empty] | J1551 | 2020-12-21T05:00:00+00:00 |  | DPP-2020 | South | Phase 3 | Network Resource Interconnection Service (NRIS) | 195 | 195 | Not Started | 0 | 0 | 0 | 0
MISO |  |  |  | 2020-06-22T04:00:00+00:00 | Withdrawn |  | Photovoltaic |  |  |  | Solar | [16 empty] | Jackson | MI |  |  | Blackstone to Marshall 138kV (J1310 POI) | 2023-09-01T04:00:00+00:00 | [9 empty] | METC | [23 empty] | J1552 |  |  | DPP-2020 | East (ITC) | Phase 2 |  | 100 | 100 | Not Started | 0 | 0 | 0 | 0
MISO |  |  |  | 2021-12-03T05:00:00+00:00 | Active |  | Photovoltaic |  |  |  | Solar | [16 empty] | Clinton | MI |  |  | BINGHAM | 2023-09-15T04:00:00+00:00 | 2025-08-02T04:00:00+00:00 | [8 empty] | METC | [23 empty] | J1553 |  |  | DPP-2020 | East (ITC) | Phase 2 | Network Resource Interconnection Service (NRIS) | 150 | 150 | Not Started | 150 | 150 | 150 | 150
MISO |  |  |  | 2020-06-24T04:00:00+00:00 | Withdrawn |  | Photovoltaic |  |  |  | Solar | [16 empty] | Ionia | MI |  |  | American Bumper Junction to David Junction 138Kv | 2023-09-15T04:00:00+00:00 | [9 empty] | METC | [23 empty] | J1554 | 2020-11-24T05:00:00+00:00 |  | DPP-2020 | East (ITC) | Phase 2 | Network Resource Interconnection Service (NRIS) | 150 | 150 | Not Started | 0 | 0 | 0 | 0
MISO |  |  |  | 2020-06-24T04:00:00+00:00 | Withdrawn |  | Photovoltaic |  |  |  | Solar | [16 empty] | Hillsdale | MI |  |  | Moore Road Substation 138kV | 2023-09-15T04:00:00+00:00 | [9 empty] | METC | [23 empty] | J1555 | 2020-11-24T05:00:00+00:00 |  | DPP-2020 | East (ITC) | Phase 2 | Network Resource Interconnection Service (NRIS) | 100 | 100 | Not Started | 0 | 0 | 0 | 0
MISO |  |  |  | 2020-06-23T04:00:00+00:00 | Withdrawn |  | Photovoltaic |  |  |  | Solar | [16 empty] | Ottawa | MI |  |  | Northern Fibre 138kV | 2023-09-15T04:00:00+00:00 | [9 empty] | METC | [23 empty] | J1556 | 2021-02-23T05:00:00+00:00 |  | DPP-2020 | East (ITC) | Phase 2 | Network Resource Interconnection Service (NRIS) | 200 | 200 | Not Started | 0 | 0 | 0 | 0
MISO |  |  |  | 2020-06-23T04:00:00+00:00 | Active |  | Wind Turbine |  |  |  | Wind | [16 empty] | Sanilac | MI |  |  | Greenwood to Banner 345 kV Line | 2023-08-31T04:00:00+00:00 | 2026-08-01T04:00:00+00:00 | [8 empty] | ITC | [23 empty] | J1557 |  |  | DPP-2020 | East (ITC) | Phase 2 | Network Resource Interconnection Service (NRIS) | 293 | 293 | Not Started | 293 | 293 | 293 | 293
MISO |  |  |  | 2020-06-18T04:00:00+00:00 | Active |  | Photovoltaic |  |  |  | Solar | [16 empty] | Pope | AR |  |  | MORELAND | 2023-04-01T04:00:00+00:00 | 2026-04-01T04:00:00+00:00 | [8 empty] | ENTERGY ARKANSAS, LLC | [23 empty] | J1558 |  |  | DPP-2020 | South | Phase 3 | Network Resource Interconnection Service (NRIS) | 200 | 200 | Not Started | 200 | 200 | 200 | 200
MISO |  |  |  | 2020-06-18T04:00:00+00:00 | Active |  | Photovoltaic |  |  |  | Solar | [16 empty] | Conway | AR |  |  | Morrilton East Substation (161kV bus) | 2023-04-01T04:00:00+00:00 | 2026-04-01T04:00:00+00:00 | [8 empty] | ENTERGY ARKANSAS, LLC | [23 empty] | J1559 |  |  | DPP-2020 | South | Phase 3 | Network Resource Interconnection Service (NRIS) | 200 | 200 | Under Construction | 200 | 200 | 200 | 140
MISO |  |  |  | 2020-06-18T04:00:00+00:00 | Withdrawn |  | Photovoltaic |  |  |  | Solar | [16 empty] | Iberia | LA |  |  | Patoutville Substation (138kV bus) | 2023-04-01T04:00:00+00:00 | [9 empty] | CLECO POWER LLC | [23 empty] | J1560 | 2021-10-12T04:00:00+00:00 |  | DPP-2020 | South | Phase 3 | Network Resource Interconnection Service (NRIS) | 200 | 200 | Not Started | 0 | 0 | 0 | 0
MISO |  |  |  | 2021-10-20T04:00:00+00:00 | Active |  | Photovoltaic |  |  |  | Solar | [16 empty] | Acadia | LA |  |  | Richard 138kV | 2023-10-30T04:00:00+00:00 | 2026-04-01T04:00:00+00:00 | [8 empty] | ENTERGY LOUISIANA, LLC | [23 empty] | J1561 |  | 2023-01-18T05:00:00+00:00 | DPP-2020 | South | Phase 3 | Network Resource Interconnection Service (NRIS) | 75 | 75 | Not Started | 75 | 75 | 75 | 75
MISO |  |  |  | 2020-06-12T04:00:00+00:00 | Active |  | Photovoltaic |  |  |  | Solar | [16 empty] | Mississippi | AR |  |  | Blytheville I-55 to AECC Blytheville North 161kV | 2023-09-01T04:00:00+00:00 | 2025-01-31T05:00:00+00:00 | [8 empty] | ENTERGY ARKANSAS, LLC | [23 empty] | J1562 |  | 2023-01-18T05:00:00+00:00 | DPP-2020 | South | Phase 3 | Network Resource Interconnection Service (NRIS) | 200 | 200 | Not Started | 200 | 200 | 200 | 200
MISO |  |  |  | 2020-06-18T04:00:00+00:00 | Active |  | Photovoltaic |  |  |  | Solar | [16 empty] | Putnam | IN |  |  | Whitesville - Wabash River 230kV line | 2023-04-01T04:00:00+00:00 | [9 empty] | DUKE ENERGY INDIANA, LLC | [23 empty] | J1563 |  |  | DPP-2020 | Central | Phase 2 | Network Resource Interconnection Service (NRIS) | 200 | 200 | Not Started | 200 | 200 | 200 | 200
MISO |  |  |  | 2020-06-08T04:00:00+00:00 | Active |  | Photovoltaic |  |  |  | Solar | [16 empty] | Washington | LA |  |  | Talisheek - Bogalusa 230 kV Line | 2023-09-01T04:00:00+00:00 | 2025-12-22T05:00:00+00:00 | [8 empty] | ENTERGY LOUISIANA, LLC | [23 empty] | J1564 |  | 2023-01-18T05:00:00+00:00 | DPP-2020 | South | Phase 3 | Network Resource Interconnection Service (NRIS) | 100 | 100 | Not Started | 100 | 100 | 100 | 100
MISO |  |  |  | 2020-06-18T04:00:00+00:00 | Withdrawn |  | Photovoltaic |  |  |  | Solar | [16 empty] | Lawrence | IN |  |  | Bedford - Columbus 345kV line (Line #34517) | 2023-04-01T04:00:00+00:00 | [9 empty] | DUKE ENERGY INDIANA, LLC | [23 empty] | J1565 | 2024-01-16T05:00:00+00:00 |  | DPP-2020 | Central | Phase 2 | Network Resource Interconnection Service (NRIS) | 200 | 200 | Not Started | 0 | 0 | 0 | 0
MISO |  |  |  | 2022-02-11T05:00:00+00:00 | Active |  | Photovoltaic |  |  |  | Solar | [16 empty] | Martin | MN |  |  | Rutland Substation 161kV | 2023-09-01T04:00:00+00:00 | [9 empty] | SOUTHERN MINNESOTA MUNICIPAL POWER AGENCY | [23 empty] | J1566 |  |  | DPP-2020 | West | Phase 3 | Network Resource Interconnection Service (NRIS) | 150 | 150 | Not Started | 150 | 150 | 150 | 150
MISO |  |  |  | 2022-02-22T05:00:00+00:00 | Withdrawn |  | Photovoltaic |  |  |  | Solar | [16 empty] | Outagamie | WI |  |  | Werber W - Hiway 22 345 kV line | 2023-10-01T04:00:00+00:00 | [9 empty] | AMERICAN TRANSMISSION COMPANY | [23 empty] | J1567 | 2023-06-22T04:00:00+00:00 |  | DPP-2020 | East (ATC) | Phase 3 | Network Resource Interconnection Service (NRIS) | 150 | 150 | Not Started | 150 | 150 | 150 | 150
MISO |  |  |  | 2020-06-23T04:00:00+00:00 | Withdrawn |  | Photovoltaic |  |  |  | Solar | [16 empty] | Renville | MN |  |  | Franklin 115kV | 2023-08-31T04:00:00+00:00 | [9 empty] | NORTHERN STATES POWER COMPANY | [23 empty] | J1568 | 2021-01-05T05:00:00+00:00 |  | DPP-2020 | West | Phase 3 | Network Resource Interconnection Service (NRIS) | 100 | 100 | Not Started | 0 | 0 | 0 | 0
MISO |  |  |  | 2020-06-22T04:00:00+00:00 | Withdrawn |  | Photovoltaic |  |  |  | Solar | [16 empty] | Pierce | WI |  |  | Red Wing to Herbert 69kV (Redwing - Bay City - Esdaile - Herbert) | 2023-08-31T04:00:00+00:00 | [9 empty] | NORTHERN STATES POWER COMPANY | [23 empty] | J1569 | 2021-01-05T05:00:00+00:00 |  | DPP-2020 | West | Phase 3 | Network Resource Interconnection Service (NRIS) | 44 | 44 | Not Started | 0 | 0 | 0 | 0
MISO |  |  |  | 2020-06-25T04:00:00+00:00 | Withdrawn |  | Photovoltaic |  |  |  | Solar | [16 empty] | Rock | MN |  |  | Magnolia 161 kV | 2023-09-01T04:00:00+00:00 | [9 empty] | ITC MIDWEST | [23 empty] | J1570 | 2020-10-08T04:00:00+00:00 |  | DPP-2020 | West | Phase 3 | Network Resource Interconnection Service (NRIS) | 200 | 200 | Not Started | 0 | 0 | 0 | 0
MISO |  |  |  | 2021-12-03T05:00:00+00:00 | Active |  | Photovoltaic |  |  |  | Solar | [16 empty] | Lenawee | MI |  |  | MOROCCO | 2023-09-15T04:00:00+00:00 | 2025-04-15T04:00:00+00:00 | [8 empty] | METC | [23 empty] | J1571 |  |  | DPP-2020 | East (ITC) | Phase 2 | Network Resource Interconnection Service (NRIS) | 200 | 200 | Not Started | 175 | 175 | 175 | 175
MISO |  |  |  | 2020-06-23T04:00:00+00:00 | Active |  | Solar/Battery |  |  |  | Hybrid | [16 empty] | Faribault | MN |  |  | Huntley to Blue Earth 161kV | 2023-10-15T04:00:00+00:00 | [9 empty] | NORTHERN STATES POWER COMPANY | [23 empty] | J1572 |  |  | DPP-2020 | West | Phase 3 | Network Resource Interconnection Service (NRIS) | 150 | 150 | Not Started | 150 | 150 | 150 | 150
MISO |  |  |  | 2020-06-22T04:00:00+00:00 | Active |  | Photovoltaic |  |  |  | Solar | [16 empty] | Portage | WI |  |  | Plover 115kV | 2023-09-01T04:00:00+00:00 | 2026-09-01T04:00:00+00:00 | [8 empty] | AMERICAN TRANSMISSION COMPANY | [23 empty] | J1573 |  |  | DPP-2020 | East (ATC) | Phase 3 | Network Resource Interconnection Service (NRIS) | 250 | 250 | Not Started | 250 | 250 | 250 | 130
MISO |  |  |  | 2020-06-24T04:00:00+00:00 | Withdrawn |  | Solar/Battery |  |  |  | Hybrid | [16 empty] | West Carroll | LA |  |  | Darnell 115kV | 2023-08-01T04:00:00+00:00 | [9 empty] | ENTERGY LOUISIANA, LLC | [23 empty] | J1574 | 2021-08-03T04:00:00+00:00 |  | DPP-2020 | South | Phase 3 | Network Resource Interconnection Service (NRIS) | 99 | 99 | Not Started | 0 | 0 | 0 | 0
MISO |  |  |  | 2020-06-25T04:00:00+00:00 | Active |  | Wind Turbine |  |  |  | Wind | [16 empty] | Marshall | MN |  |  | 115 kV transmission line from Warsaw to Donaldson owned by Otter Tail Power Company | 2025-12-01T05:00:00+00:00 | [9 empty] | OTTER TAIL POWER COMPANY | [23 empty] | J1575 |  |  | DPP-2020 | West | Phase 3 | Network Resource Interconnection Service (NRIS) | 70 | 70 | Not Started | 70 | 70 | 70 | 70
MISO |  |  |  | 2022-03-03T05:00:00+00:00 | Active |  | Photovoltaic |  |  |  | Solar | [16 empty] | Washington | LA |  |  | Angie to Adams Creek 230 kV | 2026-01-15T05:00:00+00:00 | 2026-11-01T04:00:00+00:00 | [8 empty] | ENTERGY LOUISIANA, LLC | [23 empty] | J1576 |  | 2023-01-18T05:00:00+00:00 | DPP-2020 | South | Phase 3 | Network Resource Interconnection Service (NRIS) | 200 | 200 | Not Started | 200 | 70 | 200 | 0
MISO |  |  |  | 2020-06-25T04:00:00+00:00 | Active |  | Photovoltaic |  |  |  | Solar | [16 empty] | Grant | AR |  |  | Hardin West SS (Endpoint A) to Sheridan (Endpoint B) 115 kV | 2024-01-15T05:00:00+00:00 | 2025-05-01T04:00:00+00:00 | [8 empty] | ENTERGY ARKANSAS, LLC | [23 empty] | J1577 |  |  | DPP-2020 | South | Phase 3 | Network Resource Interconnection Service (NRIS) | 100 | 100 | Not Started | 100 | 100 | 100 | 100
MISO |  |  |  | 2020-06-18T04:00:00+00:00 | Active |  | Photovoltaic |  |  |  | Solar | [16 empty] | Bartholomew | IN |  |  | Columbus -Greenwood Clark Twp 230kV line (Circuit ID 23019) | 2023-04-01T04:00:00+00:00 | [9 empty] | DUKE ENERGY INDIANA, LLC | [23 empty] | J1578 |  |  | DPP-2020 | Central | Phase 2 | Network Resource Interconnection Service (NRIS) | 200 | 200 | Not Started | 200 | 200 | 200 | 200
MISO |  |  |  | 2020-06-18T04:00:00+00:00 | Active |  | Photovoltaic |  |  |  | Solar | [16 empty] | Edwards | IL |  |  | Albion-Crossville 138kV Line | 2023-04-01T04:00:00+00:00 | [9 empty] | AMEREN ILLINOIS | [23 empty] | J1579 |  |  | DPP-2020 | Central | Phase 2 | Network Resource Interconnection Service (NRIS) | 200 | 200 | Not Started | 200 | 200 | 200 | 200
MISO |  |  |  | 2020-06-19T04:00:00+00:00 | Withdrawn |  | Photovoltaic |  |  |  | Solar | [16 empty] | Ottawa | MI |  |  | Cobb - Archer Junction 138kV #2 | 2023-10-01T04:00:00+00:00 | [9 empty] | METC | [23 empty] | J1580 | 2020-11-30T05:00:00+00:00 |  | DPP-2020 | East (ITC) | Phase 2 | Network Resource Interconnection Service (NRIS) | 100 | 100 | Not Started | 0 | 0 | 0 | 0
MISO |  |  |  | 2024-04-17T04:00:00+00:00 | Active |  | Photovoltaic |  |  |  | Solar | [16 empty] | Nobles | MN |  |  | NOBLES COUNTY | 2023-09-01T04:00:00+00:00 | [9 empty] | NORTHERN STATES POWER COMPANY | [23 empty] | J1581 |  |  | DPP-2020 | West | Phase 3 | Network Resource Interconnection Service (NRIS) | 200 | 200 | Not Started | 200 | 200 | 200 | 200
MISO |  |  |  | 2022-02-28T05:00:00+00:00 | Withdrawn |  | Photovoltaic |  |  |  | Solar | [16 empty] | St. Croix | WI |  |  | Pine Lake to Three Lakes 115 kV | 2024-06-06T04:00:00+00:00 | [9 empty] | NORTHERN STATES POWER COMPANY | [23 empty] | J1582 | 2023-01-31T05:00:00+00:00 |  | DPP-2020 | West | Phase 3 | Network Resource Interconnection Service (NRIS) | 160 | 160 | Not Started | 160 | 160 | 0 | 0
MISO |  |  |  | 2020-06-14T04:00:00+00:00 | Active |  | Photovoltaic |  |  |  | Solar | [16 empty] | Iberville | LA |  |  | Donaldsonville - Evergreen 230kV | 2023-10-01T04:00:00+00:00 | 2025-06-01T04:00:00+00:00 | [8 empty] | ENTERGY LOUISIANA, LLC | [23 empty] | J1583 |  | 2023-01-18T05:00:00+00:00 | DPP-2020 | South | Phase 3 | Network Resource Interconnection Service (NRIS) | 175 | 175 | Not Started | 175 | 175 | 175 | 175
MISO |  |  |  | 2020-06-21T04:00:00+00:00 | Withdrawn |  | Photovoltaic |  |  |  | Solar | [16 empty] | Calcasieu | LA |  |  | Toomey 138kV | 2023-10-01T04:00:00+00:00 | [9 empty] | ENTERGY LOUISIANA, LLC | [23 empty] | J1584 | 2020-09-18T04:00:00+00:00 |  | DPP-2020 | South | Phase 3 | Network Resource Interconnection Service (NRIS) | 150 | 150 | Not Started | 0 | 0 | 0 | 0
MISO |  |  |  | 2020-06-18T04:00:00+00:00 | Withdrawn |  | Photovoltaic |  |  |  | Solar | [16 empty] | Moniteau | MO |  |  | Apache Tap - Barnett 161kV line | 2023-04-01T04:00:00+00:00 | [9 empty] | AMEREN MISSOURI | [23 empty] | J1585 | 2023-11-28T05:00:00+00:00 |  | DPP-2020 | Central | Phase 2 | Network Resource Interconnection Service (NRIS) | 200 | 200 | Not Started | 0 | 0 | 0 | 0
MISO |  |  |  | 2020-06-25T04:00:00+00:00 | Active |  | Solar/Battery |  |  |  | Hybrid | [16 empty] | Calhoun | MI |  |  | Argenta to Tompkins 345kV line | 2023-09-30T04:00:00+00:00 | 2025-06-01T04:00:00+00:00 | [8 empty] | ITC | [23 empty] | J1586 |  |  | DPP-2020 | East (ITC) | Phase 2 | Network Resource Interconnection Service (NRIS) | 499 | 499 | Not Started | 499 | 499 | 499 | 499
MISO |  |  |  | 2020-06-22T04:00:00+00:00 | Active |  | Photovoltaic |  |  |  | Solar | [16 empty] | Muskegon | MI |  |  | Du Pont to Cobb 138 KV (J1375 POI) | 2023-09-01T04:00:00+00:00 | 2025-09-08T04:00:00+00:00 | [8 empty] | ITC | [23 empty] | J1587 |  |  | DPP-2020 | East (ITC) | Phase 2 |  | 100 | 100 | Not Started | 100 | 100 | 100 | 100
MISO |  |  |  | 2024-04-30T04:00:00+00:00 | Active |  | Photovoltaic |  |  |  | Solar | [16 empty] | Cass | ND |  |  | BISON | 2023-09-01T04:00:00+00:00 | [9 empty] | NORTHERN STATES POWER COMPANY | [23 empty] | J1588 |  |  | DPP-2020 | West | Phase 3 | Network Resource Interconnection Service (NRIS) | 200 | 200 | Not Started | 200 | 200 | 200 | 200
MISO |  |  |  | 2020-06-23T04:00:00+00:00 | Withdrawn |  | Photovoltaic |  |  |  | Solar | [16 empty] | Clinton | MI |  |  | Hubbardston - Tech Drive 138kV | 2022-12-15T05:00:00+00:00 | [9 empty] | METC | [23 empty] | J1589 |  |  | DPP-2020 | East (ITC) | Phase 2 | Network Resource Interconnection Service (NRIS) | 150 | 150 | Not Started | 0 | 0 | 0 | 0
MISO |  |  |  | 2024-06-05T04:00:00+00:00 | Active |  | Wind Turbine |  |  |  | Wind | [16 empty] | Plymouth | IA |  |  | REMSEN TOWNSHIP | 2024-10-30T04:00:00+00:00 | [9 empty] | MIDAMERICAN ENERGY CO. | [23 empty] | J1590 |  |  | DPP-2020 | West | Phase 3 | Network Resource Interconnection Service (NRIS) | 200 | 200 | Not Started | 200 | 40 | 200 | 40
MISO |  |  |  | 2020-06-22T04:00:00+00:00 | Active |  | Photovoltaic |  |  |  | Solar | [16 empty] | Clay | IN |  |  | Staunton 138kV | 2023-09-01T04:00:00+00:00 | [9 empty] | DUKE ENERGY INDIANA, LLC | [23 empty] | J1591 |  |  | DPP-2020 | Central | Phase 2 | Network Resource Interconnection Service (NRIS) | 150 | 150 | Not Started | 150 | 150 | 150 | 150
MISO |  |  |  | 2020-06-18T04:00:00+00:00 | Withdrawn |  | Photovoltaic |  |  |  | Solar | [16 empty] | Pope | AR |  |  | MORRILTON EAST - Atkins 161 kV | 2023-04-01T04:00:00+00:00 | [9 empty] | ENTERGY ARKANSAS, LLC | [23 empty] | J1592 | 2023-12-08T05:00:00+00:00 |  | DPP-2020 | South | Phase 3 | Network Resource Interconnection Service (NRIS) | 200 | 200 | Not Started | 200 | 200 | 0 | 0
MISO |  |  |  | 2020-06-18T04:00:00+00:00 | Active |  | Photovoltaic |  |  |  | Solar | [16 empty] | Rush | IN |  |  | Greensboro-Gwynneville 345kV | 2024-10-30T04:00:00+00:00 | [9 empty] | DUKE ENERGY INDIANA, LLC | [23 empty] | J1593 |  |  | DPP-2020 | Central | Phase 2 | Network Resource Interconnection Service (NRIS) | 200 | 200 | Not Started | 200 | 200 | 200 | 200
MISO |  |  |  | 2020-06-25T04:00:00+00:00 | Withdrawn |  | Wind Turbine |  |  |  | Wind | [16 empty] | Clark | SD |  |  | Big Stone to Ellendale 345 kV | 2023-08-01T04:00:00+00:00 | [9 empty] | OTTER TAIL POWER COMPANY | [23 empty] | J1594 |  |  | DPP-2020 | West | Phase 3 | Network Resource Interconnection Service (NRIS) | 200 | 200 | Not Started | 0 | 0 | 0 | 0
MISO |  |  |  | 2020-06-19T04:00:00+00:00 | Withdrawn |  | Photovoltaic |  |  |  | Solar | [16 empty] | St. Martin | LA |  |  | Kirk 138kV | 2023-08-31T04:00:00+00:00 | [9 empty] | ENTERGY LOUISIANA, LLC | [23 empty] | J1595 | 2021-01-05T05:00:00+00:00 |  | DPP-2020 | South | Phase 3 | Network Resource Interconnection Service (NRIS) | 100 | 100 | Not Started | 0 | 0 | 0 | 0
MISO |  |  |  | 2020-06-18T04:00:00+00:00 | Withdrawn |  | Photovoltaic |  |  |  | Solar | [16 empty] | Waushara | WI |  |  | Sand Lake 138kV | 2023-10-15T04:00:00+00:00 | [9 empty] | AMERICAN TRANSMISSION COMPANY | [23 empty] | J1596 | 2021-02-24T05:00:00+00:00 |  | DPP-2020 | East (ATC) | Phase 3 | Network Resource Interconnection Service (NRIS) | 100 | 100 | Not Started | 0 | 0 | 0 | 0
MISO |  |  |  | 2020-06-23T04:00:00+00:00 | Withdrawn |  | Photovoltaic |  |  |  | Solar | [16 empty] | Wadena | MN |  |  | Wing River Substation 230kV | 2023-09-01T04:00:00+00:00 | [9 empty] | GREAT RIVER ENERGY | [23 empty] | J1597 |  |  | DPP-2020 | West | Phase 3 | Network Resource Interconnection Service (NRIS) | 75 | 75 | Not Started | 0 | 0 | 0 | 0
MISO |  |  |  | 2023-12-11T05:00:00+00:00 | Active |  | Photovoltaic |  |  |  | Solar | [16 empty] | Calcasieu | LA |  |  | Goos Ferry | 2023-09-15T04:00:00+00:00 | 2026-09-01T04:00:00+00:00 | [8 empty] | ENTERGY LOUISIANA, LLC | [23 empty] | J1598 |  | 2023-01-18T05:00:00+00:00 | DPP-2020 | South | Phase 3 | Network Resource Interconnection Service (NRIS) | 325 | 325 | Not Started | 325 | 0 | 325 | 0
MISO |  |  |  | 2020-06-23T04:00:00+00:00 | Active |  | Solar/Battery |  |  |  | Hybrid | [16 empty] | Iberia | LA |  |  | Morbihan - Hopkins 138kV | 2023-09-01T04:00:00+00:00 | 2025-09-01T04:00:00+00:00 | [8 empty] | CLECO POWER LLC | [23 empty] | J1599 |  |  | DPP-2020 | South | Phase 3 | Network Resource Interconnection Service (NRIS) | 100 | 100 | Not Started | 100 | 100 | 100 | 100
MISO |  |  |  | 2020-06-19T04:00:00+00:00 | Withdrawn |  | Photovoltaic |  |  |  | Solar | [16 empty] | Meade | KY |  |  | Flaherty Tap to Custer 69kV | 2022-10-31T04:00:00+00:00 | [9 empty] | BIG RIVERS ELECTRIC CORPORATION | [23 empty] | J1600 | 2023-07-17T04:00:00+00:00 |  | DPP-2020 | Central | Phase 2 | Network Resource Interconnection Service (NRIS) | 40 | 40 | Not Started | 0 | 0 | 0 | 0
MISO |  |  |  | 2020-06-09T04:00:00+00:00 | Withdrawn |  | Battery Storage |  |  |  | Battery Storage | [16 empty] | Marion | IN |  |  | Merom - Gibson Station Tap 345 kV Line | 2023-09-01T04:00:00+00:00 | [9 empty] | DUKE ENERGY INDIANA, LLC | [23 empty] | J1601 | 2021-03-15T04:00:00+00:00 |  | DPP-2020 | Central | Phase 2 | Network Resource Interconnection Service (NRIS) | 50 | 50 | Not Started | 0 | 0 | 0 | 0
MISO |  |  |  | 2021-11-02T04:00:00+00:00 | Active |  | Battery Storage |  |  |  | Battery Storage | [16 empty] | Ouachita | LA |  |  | Rilla 115kV substation (Same as J1239) | 2023-04-01T04:00:00+00:00 | 2024-10-15T04:00:00+00:00 | [8 empty] | ENTERGY LOUISIANA, LLC | [23 empty] | J1602 |  | 2023-01-18T05:00:00+00:00 | DPP-2020 | South | Phase 3 | Network Resource Interconnection Service (NRIS) | 25 | 25 | Not Started | 25 | 25 | 25 | 25
MISO |  |  |  | 2021-12-03T05:00:00+00:00 | Active |  | Photovoltaic |  |  |  | Solar | [16 empty] | Otsego | MI |  |  | Vantyle 138kV | 2023-09-15T04:00:00+00:00 | 2025-08-02T04:00:00+00:00 | [8 empty] | METC | [23 empty] | J1603 |  |  | DPP-2020 | East (ITC) | Phase 2 | Network Resource Interconnection Service (NRIS) | 200 | 200 | Not Started | 200 | 200 | 200 | 200
MISO |  |  |  | 2020-07-10T04:00:00+00:00 | Active |  | Photovoltaic |  |  |  | Solar | [16 empty] | Henderson | KY |  |  | HMPL Substation #7 69kV | 2023-08-31T04:00:00+00:00 | [9 empty] | HENDERSON UTILITY COMM DBA HENDERSON MUNICIPAL POWER AND LIGHT | [23 empty] | J1604 |  |  | DPP-2020 | Central | Phase 2 | Network Resource Interconnection Service (NRIS) | 50 | 50 | Not Started | 50 | 50 | 50 | 50
MISO |  |  |  | 2020-06-23T04:00:00+00:00 | Active |  | Photovoltaic |  |  |  | Solar | [16 empty] | Sherburne | MN |  |  | Sherburne 345kV | 2023-09-01T04:00:00+00:00 | [9 empty] | NORTHERN STATES POWER COMPANY | [23 empty] | J1605 |  |  | DPP-2020 | West | Phase 3 |  | 200 | 200 | Not Started | 200 | 200 | 200 | 200
MISO |  |  |  | 2020-06-24T04:00:00+00:00 | Withdrawn |  | Photovoltaic |  |  |  | Solar | [16 empty] | Fountain | IN |  |  | Attica 230kV Substation | 2023-06-01T04:00:00+00:00 | [9 empty] | DUKE ENERGY INDIANA, LLC | [23 empty] | J1606 | 2020-12-15T05:00:00+00:00 |  | DPP-2020 | Central | Phase 2 | Network Resource Interconnection Service (NRIS) | 200 | 200 | Not Started | 0 | 0 | 0 | 0
MISO |  |  |  | 2020-06-25T04:00:00+00:00 | Active |  | Battery Storage |  |  |  | Battery Storage | [16 empty] | Grant | AR |  |  | Hardin West SS to Sheridan 115 kV | 2024-01-15T05:00:00+00:00 | 2025-05-01T04:00:00+00:00 | [8 empty] | ENTERGY ARKANSAS, LLC | [23 empty] | J1607 |  |  | DPP-2020 | South | Phase 3 | Network Resource Interconnection Service (NRIS) | 0 | 0 | Not Started | 0 | 0 | 0 | 0
MISO |  |  |  | 2020-06-24T04:00:00+00:00 | Withdrawn |  | Photovoltaic |  |  |  | Solar | [16 empty] | Ingham | MI |  |  | Tihart to Lovejoy Junction 138kv | 2023-09-15T04:00:00+00:00 | [9 empty] | METC | [23 empty] | J1608 | 2020-11-24T05:00:00+00:00 |  | DPP-2020 | East (ITC) | Phase 2 | Network Resource Interconnection Service (NRIS) | 100 | 100 | Not Started | 0 | 0 | 0 | 0
MISO |  |  |  | 2020-06-20T04:00:00+00:00 | Withdrawn |  | Photovoltaic |  |  |  | Solar | [16 empty] | St. Joseph | MI |  |  | Simpson 138kV | 2023-09-01T04:00:00+00:00 | [9 empty] | CONSUMERS ENERGY COMPANY | [23 empty] | J1609 |  |  |  |  | Phase 2 | Network Resource Interconnection Service (NRIS) | 125 | 125 | Not Started | 0 | 0 | 0 | 0
MISO |  |  |  | 2020-06-16T04:00:00+00:00 | Active |  | Photovoltaic |  |  |  | Solar | [16 empty] | Sangamon | IL |  |  | Auburn North to Chatham Main 138kV | 2023-08-31T04:00:00+00:00 | [9 empty] | CITY WATER LIGHT & POWER | [23 empty] | J1610 |  |  | DPP-2020 | Central | Phase 2 | Network Resource Interconnection Service (NRIS) | 100 | 100 | Not Started | 100 | 100 | 100 | 100
MISO |  |  |  | 2020-06-23T04:00:00+00:00 | Active |  | Photovoltaic |  |  |  | Solar | [16 empty] | Morrison | MN |  |  | Langola 115kV Tap | 2023-09-01T04:00:00+00:00 | [9 empty] | MINNESOTA POWER INC. | [23 empty] | J1611 |  |  | DPP-2020 | West | Phase 3 | Network Resource Interconnection Service (NRIS) | 174 | 174 | Not Started | 120 | 120 | 120 | 120
MISO |  |  |  | 2020-06-08T04:00:00+00:00 | Active |  | Photovoltaic |  |  |  | Solar | [16 empty] | Union | AR |  |  | El Dorado East - Sterlington 115 kV | 2023-09-01T04:00:00+00:00 | 2024-11-24T05:00:00+00:00 | [8 empty] | ENTERGY ARKANSAS, LLC | [23 empty] | J1612 |  |  | DPP-2020 | South | Phase 3 | Network Resource Interconnection Service (NRIS) | 100 | 100 | Not Started | 100 | 100 | 100 | 100
MISO |  |  |  | 2020-06-25T04:00:00+00:00 | Withdrawn |  | Wind Turbine |  |  |  | Wind | [16 empty] | Cass | ND |  |  | Bison Substation 345 kV | 2023-08-01T04:00:00+00:00 | [9 empty] | NORTHERN STATES POWER COMPANY | [23 empty] | J1613 |  |  | DPP-2020 | West | Phase 3 | Network Resource Interconnection Service (NRIS) | 400 | 400 | Not Started | 0 | 0 | 0 | 0
MISO |  |  |  | 2020-06-11T04:00:00+00:00 | Active |  | Photovoltaic |  |  |  | Solar | [16 empty] | Muskegon | MI |  |  | White Road - Four Mile 138kV line | 2024-02-15T05:00:00+00:00 | 2025-08-26T04:00:00+00:00 | [8 empty] | METC | [23 empty] | J1614 |  |  | DPP-2020 | East (ITC) | Phase 2 | Network Resource Interconnection Service (NRIS) | 250 | 250 | Not Started | 250 | 250 | 250 | 250
MISO |  |  |  | 2020-06-17T04:00:00+00:00 | Done |  | Photovoltaic |  |  |  | Solar | [16 empty] | Oconto | WI |  |  | Morgan 138kV | 2023-10-01T04:00:00+00:00 | 2026-08-01T04:00:00+00:00 | [8 empty] | AMERICAN TRANSMISSION COMPANY | [23 empty] | J1615 |  |  | DPP-2020 | East (ATC) | Phase 3 | Network Resource Interconnection Service (NRIS) | 150 | 150 | Not Started | 150 | 150 | 150 | 150
MISO |  |  |  | 2020-06-22T04:00:00+00:00 | Active |  | Photovoltaic |  |  |  | Solar | [16 empty] | Knox | IN |  |  | Edwardsport | 2023-08-31T04:00:00+00:00 | [9 empty] | DUKE ENERGY INDIANA, LLC | [23 empty] | J1616 |  |  | DPP-2020 | Central | Phase 2 | Network Resource Interconnection Service (NRIS) | 200 | 200 | Not Started | 200 | 200 | 200 | 200
MISO |  |  |  | 2020-06-23T04:00:00+00:00 | Withdrawn |  | Photovoltaic |  |  |  | Solar | [16 empty] | Vermilion | IL |  |  | Bunsonville 138kV | 2023-09-15T04:00:00+00:00 | [9 empty] | AMEREN ILLINOIS | [23 empty] | J1617 | 2020-12-18T05:00:00+00:00 |  | DPP-2020 | Central | Phase 2 | Network Resource Interconnection Service (NRIS) | 200 | 200 | Not Started | 0 | 0 | 0 | 0
MISO |  |  |  | 2020-06-18T04:00:00+00:00 | Withdrawn |  | Photovoltaic |  |  |  | Solar | [16 empty] | Ascension | LA |  |  | ST. JAMES - WELCOME 230KV | 2023-04-01T04:00:00+00:00 | [9 empty] | ENTERGY LOUISIANA, LLC | [23 empty] | J1618 | 2024-02-09T05:00:00+00:00 |  | DPP-2020 | South | Phase 3 | Network Resource Interconnection Service (NRIS) | 200 | 200 | Not Started | 200 | 200 | 0 | 0
MISO |  |  |  | 2020-06-22T04:00:00+00:00 | Active |  | Photovoltaic |  |  |  | Solar | [16 empty] | Henderson | KY |  |  | Reid Switchyard 161kV | 2023-09-01T04:00:00+00:00 | 2024-04-15T04:00:00+00:00 | [8 empty] | BIG RIVERS ELECTRIC CORPORATION | [23 empty] | J1619 |  |  | DPP-2020 | Central | Phase 2 | Network Resource Interconnection Service (NRIS) | 160 | 160 | Not Started | 160 | 160 | 160 | 160
MISO |  |  |  | 2024-04-17T04:00:00+00:00 | Active |  | Photovoltaic |  |  |  | Solar | [16 empty] | Pipestone | MN |  |  | Split Rock - Pipestone 115.0kV | 2023-09-01T04:00:00+00:00 | [9 empty] | NORTHERN STATES POWER COMPANY | [23 empty] | J1620 |  |  | DPP-2020 | West | Phase 3 | Network Resource Interconnection Service (NRIS) | 125 | 125 | Not Started | 125 | 0 | 125 | 0
MISO |  |  |  | 2020-06-25T04:00:00+00:00 | Withdrawn |  | Wind Turbine |  |  |  | Wind | [16 empty] | McPherson | SD |  |  | Big Stone South to Ellendale 345kV | 2023-09-01T04:00:00+00:00 | [9 empty] | OTTER TAIL POWER COMPANY | [23 empty] | J1621 |  |  | DPP-2020 | West | Phase 3 | Network Resource Interconnection Service (NRIS) | 400 | 400 | Not Started | 0 | 0 | 0 | 0
MISO |  |  |  | 2020-06-23T04:00:00+00:00 | Withdrawn |  | Photovoltaic |  |  |  | Solar | [16 empty] | Sheridan | ND |  |  | Harvey-Underwood 230kV | 2024-06-01T04:00:00+00:00 | [9 empty] | OTTER TAIL POWER COMPANY | [23 empty] | J1622 | 2022-12-13T05:00:00+00:00 |  | DPP-2020 | West | Phase 3 |  | 100 | 100 | Not Started | 100 | 100 | 0 | 0
MISO |  |  |  | 2020-06-18T04:00:00+00:00 | Withdrawn |  | Photovoltaic |  |  |  | Solar | [16 empty] | Orange | IN |  |  | Mitchell Lost River 345kV | 2024-06-01T04:00:00+00:00 | [9 empty] | DUKE ENERGY INDIANA, LLC | [23 empty] | J1623 | 2020-12-18T05:00:00+00:00 |  | DPP-2020 | Central | Phase 2 | Network Resource Interconnection Service (NRIS) | 200 | 200 | Not Started | 0 | 0 | 0 | 0
MISO |  |  |  | 2020-06-22T04:00:00+00:00 | Active |  | Photovoltaic |  |  |  | Solar | [16 empty] | Bartholomew | IN |  |  | Columbus Denois Cr - Columbus 345 230 kV Transmission Line | 2024-08-04T04:00:00+00:00 | [9 empty] | DUKE ENERGY INDIANA, LLC | [23 empty] | J1624 |  |  | DPP-2020 | Central | Phase 2 | Network Resource Interconnection Service (NRIS) | 100 | 100 | Not Started | 100 | 100 | 100 | 100
MISO |  |  |  | 2021-08-20T04:00:00+00:00 | Active |  | Photovoltaic |  |  |  | Solar | [16 empty] | Tipton | IN |  |  | Kokomo - Tipton 230kV Transmission line | 2024-08-05T04:00:00+00:00 | [9 empty] | DUKE ENERGY INDIANA, LLC | [23 empty] | J1625 |  |  | DPP-2020 | Central | Phase 2 | Network Resource Interconnection Service (NRIS) | 150 | 150 | Not Started | 120 | 120 | 120 | 120
MISO |  |  |  | 2020-06-23T04:00:00+00:00 | Active |  | Photovoltaic |  |  |  | Solar | [16 empty] | Fayette | IL |  |  | Ramsey East 138kV bus | 2024-08-05T04:00:00+00:00 | [9 empty] | AMEREN ILLINOIS | [23 empty] | J1626 |  |  | DPP-2020 | Central | Phase 2 | Network Resource Interconnection Service (NRIS) | 150 | 150 | Not Started | 150 | 150 | 150 | 150
MISO |  |  |  | 2020-06-23T04:00:00+00:00 | Withdrawn |  | Wind Turbine |  |  |  | Wind | [16 empty] | White | IN |  |  | Reynolds 345KV | 2022-08-31T04:00:00+00:00 | [9 empty] | NORTHERN INDIANA PUBLIC SERVICE COMPANY LLC | [23 empty] | J1627 | 2020-12-18T05:00:00+00:00 |  | DPP-2020 | Central | Phase 2 | Network Resource Interconnection Service (NRIS) | 200 | 200 | Not Started | 0 | 0 | 0 | 0
MISO |  |  |  | 2020-06-24T04:00:00+00:00 | Withdrawn |  | Wind Turbine |  |  |  | Wind | [16 empty] | White | IN |  |  | Goodland to Reynolds 138KV | 2022-08-31T04:00:00+00:00 | [9 empty] | NORTHERN INDIANA PUBLIC SERVICE COMPANY LLC | [23 empty] | J1628 | 2020-12-18T05:00:00+00:00 |  | DPP-2020 | Central | Phase 2 | Network Resource Interconnection Service (NRIS) | 200 | 200 | Not Started | 0 | 0 | 0 | 0
MISO |  |  |  | 2020-06-22T04:00:00+00:00 | Active |  | Photovoltaic |  |  |  | Solar | [16 empty] | Columbia | WI |  |  | Columbia SW YD(ALTE) - South Fond Du Lac SW YD 345 KV T-Line | 2024-07-18T04:00:00+00:00 | [9 empty] | AMERICAN TRANSMISSION COMPANY | [23 empty] | J1629 |  |  | DPP-2020 | East (ATC) | Phase 3 | Network Resource Interconnection Service (NRIS) | 200 | 200 | Not Started | 200 | 200 | 200 | 200
MISO |  |  |  | 2020-06-25T04:00:00+00:00 | Withdrawn |  | Photovoltaic |  |  |  | Solar | [16 empty] | Madison | MS |  |  | Gerald Andrus-Tinnin Road 230 kV | 2023-10-31T04:00:00+00:00 | [9 empty] | ENTERGY MISSISSIPPI, LLC. | [23 empty] | J1630 | 2021-12-08T05:00:00+00:00 |  | DPP-2020 | South | Phase 3 | Network Resource Interconnection Service (NRIS) | 150 | 150 | Not Started | 0 | 0 | 0 | 0
MISO |  |  |  | 2020-06-24T04:00:00+00:00 | Withdrawn |  | Wind Turbine |  |  |  | Wind | [16 empty] | Clark | WI |  |  | Stonelake to Gardner Park 345kV | 2023-09-15T04:00:00+00:00 | [9 empty] | AMERICAN TRANSMISSION COMPANY | [23 empty] | J1631 | 2020-11-24T05:00:00+00:00 |  | DPP-2020 | East (ATC) | Phase 3 | Network Resource Interconnection Service (NRIS) | 200 | 200 | Not Started | 0 | 0 | 0 | 0
MISO |  |  |  | 2020-06-22T04:00:00+00:00 | Withdrawn |  | Photovoltaic |  |  |  | Solar | [16 empty] | Caldwell | KY |  |  | Caldwell County - Barkley 161kV | 2023-09-01T04:00:00+00:00 | [9 empty] | BIG RIVERS ELECTRIC CORPORATION | [23 empty] | J1632 | 2023-07-17T04:00:00+00:00 |  | DPP-2020 | Central | Phase 2 | Network Resource Interconnection Service (NRIS) | 200 | 200 | Not Started | 0 | 0 | 0 | 0
MISO |  |  |  | 2020-06-25T04:00:00+00:00 | Withdrawn |  | Battery Storage |  |  |  | Battery Storage | [16 empty] | Beauregard | LA |  |  | Cooper Switching - Penton Road 230 kV | 2022-03-01T05:00:00+00:00 | [9 empty] | CLECO POWER LLC | [23 empty] | J1633 | 2021-12-08T05:00:00+00:00 |  | DPP-2020 | South | Phase 3 |  | 0 | 0 | Not Started | 0 | 0 | 0 | 0
MISO |  |  |  | 2020-06-25T04:00:00+00:00 | Withdrawn |  | Photovoltaic |  |  |  | Solar | [16 empty] | Beauregard | LA |  |  | COOPER SWITCHING - PENTON ROAD 230 KV | 2022-03-01T05:00:00+00:00 | [9 empty] | CLECO POWER LLC | [23 empty] | J1634 | 2021-12-08T05:00:00+00:00 |  | DPP-2020 | South | Phase 3 | Network Resource Interconnection Service (NRIS) | 100 | 100 | Not Started | 0 | 0 | 0 | 0
MISO |  |  |  | 2020-06-24T04:00:00+00:00 | Active |  | Battery Storage |  |  |  | Battery Storage | [16 empty] | Branch | MI |  |  | 138kV Michigan Ave to Newton | 2022-02-01T05:00:00+00:00 | 2025-02-01T05:00:00+00:00 | [8 empty] | METC | [23 empty] | J1635 |  |  | DPP-2020 | East (ITC) | Phase 2 | Network Resource Interconnection Service (NRIS) | 100 | 100 | Not Started | 100 | 100 | 100 | 100
MISO |  |  |  | 2020-06-23T04:00:00+00:00 | Active |  | Photovoltaic |  |  |  | Solar | [16 empty] | Pike | MO |  |  | Peno Creek Substation 161kV | 2023-09-01T04:00:00+00:00 | [9 empty] | AMEREN MISSOURI | [23 empty] | J1636 |  |  | DPP-2020 | Central | Phase 2 | Network Resource Interconnection Service (NRIS) | 44 | 44 | Not Started | 44 | 44 | 44 | 44
MISO |  |  |  | 2020-06-23T04:00:00+00:00 | Active |  | Photovoltaic |  |  |  | Solar | [16 empty] | Knox | IN |  |  | Wheatland Substation 345kV | 2023-09-01T04:00:00+00:00 | [9 empty] | DUKE ENERGY INDIANA, LLC | [23 empty] | J1637 |  |  | DPP-2020 | Central | Phase 2 | Network Resource Interconnection Service (NRIS) | 150 | 150 | Not Started | 150 | 150 | 150 | 150
MISO |  |  |  | 2022-02-11T05:00:00+00:00 | Active |  | Photovoltaic |  |  |  | Solar | [16 empty] | Hancock | KY |  |  | Skillman Substation 161kV | 2023-09-01T04:00:00+00:00 | [9 empty] | BIG RIVERS ELECTRIC CORPORATION | [23 empty] | J1638 |  |  | DPP-2020 | Central | Phase 2 | Network Resource Interconnection Service (NRIS) | 150 | 150 | Not Started | 150 | 150 | 150 | 150
MISO |  |  |  | 2020-06-24T04:00:00+00:00 | Withdrawn |  | Battery Storage |  |  |  | Battery Storage | [16 empty] | Lenawee | MI |  |  | 345kV Allen Junction to Morocco | 2022-02-01T05:00:00+00:00 | [9 empty] | METC | [23 empty] | J1639 |  |  | DPP-2020 | East (ITC) | Phase 2 | Network Resource Interconnection Service (NRIS) | 100 | 100 | Not Started | 0 | 0 | 0 | 0
MISO |  |  |  | 2020-06-25T04:00:00+00:00 | Withdrawn |  | Photovoltaic |  |  |  | Solar | [16 empty] | Hinds | MS |  |  | Beech Grove - Ray Braswell 115 kV | 2023-10-31T04:00:00+00:00 | [9 empty] | ENTERGY MISSISSIPPI, LLC. | [23 empty] | J1640 | 2020-09-22T04:00:00+00:00 |  | DPP-2020 | South | Phase 3 | Network Resource Interconnection Service (NRIS) | 200 | 200 | Not Started | 0 | 0 | 0 | 0
MISO |  |  |  | 2024-03-15T04:00:00+00:00 | Active |  | Photovoltaic |  |  |  | Solar | [16 empty] | Greene | IN |  |  | Worthington Substation 138kV | 2023-09-01T04:00:00+00:00 | [9 empty] | HOOSIER ENERGY | [23 empty] | J1641 |  |  | DPP-2020 | Central | Phase 2 | Network Resource Interconnection Service (NRIS) | 150 | 150 | Not Started | 150 | 150 | 150 | 150
MISO |  |  |  | 2022-02-17T05:00:00+00:00 | Active |  | Solar/Battery |  |  |  | Hybrid | [16 empty] | Spencer | IN |  |  | North East (Castle) - Culley 138kV | 2023-10-15T04:00:00+00:00 | [9 empty] | Southern Indiana Gas & Electric Company d/b/a Centerpoint Energy Indiana South | [23 empty] | J1642 |  |  | DPP-2020 | Central | Phase 2 | Network Resource Interconnection Service (NRIS) | 200 | 200 | Not Started | 200 | 200 | 200 | 200
MISO |  |  |  | 2020-06-23T04:00:00+00:00 | Withdrawn |  | Photovoltaic |  |  |  | Solar | [16 empty] | Genesee | MI |  |  | Delaney 138kV | 2023-10-01T04:00:00+00:00 | [9 empty] | METC | [23 empty] | J1643 | 2020-11-30T05:00:00+00:00 |  | DPP-2020 | East (ITC) | Phase 2 | Network Resource Interconnection Service (NRIS) | 50 | 50 | Not Started | 0 | 0 | 0 | 0
MISO |  |  |  | 2020-06-10T04:00:00+00:00 | Active |  | Photovoltaic |  |  |  | Solar | [16 empty] | St. Landry | LA |  |  | Champange - Plaisance | 2023-10-01T04:00:00+00:00 | 2024-12-15T05:00:00+00:00 | [8 empty] | CLECO POWER LLC | [23 empty] | J1644 |  | 2023-01-18T05:00:00+00:00 | DPP-2020 | South | Phase 3 | Network Resource Interconnection Service (NRIS) | 150 | 150 | Under Construction | 150 | 0 | 150 | 0
MISO |  |  |  | 2020-06-24T04:00:00+00:00 | Withdrawn |  | Photovoltaic |  |  |  | Solar | [16 empty] | Renville | MN |  |  | Panther 230kV Substation | 2023-09-01T04:00:00+00:00 | [9 empty] | GREAT RIVER ENERGY | [23 empty] | J1645 | 2020-12-23T05:00:00+00:00 |  | DPP-2020 | West | Phase 3 | Network Resource Interconnection Service (NRIS) | 80 | 80 | Not Started | 0 | 0 | 0 | 0
MISO |  |  |  | 2020-06-10T04:00:00+00:00 | Active |  | Photovoltaic |  |  |  | Solar | [16 empty] | Newton | IN |  |  | Morrison Ditch 138kV | 2023-10-01T04:00:00+00:00 | [9 empty] | NORTHERN INDIANA PUBLIC SERVICE COMPANY LLC | [23 empty] | J1646 |  |  | DPP-2020 | Central | Phase 2 | Network Resource Interconnection Service (NRIS) | 150 | 150 | Not Started | 150 | 150 | 150 | 150
MISO |  |  |  | 2020-06-24T04:00:00+00:00 | Withdrawn |  | Photovoltaic |  |  |  | Solar | [16 empty] | Chippewa | MN |  |  | Maynard XMSN 115kV Substation | 2023-09-01T04:00:00+00:00 | [9 empty] | NORTHERN STATES POWER COMPANY | [23 empty] | J1647 | 2020-11-19T05:00:00+00:00 |  | DPP-2020 | West | Phase 3 | Network Resource Interconnection Service (NRIS) | 150 | 150 | Not Started | 0 | 0 | 0 | 0
MISO |  |  |  | 2020-06-25T04:00:00+00:00 | Withdrawn |  | Solar/Battery |  |  |  | Hybrid | [16 empty] | Searcy | AR |  |  | Searcy Price 161kV | 2021-08-15T04:00:00+00:00 | [9 empty] | ENTERGY ARKANSAS, LLC | [23 empty] | J1648 | 2020-12-14T05:00:00+00:00 |  | DPP-2020 | South | Phase 3 | Network Resource Interconnection Service (NRIS) | 10 | 10 | Not Started | 0 | 0 | 0 | 0
MISO |  |  |  | 2021-03-10T05:00:00+00:00 | Active |  | Photovoltaic |  |  |  | Solar | [16 empty] | McCracken | KY |  |  | Shell - McCracken County 69.0kV | 2022-10-31T04:00:00+00:00 | [9 empty] | BIG RIVERS ELECTRIC CORPORATION | [23 empty] | J1649 |  |  | DPP-2020 | Central | Phase 2 | Network Resource Interconnection Service (NRIS) | 60 | 60 | Not Started | 60 | 60 | 60 | 60
MISO |  |  |  | 2020-06-23T04:00:00+00:00 | Withdrawn |  | Photovoltaic |  |  |  | Solar | [16 empty] | Logan | IL |  |  | Latham 345kV | 2023-09-15T04:00:00+00:00 | [9 empty] | AMEREN ILLINOIS | [23 empty] | J1650 | 2020-12-18T05:00:00+00:00 |  | DPP-2020 | Central | Phase 2 | Network Resource Interconnection Service (NRIS) | 200 | 200 | Not Started | 0 | 0 | 0 | 0
MISO |  |  |  | 2020-06-23T04:00:00+00:00 | Active |  | Photovoltaic |  |  |  | Solar | [16 empty] | Logan | IL |  |  | Howlett 138 kV Substation | 2023-08-31T04:00:00+00:00 | [9 empty] | AMEREN ILLINOIS | [23 empty] | J1651 |  |  | DPP-2020 | Central | Phase 2 | Network Resource Interconnection Service (NRIS) | 149.5 | 149.5 | Not Started | 105 | 105 | 105 | 105
MISO |  |  |  | 2021-12-03T05:00:00+00:00 | Withdrawn |  | Photovoltaic |  |  |  | Solar | [16 empty] | Champaign | IL |  |  | Sidney 138kV | 2023-09-15T04:00:00+00:00 | [9 empty] | AMEREN ILLINOIS | [23 empty] | J1652 | 2023-07-17T04:00:00+00:00 |  | DPP-2020 | Central | Phase 2 | Network Resource Interconnection Service (NRIS) | 116 | 116 | Not Started | 0 | 0 | 0 | 0
MISO |  |  |  | 2021-12-03T05:00:00+00:00 | Active |  | Photovoltaic |  |  |  | Solar | [16 empty] | Tazewell | IL |  |  | San Jose Rail 138kV | 2023-09-15T04:00:00+00:00 | [9 empty] | AMEREN ILLINOIS | [23 empty] | J1653 |  |  | DPP-2020 | Central | Phase 2 | Network Resource Interconnection Service (NRIS) | 150 | 150 | Not Started | 150 | 150 | 150 | 147
MISO |  |  |  | 2020-06-25T04:00:00+00:00 | Withdrawn |  | Photovoltaic |  |  |  | Solar | [16 empty] | Genesee | MI |  |  | Goss-Thetford 345kV Line | 2023-09-01T04:00:00+00:00 | [9 empty] | METC | [23 empty] | J1654 | 2023-02-22T05:00:00+00:00 |  | DPP-2020 | East (ITC) | Phase 2 | Network Resource Interconnection Service (NRIS) | 200 | 200 | Not Started | 200 | 200 | 0 | 0
MISO |  |  |  | 2021-12-03T05:00:00+00:00 | Active |  | Battery Storage |  |  |  | Battery Storage | [16 empty] | Jefferson | IL |  |  | West Mt Vernon - Xenia 345kV Line (J1241) | 2022-09-15T04:00:00+00:00 | [9 empty] | AMEREN ILLINOIS | [23 empty] | J1655 |  |  | DPP-2020 | Central | Phase 2 |  | 50 | 50 | Not Started | 50 | 50 | 50 | 50
MISO |  |  |  | 2020-06-23T04:00:00+00:00 | Withdrawn |  | Solar/Wind |  |  |  | Hybrid | [16 empty] | Vermilion | IL |  |  | Sydney to Bunsonville 345kV Line | 2023-08-31T04:00:00+00:00 | [9 empty] | AMEREN ILLINOIS | [23 empty] | J1656 | 2023-07-14T04:00:00+00:00 |  | DPP-2020 | Central | Phase 2 | Network Resource Interconnection Service (NRIS) | 412 | 412 | Not Started | 0 | 0 | 0 | 0
MISO |  |  |  | 2020-06-25T04:00:00+00:00 | Active |  | Photovoltaic |  |  |  | Solar | [16 empty] | St. Croix | WI |  |  | Pine Lake to Apple River 161 kV | 2022-08-01T04:00:00+00:00 | [9 empty] | NORTHERN STATES POWER COMPANY | [23 empty] | J1657 |  |  | DPP-2020 | West | Phase 3 | Network Resource Interconnection Service (NRIS) | 100 | 100 | Not Started | 100 | 0 | 100 | 0
MISO |  |  |  | 2020-06-24T04:00:00+00:00 | Active |  | Photovoltaic |  |  |  | Solar | [16 empty] | Hillsdale | MI |  |  | Coldwater to Moore Road 138kV Line | 2023-09-01T04:00:00+00:00 | 2025-12-12T05:00:00+00:00 | [8 empty] | METC | [23 empty] | J1658 |  |  | DPP-2020 | East (ITC) | Phase 2 | Network Resource Interconnection Service (NRIS) | 180 | 180 | Not Started | 150 | 150 | 150 | 150
MISO |  |  |  | 2020-06-25T04:00:00+00:00 | Active |  | Battery Storage |  |  |  | Battery Storage | [16 empty] | Washtenaw | MI |  |  | 120 kV Dorset | 2022-02-01T05:00:00+00:00 | 2025-02-01T05:00:00+00:00 | [8 empty] | ITC | [23 empty] | J1659 |  |  | DPP-2020 | East (ITC) | Phase 2 | Network Resource Interconnection Service (NRIS) | 100 | 100 | Under Construction | 100 | 100 | 100 | 100
MISO |  |  |  | 2020-06-24T04:00:00+00:00 | Withdrawn |  | Battery Storage |  |  |  | Battery Storage | [16 empty] | Genesee | MI |  |  | Goss-Thetford 345kV Line | 2023-09-01T04:00:00+00:00 | [9 empty] | METC | [23 empty] | J1660 |  |  | DPP-2020 | East (ITC) | Phase 2 | Network Resource Interconnection Service (NRIS) | 50 | 50 | Not Started | 0 | 0 | 0 | 0
MISO |  |  |  | 2020-06-24T04:00:00+00:00 | Withdrawn |  | Photovoltaic |  |  |  | Solar | [16 empty] | Lapeer | MI |  |  | Imlay Pump 120kV Substation | 2023-09-01T04:00:00+00:00 | [9 empty] | ITC | [23 empty] | J1661 | 2021-02-23T05:00:00+00:00 |  | DPP-2020 | East (ITC) | Phase 2 | Network Resource Interconnection Service (NRIS) | 200 | 200 | Not Started | 0 | 0 | 0 | 0
MISO |  |  |  | 2020-06-23T04:00:00+00:00 | Withdrawn |  | Photovoltaic |  |  |  | Solar | [16 empty] | Newton | IN |  |  | Goodland Substation 138kV (Bus Name: 17Goodland) | 2023-08-31T04:00:00+00:00 | [9 empty] | NORTHERN INDIANA PUBLIC SERVICE COMPANY LLC | [23 empty] | J1662 | 2023-10-17T04:00:00+00:00 |  | DPP-2020 | Central | Phase 2 | Network Resource Interconnection Service (NRIS) | 200 | 200 | Not Started | 0 | 0 | 0 | 0
MISO |  |  |  | 2021-12-03T05:00:00+00:00 | Active |  | Photovoltaic |  |  |  | Solar | [16 empty] | Ottawa | MI |  |  | Argenta to Tallmadge 345kV | 2023-09-15T04:00:00+00:00 | 2025-08-02T04:00:00+00:00 | [8 empty] | METC | [23 empty] | J1663 |  | 2023-03-07T05:00:00+00:00 | DPP-2020 | East (ITC) | Phase 2 | Network Resource Interconnection Service (NRIS) | 200 | 200 | Under Construction | 200 | 200 | 200 | 200
MISO |  |  |  | 2020-06-24T04:00:00+00:00 | Active |  | Photovoltaic |  |  |  | Solar | [16 empty] | St. Clair | MI |  |  | Carrigan 120kV Substation | 2023-09-01T04:00:00+00:00 | 2026-09-01T04:00:00+00:00 | [8 empty] | ITC | [23 empty] | J1664 |  |  | DPP-2020 | East (ITC) | Phase 2 | Network Resource Interconnection Service (NRIS) | 200 | 200 | Not Started | 100 | 100 | 100 | 100
MISO |  |  |  | 2020-06-24T04:00:00+00:00 | Withdrawn |  | Battery Storage |  |  |  | Battery Storage | [16 empty] | St. Clair | MI |  |  | Carrigan 120kV Substation | 2023-09-01T04:00:00+00:00 | [9 empty] | ITC | [23 empty] | J1665 |  |  | DPP-2020 | East (ITC) | Phase 2 | Network Resource Interconnection Service (NRIS) | 50 | 50 | Not Started | 0 | 0 | 0 | 0
MISO |  |  |  | 2020-06-24T04:00:00+00:00 | Withdrawn |  | Wind Turbine |  |  |  | Wind | [16 empty] | Ingham | MI |  |  | Oneida - Majestic 345 kV | 2023-04-20T04:00:00+00:00 | [9 empty] | METC | [23 empty] | J1666 |  |  | DPP-2020 | East (ITC) | Phase 2 | Network Resource Interconnection Service (NRIS) | 300 | 300 | Not Started | 0 | 0 | 0 | 0
MISO |  |  |  | 2020-06-24T04:00:00+00:00 | Withdrawn |  | Wind Turbine |  |  |  | Wind | [16 empty] | Midland | MI |  |  | Bard Rd to Clare Junction 138 kV | 2023-04-20T04:00:00+00:00 | [9 empty] | METC | [23 empty] | J1667 |  |  | DPP-2020 | East (ITC) | Phase 2 | Network Resource Interconnection Service (NRIS) | 200 | 200 | Not Started | 0 | 0 | 0 | 0
MISO |  |  |  | 2020-06-24T04:00:00+00:00 | Withdrawn |  | Photovoltaic |  |  |  | Solar | [16 empty] | Iberville | LA |  |  | Donaldsonville - Evergreen 230 kV | 2023-04-20T04:00:00+00:00 | [9 empty] | ENTERGY LOUISIANA, LLC | [23 empty] | J1668 | 2021-12-08T05:00:00+00:00 |  | DPP-2020 | South | Phase 3 | Network Resource Interconnection Service (NRIS) | 194 | 194 | Not Started | 0 | 0 | 0 | 0
MISO |  |  |  | 2020-06-23T04:00:00+00:00 | Active |  | Photovoltaic |  |  |  | Solar | [16 empty] | Jefferson Davis | LA |  |  | LAKE CHARLES BULK | 2023-09-01T04:00:00+00:00 | 2025-12-04T05:00:00+00:00 | [8 empty] | ENTERGY LOUISIANA, LLC | [23 empty] | J1669 |  |  | DPP-2020 | South | Phase 3 | Energy Resource Interconnection Service (ERIS) | 165 | 165 | Not Started | 165 | 0 | 165 | 0
MISO |  |  |  | 2020-06-23T04:00:00+00:00 | Active |  | Photovoltaic |  |  |  | Solar | [16 empty] | Mississippi | AR |  |  | Crooked Lake 161kV at J586 POI | 2023-10-15T04:00:00+00:00 | 2025-03-15T04:00:00+00:00 | [8 empty] | ENTERGY ARKANSAS, LLC | [23 empty] | J1670 |  |  | DPP-2020 | South | Phase 3 |  | 50 | 50 | Not Started | 50 | 50 | 50 | 50
MISO |  |  |  | 2020-06-23T04:00:00+00:00 | Active |  | Photovoltaic |  |  |  | Solar | [16 empty] | Walker | TX |  |  | Rocky Creek to Lewis Creek 230kV | 2023-08-31T04:00:00+00:00 | 2025-12-04T05:00:00+00:00 | [8 empty] | ENTERGY TEXAS, INC. | [23 empty] | J1671 |  |  | DPP-2020 | South | Phase 3 | Energy Resource Interconnection Service (ERIS) | 150 | 150 | Under Construction | 150 | 0 | 150 | 0
MISO |  |  |  | 2020-06-23T04:00:00+00:00 | Active |  | Photovoltaic |  |  |  | Solar | [16 empty] | Hinds | MS |  |  | Tinnin Road 230kV | 2023-08-31T04:00:00+00:00 | 2025-11-16T05:00:00+00:00 | [8 empty] | ENTERGY MISSISSIPPI, LLC. | [23 empty] | J1672 |  | 2023-01-18T05:00:00+00:00 | DPP-2020 | South | Phase 3 | Network Resource Interconnection Service (NRIS) | 150 | 150 | Not Started | 150 | 150 | 150 | 150
MISO |  |  |  | 2020-06-23T04:00:00+00:00 | Active |  | Photovoltaic |  |  |  | Solar | [16 empty] | Sabine | LA |  |  | Fisher to Mansfield Compressor 230 kV | 2024-01-15T05:00:00+00:00 | 2025-03-01T05:00:00+00:00 | [8 empty] | CLECO POWER LLC | [23 empty] | J1673 |  |  | DPP-2020 | South | Phase 3 | Network Resource Interconnection Service (NRIS) | 200 | 200 | Not Started | 200 | 100 | 200 | 100
MISO |  |  |  | 2020-06-25T04:00:00+00:00 | Withdrawn |  | Solar/Battery |  |  |  | Hybrid | [16 empty] | St. Tammany | LA |  |  | Talisheek - North Slidell 230kV Line | 2023-08-02T04:00:00+00:00 | [9 empty] | ENTERGY LOUISIANA, LLC | [23 empty] | J1674 | 2020-12-21T05:00:00+00:00 |  | DPP-2020 | South | Phase 3 | Network Resource Interconnection Service (NRIS) | 250 | 250 | Not Started | 0 | 0 | 0 | 0
MISO |  |  |  | 2020-06-23T04:00:00+00:00 | Withdrawn |  | Wind Turbine |  |  |  | Wind | [16 empty] | Edgar | IL |  |  | Kansas 345kV | 2023-12-15T05:00:00+00:00 | [9 empty] | AMEREN TRANSMISSION COMPANY OF ILLINOIS | [23 empty] | J1675 | 2021-02-13T05:00:00+00:00 |  | DPP-2020 | Central | Phase 2 | Network Resource Interconnection Service (NRIS) | 250 | 250 | Not Started | 0 | 0 | 0 | 0
MISO |  |  |  | 2020-06-24T04:00:00+00:00 | Active |  | Wind Turbine |  |  |  | Wind | [16 empty] | McLean | IL |  |  | Brokaw - Clinton 345 kV line | 2023-04-20T04:00:00+00:00 | [9 empty] | AMEREN ILLINOIS | [23 empty] | J1676 |  |  | DPP-2020 | Central | Phase 2 | Network Resource Interconnection Service (NRIS) | 300 | 300 | Not Started | 300 | 300 | 300 | 300
MISO |  |  |  | 2020-06-24T04:00:00+00:00 | Active |  | Photovoltaic |  |  |  | Solar | [16 empty] | Macon | IL |  |  | Leghorn 345 kV | 2023-04-20T04:00:00+00:00 | [9 empty] | AMEREN ILLINOIS | [23 empty] | J1677 |  |  | DPP-2020 | Central | Phase 2 | Network Resource Interconnection Service (NRIS) | 180 | 180 | Not Started | 150 | 150 | 150 | 150
MISO |  |  |  | 2022-04-06T04:00:00+00:00 | Active |  | Battery Storage |  |  |  | Battery Storage | [16 empty] | Miami | IN |  |  | Deedsville 345 kV | 2023-08-01T04:00:00+00:00 | [9 empty] | DUKE ENERGY INDIANA, LLC | [23 empty] | J1678 |  |  | DPP-2020 | Central | Phase 2 | Network Resource Interconnection Service (NRIS) | 74.7 | 74.7 | Not Started | 74.7 | 74.7 | 74.7 | 74.7
MISO |  |  |  | 2020-06-24T04:00:00+00:00 | Active |  | Photovoltaic |  |  |  | Solar | [16 empty] | Clay | IL |  |  | Xenia - West Mt Vernon 345 kV | 2023-04-20T04:00:00+00:00 | [9 empty] | AMEREN ILLINOIS | [23 empty] | J1679 |  |  | DPP-2020 | Central | Phase 2 | Network Resource Interconnection Service (NRIS) | 125 | 125 | Not Started | 125 | 125 | 125 | 125
MISO |  |  |  | 2020-06-24T04:00:00+00:00 | Active |  | Photovoltaic |  |  |  | Solar | [16 empty] | Cass | IN |  |  | 345 kV Walton Substation | 2023-04-20T04:00:00+00:00 | [9 empty] | DUKE ENERGY INDIANA, LLC | [23 empty] | J1680 |  |  | DPP-2020 | Central | Phase 2 | Network Resource Interconnection Service (NRIS) | 100 | 100 | Not Started | 100 | 100 | 100 | 100
MISO |  |  |  | 2020-06-18T04:00:00+00:00 | Withdrawn |  | Photovoltaic |  |  |  | Solar | [16 empty] | Maries | MO |  |  | Bland to Franks 345kV line | 2024-10-31T04:00:00+00:00 | [9 empty] | AMEREN MISSOURI | [23 empty] | J1681 | 2023-07-17T04:00:00+00:00 |  | DPP-2020 | Central | Phase 2 | Network Resource Interconnection Service (NRIS) | 200 | 200 | Not Started | 0 | 0 | 0 | 0
MISO |  |  |  | 2020-06-25T04:00:00+00:00 | Withdrawn |  | Photovoltaic |  |  |  | Solar | [16 empty] | Boone | IN |  |  | Hortonville to Whitestown 345 kV | 2024-10-01T04:00:00+00:00 | [9 empty] | DUKE ENERGY INDIANA, LLC | [23 empty] | J1682 | 2020-12-18T05:00:00+00:00 |  | DPP-2020 | Central | Phase 2 | Network Resource Interconnection Service (NRIS) | 300 | 300 | Not Started | 0 | 0 | 0 | 0
MISO |  |  |  | 2020-06-25T04:00:00+00:00 | Withdrawn |  | Battery Storage |  |  |  | Battery Storage | [16 empty] | Porter | IN |  |  | Babcock - Lake George 345 kV | 2023-08-01T04:00:00+00:00 | [9 empty] | NORTHERN INDIANA PUBLIC SERVICE COMPANY LLC | [23 empty] | J1683 | 2020-12-14T05:00:00+00:00 |  | DPP-2020 | Central | Phase 2 | Network Resource Interconnection Service (NRIS) | 75 | 75 | Not Started | 0 | 0 | 0 | 0
MISO |  |  |  | 2023-08-04T04:00:00+00:00 | Active |  | Photovoltaic |  |  |  | Solar | [21 empty] | 2025-07-01T04:00:00+00:00 | [9 empty] | NORTHERN INDIANA PUBLIC SERVICE COMPANY LLC | [23 empty] | J1684 |  |  | DPP-2020 | Central | Phase 2 | Network Resource Interconnection Service (NRIS) | 0 | 0 | Not Started | 200 | 200 | 200 | 200
MISO |  |  |  | 2020-06-25T04:00:00+00:00 | Withdrawn |  | Solar/Battery |  |  |  | Hybrid | [16 empty] | Ascension | LA |  |  | Donaldsonville to Evergreen 230kV line | 2023-09-30T04:00:00+00:00 | [9 empty] | ENTERGY LOUISIANA, LLC | [23 empty] | J1685 | 2020-09-24T04:00:00+00:00 |  | DPP-2020 | South | Phase 3 | Network Resource Interconnection Service (NRIS) | 250 | 250 | Not Started | 0 | 0 | 0 | 0
MISO |  |  |  | 2022-07-07T04:00:00+00:00 | Active |  | Solar/Battery |  |  |  | Hybrid | [16 empty] | Evangeline | LA |  |  | Coughlin - Plaisance 138 kV | 2023-09-04T04:00:00+00:00 | 2026-09-01T04:00:00+00:00 | [8 empty] | CLECO POWER LLC | [23 empty] | J1686 |  |  | DPP-2020 | South | Phase 3 | Network Resource Interconnection Service (NRIS) | 100 | 100 | Not Started | 100 | 100 | 100 | 70
MISO |  |  |  | 2021-12-03T05:00:00+00:00 | Active |  | Photovoltaic |  |  |  | Solar | [16 empty] | Decatur | IN |  |  | Decatur Switching Station 161kv | 2026-09-01T04:00:00+00:00 | [9 empty] | HOOSIER ENERGY | [23 empty] | J1687 |  |  | DPP-2020 | Central | Phase 2 | Network Resource Interconnection Service (NRIS) | 160 | 160 | Not Started | 160 | 160 | 160 | 160
MISO |  |  |  | 2020-06-23T04:00:00+00:00 | Withdrawn |  | Photovoltaic |  |  |  | Solar | [16 empty] | Champaign | IL |  |  | Rising 345kV | 2023-09-15T04:00:00+00:00 | [9 empty] | AMEREN ILLINOIS | [23 empty] | J1688 | 2020-10-02T04:00:00+00:00 |  | DPP-2020 | Central | Phase 2 | Network Resource Interconnection Service (NRIS) | 200 | 200 | Not Started | 0 | 0 | 0 | 0
MISO |  |  |  | 2020-06-24T04:00:00+00:00 | Withdrawn |  | Photovoltaic |  |  |  | Solar | [16 empty] | Henry | IN |  |  | Cadiz 138kV | 2023-09-15T04:00:00+00:00 | [9 empty] | DUKE ENERGY INDIANA, LLC | [23 empty] | J1689 | 2020-12-18T05:00:00+00:00 |  | DPP-2020 | Central | Phase 2 | Network Resource Interconnection Service (NRIS) | 150 | 150 | Not Started | 0 | 0 | 0 | 0
MISO |  |  |  | 2020-06-24T04:00:00+00:00 | Withdrawn |  | Photovoltaic |  |  |  | Solar | [16 empty] | Henry | IN |  |  | Lewisville 138kV | 2023-09-15T04:00:00+00:00 | [9 empty] | DUKE ENERGY INDIANA, LLC | [23 empty] | J1690 | 2021-03-15T04:00:00+00:00 |  | DPP-2020 | Central | Phase 2 | Network Resource Interconnection Service (NRIS) | 125 | 125 | Not Started | 0 | 0 | 0 | 0
MISO |  |  |  | 2020-06-24T04:00:00+00:00 | Active |  | Photovoltaic |  |  |  | Solar | [16 empty] | Sullivan | IN |  |  | Merom - Gibson 345kV | 2023-06-01T04:00:00+00:00 | [9 empty] | DUKE ENERGY INDIANA, LLC | [23 empty] | J1691 |  |  | DPP-2020 | Central | Phase 2 | Network Resource Interconnection Service (NRIS) | 200 | 200 | Not Started | 200 | 200 | 200 | 200
MISO |  |  |  | 2020-06-24T04:00:00+00:00 | Withdrawn |  | Battery Storage |  |  |  | Battery Storage | [16 empty] | Cass | IN |  |  | Walton 345 kV Substation | 2023-06-01T04:00:00+00:00 | [9 empty] | DUKE ENERGY INDIANA, LLC | [23 empty] | J1692 | 2020-12-03T05:00:00+00:00 |  | DPP-2020 | Central | Phase 2 | Network Resource Interconnection Service (NRIS) | 65 | 65 | Not Started | 0 | 0 | 0 | 0
MISO |  |  |  | 2020-06-24T04:00:00+00:00 | Withdrawn |  | Battery Storage |  |  |  | Battery Storage | [16 empty] | Chippewa | MN |  |  | Maynard XMSN 115kV Substation | 2023-09-01T04:00:00+00:00 | [9 empty] | NORTHERN STATES POWER COMPANY | [23 empty] | J1693 | 2020-11-19T05:00:00+00:00 |  | DPP-2020 | West | Phase 3 | Network Resource Interconnection Service (NRIS) | 50 | 50 | Not Started | 0 | 0 | 0 | 0
MISO |  |  |  | 2020-06-23T04:00:00+00:00 | Withdrawn |  | Photovoltaic |  |  |  | Solar | [16 empty] | Lawrence | IN |  |  | Lost River 345kV | 2024-06-01T04:00:00+00:00 | [9 empty] | DUKE ENERGY INDIANA, LLC | [23 empty] | J1694 | 2020-12-18T05:00:00+00:00 |  | DPP-2020 | Central | Phase 2 | Network Resource Interconnection Service (NRIS) | 100 | 100 | Not Started | 0 | 0 | 0 | 0
MISO |  |  |  | 2023-12-12T05:00:00+00:00 | Active |  | Battery Storage |  |  |  | Battery Storage | [16 empty] | Perry | IL |  |  | Aster 138kV Substation (Rebuild of North Coulterville 138kV) | 2023-09-01T04:00:00+00:00 | [9 empty] | AMEREN ILLINOIS | [23 empty] | J1695 |  |  | DPP-2020 | Central | Phase 2 | Network Resource Interconnection Service (NRIS) | 50 | 50 | Not Started | 50 | 50 | 50 | 50
MISO |  |  |  | 2020-06-11T04:00:00+00:00 | Active |  | Photovoltaic |  |  |  | Solar | [16 empty] | Henderson | KY |  |  | Reid EHV 161kV | 2023-10-01T04:00:00+00:00 | [9 empty] | BIG RIVERS ELECTRIC CORPORATION | [23 empty] | J1696 |  |  | DPP-2020 | Central | Phase 2 | Network Resource Interconnection Service (NRIS) | 150 | 150 | Not Started | 150 | 150 | 150 | 150
MISO |  |  |  | 2020-06-18T04:00:00+00:00 | Active |  | Photovoltaic |  |  |  | Solar | [16 empty] | Lawrence | IN |  |  | Shawswick to Pleasant Grove 138 kV | 2023-04-01T04:00:00+00:00 | [9 empty] | DUKE ENERGY INDIANA, LLC | [23 empty] | J1697 |  |  | DPP-2020 | Central | Phase 2 | Network Resource Interconnection Service (NRIS) | 200 | 200 | Not Started | 200 | 200 | 200 | 200
MISO |  |  |  | 2020-06-25T04:00:00+00:00 | Withdrawn |  | Solar/Battery |  |  |  | Hybrid | [16 empty] | St. Tammany | LA |  |  | Talisheek - North Slidell 230kV Line | 2023-08-02T04:00:00+00:00 | [9 empty] | ENTERGY LOUISIANA, LLC | [23 empty] | J1698 | 2020-12-21T05:00:00+00:00 |  | DPP-2020 | South | Phase 3 | Network Resource Interconnection Service (NRIS) | 150 | 150 | Not Started | 0 | 0 | 0 | 0
MISO |  |  |  | 2020-06-25T04:00:00+00:00 | Withdrawn |  | Photovoltaic |  |  |  | Solar | [16 empty] | Shelby | IN |  |  | HE Lewis Creek 69 kV | 2024-10-01T04:00:00+00:00 | [9 empty] | HOOSIER ENERGY | [23 empty] | J1699 | 2023-07-17T04:00:00+00:00 |  | DPP-2020 | Central | Phase 2 | Network Resource Interconnection Service (NRIS) | 43 | 43 | Not Started | 0 | 0 | 0 | 0
MISO |  |  |  | 2020-06-25T04:00:00+00:00 | Withdrawn |  | Photovoltaic |  |  |  | Solar | [16 empty] | Johnson | IN |  |  | FRANKLIN 230KV | 2023-04-30T04:00:00+00:00 | [9 empty] | DUKE ENERGY INDIANA, LLC | [23 empty] | J1700 | 2020-10-22T04:00:00+00:00 |  | DPP-2020 | Central | Phase 2 | Network Resource Interconnection Service (NRIS) | 288 | 288 | Not Started | 0 | 0 | 0 | 0
MISO |  |  |  | 2021-12-03T05:00:00+00:00 | Active |  | Wind Turbine |  |  |  | Wind | [16 empty] | McDonough | IL |  |  | Macomb to Ipava 138kV line | 2023-09-15T04:00:00+00:00 | [9 empty] | AMEREN ILLINOIS | [23 empty] | J1701 |  |  | DPP-2020 | Central | Phase 2 | Network Resource Interconnection Service (NRIS) | 200 | 200 | Not Started | 200 | 200 | 200 | 200
MISO |  |  |  | 2020-06-24T04:00:00+00:00 | Withdrawn |  | Wind Turbine |  |  |  | Wind | [16 empty] | Shelby | IL |  |  | Faraday 345 kV | 2023-04-20T04:00:00+00:00 | [9 empty] | AMEREN TRANSMISSION COMPANY OF ILLINOIS | [23 empty] | J1702 | 2020-12-14T05:00:00+00:00 |  | DPP-2020 | Central | Phase 2 | Network Resource Interconnection Service (NRIS) | 300 | 300 | Not Started | 0 | 0 | 0 | 0
MISO |  |  |  | 2022-02-11T05:00:00+00:00 | Withdrawn |  | Photovoltaic |  |  |  | Solar | [16 empty] | Webster | KY |  |  | Reid to Hopkins County 161kV | 2023-09-01T04:00:00+00:00 | [9 empty] | BIG RIVERS ELECTRIC CORPORATION | [23 empty] | J1703 | 2023-07-17T04:00:00+00:00 |  | DPP-2020 | Central | Phase 2 | Network Resource Interconnection Service (NRIS) | 74 | 74 | Not Started | 0 | 0 | 0 | 0
MISO |  |  |  | 2020-06-25T04:00:00+00:00 | Withdrawn |  | Battery Storage |  |  |  | Battery Storage | [16 empty] | Shelby | IN |  |  | Gwynneville 345kV Substation | 2023-09-01T04:00:00+00:00 | [9 empty] | DUKE ENERGY INDIANA, LLC | [23 empty] | J1704 | 2023-11-28T05:00:00+00:00 |  | DPP-2020 | Central | Phase 2 | Network Resource Interconnection Service (NRIS) | 50 | 50 | Not Started | 0 | 0 | 50 | 50
MISO |  |  |  | 2020-06-25T04:00:00+00:00 | Withdrawn |  | Photovoltaic |  |  |  | Solar | [16 empty] | Columbia | WI |  |  | South Fond du Lac (Endpoint A) to Columbia (Endpoint B) 345 kV | 2024-02-20T05:00:00+00:00 | [9 empty] | AMERICAN TRANSMISSION COMPANY | [23 empty] | J1705 | 2021-02-23T05:00:00+00:00 |  | DPP-2020 | East (ATC) | Phase 3 | Network Resource Interconnection Service (NRIS) | 200 | 200 | Not Started | 0 | 0 | 0 | 0
MISO |  |  |  | 2020-06-23T04:00:00+00:00 | Active |  | Photovoltaic |  |  |  | Solar | [16 empty] | Green | WI |  |  | North Monroe 138 kV | 2025-06-01T04:00:00+00:00 | [9 empty] | AMERICAN TRANSMISSION COMPANY | [23 empty] | J1706 |  |  | DPP-2020 | East (ATC) | Phase 3 | Network Resource Interconnection Service (NRIS) | 100 | 100 | Not Started | 100 | 100 | 100 | 100
MISO |  |  |  | 2021-10-22T04:00:00+00:00 | Withdrawn |  | Photovoltaic |  |  |  | Solar | [16 empty] | Dubois | IN |  |  | DUFF 345KV | 2023-04-20T04:00:00+00:00 | [9 empty] | Southern Indiana Gas & Electric Company d/b/a Centerpoint Energy Indiana South | [23 empty] | J1707 | 2023-07-17T04:00:00+00:00 |  | DPP-2020 | Central | Phase 2 | Network Resource Interconnection Service (NRIS) | 72 | 72 | Not Started | 0 | 0 | 0 | 0
MISO |  |  |  | 2020-06-23T04:00:00+00:00 | Withdrawn |  | Photovoltaic |  |  |  | Solar | [16 empty] | Grant | WI |  |  | J947 Interconnection Substation | 2025-06-01T04:00:00+00:00 | [9 empty] | AMERICAN TRANSMISSION COMPANY | [23 empty] | J1708 | 2023-06-22T04:00:00+00:00 |  | DPP-2020 | East (ATC) | Phase 3 | Network Resource Interconnection Service (NRIS) | 75 | 75 | Not Started | 75 | 75 | 75 | 75
MISO |  |  |  | 2022-01-21T05:00:00+00:00 | Active |  | Battery Storage |  |  |  | Battery Storage | [16 empty] | Grimes | TX |  |  | 138 kV Grimes | 2022-02-01T05:00:00+00:00 | 2025-02-01T05:00:00+00:00 | [8 empty] | ENTERGY TEXAS, INC. | [23 empty] | J1709 |  | 2023-01-18T05:00:00+00:00 | DPP-2020 | South | Phase 3 | Energy Resource Interconnection Service (ERIS) | 100 | 100 | Not Started | 100 | 0 | 100 | 0
MISO |  |  |  | 2020-06-25T04:00:00+00:00 | Active |  | Photovoltaic |  |  |  | Solar | [16 empty] | Lee | AR |  |  | KEO EHV | 2023-09-13T04:00:00+00:00 | 2026-09-13T04:00:00+00:00 | [8 empty] | ENTERGY ARKANSAS, LLC | [23 empty] | J1710 |  |  | DPP-2020 | South | Phase 3 | Network Resource Interconnection Service (NRIS) | 300 | 300 | Not Started | 300 | 300 | 300 | 300
MISO |  |  |  | 2020-06-24T04:00:00+00:00 | Withdrawn |  | Photovoltaic |  |  |  | Solar | [16 empty] | Green | WI |  |  | North Monroe 138kV Substation | 2023-09-01T04:00:00+00:00 | [9 empty] | AMERICAN TRANSMISSION COMPANY | [23 empty] | J1711 | 2020-11-30T05:00:00+00:00 |  | DPP-2020 | East (ATC) | Phase 3 | Network Resource Interconnection Service (NRIS) | 100 | 100 | Not Started | 0 | 0 | 0 | 0
MISO |  |  |  | 2020-06-23T04:00:00+00:00 | Active |  | Photovoltaic |  |  |  | Solar | [16 empty] | Perry | IL |  |  | North Coulterville - COMM 345kV | 2022-12-15T05:00:00+00:00 | [9 empty] | AMEREN ILLINOIS | [23 empty] | J1712 |  |  | DPP-2020 | Central | Phase 2 | Network Resource Interconnection Service (NRIS) | 300 | 300 | Not Started | 300 | 300 | 300 | 300
MISO |  |  |  | 2020-06-24T04:00:00+00:00 | Active |  | Wind Turbine |  |  |  | Wind | [16 empty] | Macon | IL |  |  | Faraday (138 kV) | 2022-08-01T04:00:00+00:00 | [9 empty] | AMEREN TRANSMISSION COMPANY OF ILLINOIS | [23 empty] | J1713 |  |  | DPP-2020 | Central | Phase 2 | Network Resource Interconnection Service (NRIS) | 147.2 | 147.2 | Not Started | 147.19 | 147.19 | 147.19 | 147.19
MISO |  |  |  | 2020-06-25T04:00:00+00:00 | Active |  | Photovoltaic |  |  |  | Solar | [16 empty] | Fayette | IL |  |  | Ramsey East 138kV Substation | 2023-09-01T04:00:00+00:00 | [9 empty] | AMEREN ILLINOIS | [23 empty] | J1714 |  |  | DPP-2020 | Central | Phase 2 | Network Resource Interconnection Service (NRIS) | 100 | 100 | Not Started | 100 | 100 | 100 | 100
MISO |  |  |  | 2020-06-24T04:00:00+00:00 | Withdrawn |  | Photovoltaic |  |  |  | Solar | [16 empty] | Decatur | IN |  |  | HE Westport 138kV | 2023-09-15T04:00:00+00:00 | [9 empty] | HOOSIER ENERGY | [23 empty] | J1715 | 2020-12-18T05:00:00+00:00 |  | DPP-2020 | Central | Phase 2 | Network Resource Interconnection Service (NRIS) | 145 | 145 | Not Started | 0 | 0 | 0 | 0
MISO |  |  |  | 2020-06-24T04:00:00+00:00 | Done |  | Photovoltaic |  |  |  | Solar | [16 empty] | Fond du Lac | WI |  |  | Fitzgerald to South Fond Du Lac 345 kV | 2022-08-01T04:00:00+00:00 | 2025-08-01T04:00:00+00:00 | [8 empty] | AMERICAN TRANSMISSION COMPANY | [23 empty] | J1716 |  |  | DPP-2020 | East (ATC) | Phase 3 | Network Resource Interconnection Service (NRIS) | 100 | 100 | Not Started | 100 | 0 | 100 | 0
MISO |  |  |  | 2020-06-24T04:00:00+00:00 | Withdrawn |  | Photovoltaic |  |  |  | Solar | [16 empty] | Decatur | IN |  |  | Greensburg 138kV | 2023-09-15T04:00:00+00:00 | [9 empty] | DUKE ENERGY INDIANA, LLC | [23 empty] | J1717 | 2020-12-18T05:00:00+00:00 |  | DPP-2020 | Central | Phase 2 | Network Resource Interconnection Service (NRIS) | 150 | 150 | Not Started | 0 | 0 | 0 | 0
MISO |  |  |  | 2020-06-24T04:00:00+00:00 | Withdrawn |  | Wind Turbine |  |  |  | Wind | [16 empty] | Vermilion | IL |  |  | Bunsonville 345kV | 2023-09-15T04:00:00+00:00 | [9 empty] | AMEREN ILLINOIS | [23 empty] | J1718 | 2020-09-18T04:00:00+00:00 |  | DPP-2020 | Central | Phase 2 | Network Resource Interconnection Service (NRIS) | 200 | 200 | Not Started | 0 | 0 | 0 | 0
MISO |  |  |  | 2020-06-24T04:00:00+00:00 | Withdrawn |  | Photovoltaic |  |  |  | Solar | [16 empty] | Waushara | WI |  |  | Sand Lake 138kV Substation | 2023-09-01T04:00:00+00:00 | [9 empty] | AMERICAN TRANSMISSION COMPANY | [23 empty] | J1719 | 2021-12-08T05:00:00+00:00 |  | DPP-2020 | East (ATC) | Phase 3 | Network Resource Interconnection Service (NRIS) | 100 | 100 | Not Started | 0 | 0 | 0 | 0
MISO |  |  |  | 2020-06-22T04:00:00+00:00 | Withdrawn |  | Photovoltaic |  |  |  | Solar | [16 empty] | Columbia | WI |  |  | Fountain Prairie -North Randolph 138kV Transmission Line | 2024-05-20T04:00:00+00:00 | [9 empty] | AMERICAN TRANSMISSION COMPANY | [23 empty] | J1720 | 2021-12-08T05:00:00+00:00 |  | DPP-2020 | East (ATC) | Phase 3 | Network Resource Interconnection Service (NRIS) | 99 | 99 | Not Started | 0 | 0 | 0 | 0
MISO |  |  |  | 2020-06-24T04:00:00+00:00 | Active |  | Photovoltaic |  |  |  | Solar | [16 empty] | Vigo | IN |  |  | Vigo-Worthington 138kV | 2023-06-01T04:00:00+00:00 | [9 empty] | DUKE ENERGY INDIANA, LLC | [23 empty] | J1721 |  |  | DPP-2020 | Central | Phase 2 | Network Resource Interconnection Service (NRIS) | 175.12 | 175.12 | Not Started | 175.12 | 175.12 | 175.12 | 175.12
MISO |  |  |  | 2020-06-22T04:00:00+00:00 | Withdrawn |  | Photovoltaic |  |  |  | Solar | [16 empty] | Lonoke | AR |  |  | Galloway - Remigton 115kV Transmission Line | 2024-02-09T05:00:00+00:00 | [9 empty] | ENTERGY ARKANSAS, LLC | [23 empty] | J1722 | 2021-12-08T05:00:00+00:00 |  | DPP-2020 | South | Phase 3 | Network Resource Interconnection Service (NRIS) | 100 | 100 | Not Started | 0 | 0 | 0 | 0
MISO |  |  |  | 2021-11-02T04:00:00+00:00 | Withdrawn |  | Battery Storage |  |  |  | Battery Storage | [16 empty] | Cross | AR |  |  | Wynne East to Wynne South 161kV line (J1125 sub) | 2023-04-01T04:00:00+00:00 | [9 empty] | ENTERGY ARKANSAS, LLC | [23 empty] | J1723 |  |  | DPP-2020 | South | Phase 3 |  | 10 | 10 | Not Started | 10 | 10 | 10 | 10
MISO |  |  |  | 2021-12-03T05:00:00+00:00 | Active |  | Photovoltaic |  |  |  | Solar | [16 empty] | LaPorte | IN |  |  | LNG - STILLWELL 138kV line | 2023-09-15T04:00:00+00:00 | [9 empty] | NORTHERN INDIANA PUBLIC SERVICE COMPANY LLC | [23 empty] | J1724 |  |  | DPP-2020 | Central | Phase 2 | Network Resource Interconnection Service (NRIS) | 150 | 150 | Not Started | 150 | 150 | 150 | 150
MISO |  |  |  | 2020-06-23T04:00:00+00:00 | Active |  | Wind Turbine |  |  |  | Wind | [16 empty] | Tazewell | IL |  |  | San Jose Rail Splitter 138KV (G515) | 2024-09-01T04:00:00+00:00 | [9 empty] | AMEREN ILLINOIS | [23 empty] | J1725 |  |  | DPP-2020 | Central | Phase 2 | Network Resource Interconnection Service (NRIS) | 100 | 100 | Not Started | 100 | 100 | 100 | 100
MISO |  |  |  | 2020-06-15T04:00:00+00:00 | Active |  | Photovoltaic |  |  |  | Solar | [16 empty] | Pulaski | IN |  |  | Reynolds - Burr 345kV | 2023-10-01T04:00:00+00:00 | [9 empty] | NORTHERN INDIANA PUBLIC SERVICE COMPANY LLC | [23 empty] | J1726 |  |  | DPP-2020 | Central | Phase 2 | Network Resource Interconnection Service (NRIS) | 200 | 200 | Not Started | 200 | 200 | 200 | 200
MISO |  |  |  | 2020-06-24T04:00:00+00:00 | Withdrawn |  | Wind Turbine |  |  |  | Wind | [16 empty] | Hancock | IA |  |  | Lime Creek 161kV | 2023-12-01T05:00:00+00:00 | [9 empty] | ITC MIDWEST | [23 empty] | J1727 | 2020-10-08T04:00:00+00:00 |  | DPP-2020 | West | Phase 3 |  | 33.75 | 33.75 | Not Started | 0 | 0 | 0 | 0
MISO |  |  |  | 2020-06-25T04:00:00+00:00 | Withdrawn |  | Wind Turbine |  |  |  | Wind | [16 empty] | Story | IA |  |  | Story County Substation 161kV | 2023-12-01T05:00:00+00:00 | [9 empty] | ITC MIDWEST | [23 empty] | J1728 | 2020-10-08T04:00:00+00:00 |  | DPP-2020 | West | Phase 3 |  | 39 | 39 | Not Started | 0 | 0 | 0 | 0
MISO |  |  |  | 2020-06-24T04:00:00+00:00 | Withdrawn |  | Wind Turbine |  |  |  | Wind | [16 empty] | Hancock | IA |  |  | Lime Creek 161kV | 2023-12-01T05:00:00+00:00 | [9 empty] | ITC MIDWEST | [23 empty] | J1729 | 2020-10-08T04:00:00+00:00 |  | DPP-2020 | West | Phase 3 |  | 43 | 43 | Not Started | 0 | 0 | 0 | 0
MISO |  |  |  | 2022-03-17T04:00:00+00:00 | Active |  | Photovoltaic |  |  |  | Solar | [16 empty] | Dunn | WI |  |  | Eau Claire to AS King 345 kV | 2024-06-06T04:00:00+00:00 | [9 empty] | NORTHERN STATES POWER COMPANY | [23 empty] | J1730 |  |  | DPP-2020 | West | Phase 3 | Network Resource Interconnection Service (NRIS) | 300 | 300 | Not Started | 300 | 300 | 300 | 300
MISO |  |  |  | 2020-06-24T04:00:00+00:00 | Withdrawn |  | Battery Storage |  |  |  | Battery Storage | [16 empty] | Madison | IN |  |  | Noblesville to Fall Creek 345 kV | 2022-02-01T05:00:00+00:00 | [9 empty] | INDIANAPOLIS POWER & LIGHT COMPANY | [23 empty] | J1731 | 2021-03-12T05:00:00+00:00 |  | DPP-2020 | Central | Phase 2 | Network Resource Interconnection Service (NRIS) | 100 | 100 | Not Started | 0 | 0 | 0 | 0
MISO |  |  |  | 2020-06-24T04:00:00+00:00 | Active |  | Photovoltaic |  |  |  | Solar | [16 empty] | Columbia | WI |  |  | LEWISTON ACEC A03-TRIENDA (138KV ) | 2024-12-31T05:00:00+00:00 | [9 empty] | AMERICAN TRANSMISSION COMPANY | [23 empty] | J1732 |  |  | DPP-2020 | East (ATC) | Phase 3 | Network Resource Interconnection Service (NRIS) | 98.4 | 98.4 | Not Started | 98.4 | 98.4 | 98.4 | 98.4
MISO |  |  |  | 2020-06-24T04:00:00+00:00 | Withdrawn |  | Battery Storage |  |  |  | Battery Storage | [16 empty] | Allamakee | IA |  |  | Lansing 161 kV | 2025-06-01T04:00:00+00:00 | [9 empty] | ITC MIDWEST | [23 empty] | J1733 |  |  | DPP-2020 | West | Phase 3 | Network Resource Interconnection Service (NRIS) | 50 | 50 | Not Started | 0 | 0 | 0 | 0
MISO |  |  |  | 2020-06-24T04:00:00+00:00 | Active |  | Photovoltaic |  |  |  | Solar | [16 empty] | Lee | IA |  |  | Wever 161 kV | 2025-06-01T04:00:00+00:00 | 2024-06-30T04:00:00+00:00 | [8 empty] | ITC MIDWEST | [23 empty] | J1734 |  |  | DPP-2020 | West | Phase 3 | Network Resource Interconnection Service (NRIS) | 150 | 150 | Not Started | 150 | 150 | 150 | 150
MISO |  |  |  | 2020-06-23T04:00:00+00:00 | Withdrawn |  | Photovoltaic |  |  |  | Solar | [16 empty] | Rock | WI |  |  | J1304 POI 138 kV Substation | 2025-06-01T04:00:00+00:00 | [9 empty] | AMERICAN TRANSMISSION COMPANY | [23 empty] | J1735 | 2023-06-22T04:00:00+00:00 |  | DPP-2020 | East (ATC) | Phase 3 | Network Resource Interconnection Service (NRIS) | 75 | 75 | Not Started | 75 | 75 | 75 | 75
MISO |  |  |  | 2020-06-22T04:00:00+00:00 | Active |  | Photovoltaic |  |  |  | Solar | [16 empty] | Dubois | IN |  |  | Duff 138kV | 2023-08-31T04:00:00+00:00 | [9 empty] | Southern Indiana Gas & Electric Company d/b/a Centerpoint Energy Indiana South | [23 empty] | J1736 |  |  | DPP-2020 | Central | Phase 2 |  | 100 | 100 | Not Started | 100 | 100 | 100 | 100
MISO |  |  |  | 2021-10-22T04:00:00+00:00 | Withdrawn |  | Photovoltaic |  |  |  | Solar | [16 empty] | Rush | IN |  |  | Gwynville 345 kV | 2023-04-20T04:00:00+00:00 | [9 empty] | DUKE ENERGY INDIANA, LLC | [23 empty] | J1737 | 2023-07-17T04:00:00+00:00 |  | DPP-2020 | Central | Phase 2 | Network Resource Interconnection Service (NRIS) | 210 | 210 | Not Started | 0 | 0 | 0 | 0
MISO |  |  |  | 2020-06-24T04:00:00+00:00 | Withdrawn |  | Solar/Battery |  |  |  | Hybrid | [16 empty] | McPherson | SD |  |  | Leola Substation 41.6kV | 2023-05-15T04:00:00+00:00 | [9 empty] | MONTANA-DAKOTA UTILITIES CO. | [23 empty] | J1738 | 2020-12-02T05:00:00+00:00 |  | DPP-2020 | West | Phase 3 | Network Resource Interconnection Service (NRIS) | 20 | 20 | Not Started | 0 | 0 | 0 | 0
MISO |  |  |  | 2020-06-24T04:00:00+00:00 | Withdrawn |  | Battery Storage |  |  |  | Battery Storage | [16 empty] | Waushara | WI |  |  | Sand Lake 138kV Substation | 2023-09-01T04:00:00+00:00 | [9 empty] | AMERICAN TRANSMISSION COMPANY | [23 empty] | J1739 | 2021-02-23T05:00:00+00:00 |  | DPP-2020 | East (ATC) | Phase 3 | Network Resource Interconnection Service (NRIS) | 50 | 50 | Not Started | 0 | 0 | 0 | 0
MISO |  |  |  | 2020-06-25T04:00:00+00:00 | Withdrawn |  | Photovoltaic |  |  |  | Solar | [16 empty] | Walworth | WI |  |  | University to Mukwanago 138kV Line | 2023-09-01T04:00:00+00:00 | [9 empty] | AMERICAN TRANSMISSION COMPANY | [23 empty] | J1740 | 2021-12-08T05:00:00+00:00 |  | DPP-2020 | East (ATC) | Phase 3 | Network Resource Interconnection Service (NRIS) | 100 | 100 | Not Started | 0 | 0 | 0 | 0
MISO |  |  |  | 2020-06-24T04:00:00+00:00 | Withdrawn |  | Photovoltaic |  |  |  | Solar | [16 empty] | Cass | IN |  |  | Walton 345kV Substation | 2023-06-01T04:00:00+00:00 | [9 empty] | DUKE ENERGY INDIANA, LLC | [23 empty] | J1741 | 2020-12-03T05:00:00+00:00 |  | DPP-2020 | Central | Phase 2 | Network Resource Interconnection Service (NRIS) | 270 | 270 | Not Started | 0 | 0 | 0 | 0
MISO |  |  |  | 2020-06-25T04:00:00+00:00 | Withdrawn |  | Photovoltaic |  |  |  | Solar | [16 empty] | Porter | IN |  |  | Babcock - Lake George 345 kV | 2023-08-01T04:00:00+00:00 | [9 empty] | NORTHERN INDIANA PUBLIC SERVICE COMPANY LLC | [23 empty] | J1742 | 2020-12-14T05:00:00+00:00 |  | DPP-2020 | Central | Phase 2 | Network Resource Interconnection Service (NRIS) | 294.1 | 294.1 | Not Started | 0 | 0 | 0 | 0
MISO |  |  |  | 2022-04-06T04:00:00+00:00 | Active |  | Photovoltaic |  |  |  | Solar | [16 empty] | Miami | IN |  |  | Deedsville 345 kV Substation | 2023-08-01T04:00:00+00:00 | [9 empty] | DUKE ENERGY INDIANA, LLC | [23 empty] | J1743 |  |  | DPP-2020 | Central | Phase 2 | Network Resource Interconnection Service (NRIS) | 292.9 | 292.9 | Not Started | 292.89 | 292.89 | 292.89 | 292.89
MISO |  |  |  | 2022-04-05T04:00:00+00:00 | Active |  | Photovoltaic |  |  |  | Solar | [16 empty] | Cumberland | IL |  |  | Hutsonville - Neoga 138 kV | 2023-08-01T04:00:00+00:00 | [9 empty] | AMEREN ILLINOIS | [23 empty] | J1744 |  |  | DPP-2020 | Central | Phase 2 | Network Resource Interconnection Service (NRIS) | 149.5 | 149.5 | Not Started | 149.5 | 149.5 | 149.5 | 149.5
MISO |  |  |  | 2020-06-23T04:00:00+00:00 | Active |  | Photovoltaic |  |  |  | Solar | [16 empty] | Winnebago | WI |  |  | Fitzgerald 138 kV | 2025-06-01T04:00:00+00:00 | [9 empty] | AMERICAN TRANSMISSION COMPANY | [23 empty] | J1745 |  |  | DPP-2020 | East (ATC) | Phase 3 | Network Resource Interconnection Service (NRIS) | 100 | 100 | Not Started | 100 | 100 | 100 | 100
MISO |  |  |  | 2020-06-24T04:00:00+00:00 | Active |  | Photovoltaic |  |  |  | Solar | [16 empty] | Columbia | WI |  |  | Columbia 138 kV | 2025-06-01T04:00:00+00:00 | [9 empty] | AMERICAN TRANSMISSION COMPANY | [23 empty] | J1746 |  |  | DPP-2020 | East (ATC) | Phase 3 | Network Resource Interconnection Service (NRIS) | 150 | 150 | Not Started | 150 | 150 | 150 | 150
MISO |  |  |  | 2020-06-23T04:00:00+00:00 | Active |  | Photovoltaic |  |  |  | Solar | [16 empty] | Madison | MS |  |  | J830 POI | 2022-02-28T05:00:00+00:00 | 2024-07-31T04:00:00+00:00 | [8 empty] | ENTERGY MISSISSIPPI, LLC. | [23 empty] | J1747 |  |  | DPP-2020 | South | Phase 3 | Network Resource Interconnection Service (NRIS) | 50 | 50 | Under Construction | 50 | 50 | 50 | 50
MISO |  |  |  | 2020-07-17T04:00:00+00:00 | Active |  | Photovoltaic |  |  |  | Solar | [16 empty] | DeSoto | MS |  |  | Twinkletown 230 kV | 2023-08-15T04:00:00+00:00 | 2025-04-01T04:00:00+00:00 | [8 empty] | ENTERGY MISSISSIPPI, LLC. | [23 empty] | J1748 |  | 2022-11-29T05:00:00+00:00 | DPP-2020 | South | Phase 3 | Network Resource Interconnection Service (NRIS) | 100 | 100 | Not Started | 100 | 100 | 100 | 100
MISO |  |  |  | 2020-06-24T04:00:00+00:00 | Withdrawn |  | Solar/Battery |  |  |  | Hybrid | [16 empty] | West Baton Rouge | LA |  |  | Addis - Big Cajun 230kV | 2022-08-01T04:00:00+00:00 | [9 empty] | ENTERGY LOUISIANA, LLC | [23 empty] | J1749 | 2021-12-08T05:00:00+00:00 |  | DPP-2020 | South | Phase 3 | Network Resource Interconnection Service (NRIS) | 50 | 50 | Not Started | 0 | 0 | 0 | 0
MISO |  |  |  | 2022-04-06T04:00:00+00:00 | Active |  | Photovoltaic |  |  |  | Solar | [16 empty] | Marquette | MI |  |  | Huron - Empire 138kV line | 2023-08-01T04:00:00+00:00 | [9 empty] | AMERICAN TRANSMISSION COMPANY | [23 empty] | J1750 |  |  | DPP-2020 | East (ATC) | Phase 3 | Network Resource Interconnection Service (NRIS) | 149.7 | 149.7 | Not Started | 149.7 | 149.7 | 149.7 | 149.7
MISO |  |  |  | 2022-04-06T04:00:00+00:00 | Active |  | Photovoltaic |  |  |  | Solar | [16 empty] | Wood | WI |  |  | ACEC Badger West - Saratoga 138 kV | 2023-08-01T04:00:00+00:00 | [9 empty] | AMERICAN TRANSMISSION COMPANY | [23 empty] | J1751 |  |  | DPP-2020 | East (ATC) | Phase 3 | Network Resource Interconnection Service (NRIS) | 150.5 | 150.5 | Not Started | 150.5 | 150.5 | 150.5 | 150.5
MISO |  |  |  | 2022-05-06T04:00:00+00:00 | Active |  | Photovoltaic |  |  |  | Solar | [16 empty] | Portage | WI |  |  | Golden Sands - Arnott (O-119) | 2023-08-01T04:00:00+00:00 | [9 empty] | AMERICAN TRANSMISSION COMPANY | [23 empty] | J1752 |  |  | DPP-2020 | East (ATC) | Phase 3 | Network Resource Interconnection Service (NRIS) | 148.1 | 148.1 | Not Started | 148.1 | 148.1 | 148.1 | 148.1
MISO |  |  |  | 2020-06-23T04:00:00+00:00 | Withdrawn |  | Photovoltaic |  |  |  | Solar | [16 empty] | Green | WI |  |  | Columbia-South Fond du Lac 345kV | 2024-06-01T04:00:00+00:00 | [9 empty] | AMERICAN TRANSMISSION COMPANY | [23 empty] | J1753 | 2020-12-01T05:00:00+00:00 |  | DPP-2020 | East (ATC) | Phase 3 | Network Resource Interconnection Service (NRIS) | 300 | 300 | Not Started | 0 | 0 | 0 | 0
MISO |  |  |  | 2020-06-25T04:00:00+00:00 | Withdrawn |  | Wind Turbine |  |  |  | Wind | [16 empty] | McHenry | ND |  |  | McHenry ND | 2023-04-01T04:00:00+00:00 | [9 empty] | GREAT RIVER ENERGY | [23 empty] | J1754 | 2022-12-12T05:00:00+00:00 |  | DPP-2020 | West | Phase 3 | Network Resource Interconnection Service (NRIS) | 200 | 200 | Not Started | 200 | 200 | 0 | 0
MISO |  |  |  | 2020-06-25T04:00:00+00:00 | Active |  | Wind Turbine |  |  |  | Wind | [16 empty] | Bureau | IL |  |  | Bureau County 138 kV | 2022-08-01T04:00:00+00:00 | [9 empty] | AMEREN ILLINOIS | [23 empty] | J1755 |  |  | DPP-2020 | Central | Phase 2 | Network Resource Interconnection Service (NRIS) | 147.2 | 147.2 | Not Started | 147.19 | 147.19 | 147.19 | 147.19
MISO |  |  |  | 2020-06-25T04:00:00+00:00 | Withdrawn |  | Solar/Battery |  |  |  | Hybrid | [16 empty] | Shelby | IN |  |  | Gwynneville to Sunnyside 345kV | 2023-03-31T04:00:00+00:00 | [9 empty] | INDIANAPOLIS POWER & LIGHT COMPANY | [23 empty] | J1756 | 2023-07-17T04:00:00+00:00 |  | DPP-2020 | Central | Phase 2 | Network Resource Interconnection Service (NRIS) | 309 | 309 | Not Started | 0 | 0 | 0 | 0
MISO |  |  |  | 2020-06-24T04:00:00+00:00 | Withdrawn |  | Wind Turbine |  |  |  | Wind | [16 empty] | Coles | IL |  |  | Kansas - Faraday 345 kV | 2023-04-20T04:00:00+00:00 | [9 empty] | AMEREN TRANSMISSION COMPANY OF ILLINOIS | [23 empty] | J1757 | 2020-12-14T05:00:00+00:00 |  | DPP-2020 | Central | Phase 2 | Network Resource Interconnection Service (NRIS) | 300 | 300 | Not Started | 0 | 0 | 0 | 0
MISO |  |  |  | 2020-06-24T04:00:00+00:00 | Withdrawn |  | Wind Turbine |  |  |  | Wind | [16 empty] | Barnes | ND |  |  | Pillsburry Substation 230kV | 2023-12-01T05:00:00+00:00 | [9 empty] | NORTHERN STATES POWER COMPANY | [23 empty] | J1758 | 2020-10-08T04:00:00+00:00 |  | DPP-2020 | West | Phase 3 |  | 42 | 42 | Not Started | 0 | 0 | 0 | 0
MISO |  |  |  | 2020-06-23T04:00:00+00:00 | Active |  | Battery Storage |  |  |  | Battery Storage | [16 empty] | Sabine | LA |  |  | Fisher to Mansfield Compressor 230 kV | 2024-01-15T05:00:00+00:00 | 2025-03-01T05:00:00+00:00 | [8 empty] | CLECO POWER LLC | [23 empty] | J1759 |  |  | DPP-2020 | South | Phase 3 |  | 0 | 0 | Not Started | 0 | 0 | 0 | 0
MISO |  |  |  | 2020-06-15T04:00:00+00:00 | Active |  | Photovoltaic |  |  |  | Solar | [16 empty] | Liberty | TX |  |  | Timberland 230kV | 2023-10-01T04:00:00+00:00 | 2023-06-01T04:00:00+00:00 | [8 empty] | ENTERGY TEXAS, INC. | [23 empty] | J1760 |  | 2023-01-18T05:00:00+00:00 | DPP-2020 | South | Phase 3 | Network Resource Interconnection Service (NRIS) | 205 | 205 | Not Started | 215 | 60 | 205 | 60
MISO |  |  |  | 2020-06-24T04:00:00+00:00 | Withdrawn |  | Wind Turbine |  |  |  | Wind | [16 empty] | Barnes | ND |  |  | Maple River 230kV | 2023-12-01T05:00:00+00:00 | [9 empty] | NORTHERN STATES POWER COMPANY | [23 empty] | J1761 | 2020-10-08T04:00:00+00:00 |  | DPP-2020 | West | Phase 3 |  | 39 | 39 | Not Started | 0 | 0 | 0 | 0
MISO |  |  |  | 2020-06-24T04:00:00+00:00 | Withdrawn |  | Photovoltaic |  |  |  | Solar | [16 empty] | Iron | MI |  |  | Crystal Falls - Aspen 69 kV | 2023-09-15T04:00:00+00:00 | [9 empty] | AMERICAN TRANSMISSION COMPANY | [23 empty] | J1762 | 2021-02-19T05:00:00+00:00 |  | DPP-2020 | East (ATC) | Phase 3 | Network Resource Interconnection Service (NRIS) | 22.5 | 22.5 | Not Started | 0 | 0 | 0 | 0
MISO |  |  |  | 2020-06-25T04:00:00+00:00 | Withdrawn |  | Wind Turbine |  |  |  | Wind | [16 empty] | Cavalier | ND |  |  | Langdon Substation 115kV | 2023-12-01T05:00:00+00:00 | [9 empty] | OTTER TAIL POWER COMPANY | [23 empty] | J1763 | 2020-12-21T05:00:00+00:00 |  | DPP-2020 | West | Phase 3 |  | 33 | 33 | Not Started | 0 | 0 | 0 | 0
MISO |  |  |  | 2020-06-24T04:00:00+00:00 | Withdrawn |  | Photovoltaic |  |  |  | Solar | [16 empty] | Perry | MO |  |  | Seminary/Perryville 138kV | 2023-09-01T04:00:00+00:00 | [9 empty] | WABASH VALLEY POWER ASSOCIATION, INC. | [23 empty] | J1764 | 2020-12-01T05:00:00+00:00 |  | DPP-2020 | Central | Phase 2 | Network Resource Interconnection Service (NRIS) | 125 | 125 | Not Started | 0 | 0 | 0 | 0
MISO |  |  |  | 2020-06-11T04:00:00+00:00 | Withdrawn |  | Photovoltaic |  |  |  | Solar | [16 empty] | Tipton | IN |  |  | Tipton West Substation 230kV | 2023-10-01T04:00:00+00:00 | [9 empty] | DUKE ENERGY INDIANA, LLC | [23 empty] | J1765 | 2023-07-17T04:00:00+00:00 |  | DPP-2020 | Central | Phase 2 | Network Resource Interconnection Service (NRIS) | 93.2 | 93.2 | Not Started | 0 | 0 | 0 | 0
MISO |  |  |  | 2020-06-24T04:00:00+00:00 | Withdrawn |  | Solar/Battery |  |  |  | Hybrid | [16 empty] | Fallon | MT |  |  | Keystone XL (Pumping station - 14) - 115kV | 2023-10-15T04:00:00+00:00 | [9 empty] | MONTANA-DAKOTA UTILITIES CO. | [23 empty] | J1766 |  |  | DPP-2020 | West | Phase 3 | Network Resource Interconnection Service (NRIS) | 20 | 20 | Not Started | 0 | 0 | 0 | 0
MISO |  |  |  | 2020-06-25T04:00:00+00:00 | Withdrawn |  | Wind Turbine |  |  |  | Wind | [16 empty] | Hancock | IA |  |  | Burt to Emery 161kV | 2023-12-01T05:00:00+00:00 | [9 empty] | ITC MIDWEST | [23 empty] | J1767 | 2020-10-08T04:00:00+00:00 |  | DPP-2020 | West | Phase 3 |  | 37 | 37 | Not Started | 0 | 0 | 0 | 0
MISO |  |  |  | 2020-06-16T04:00:00+00:00 | Withdrawn |  | Photovoltaic |  |  |  | Solar | [16 empty] | Orange | IN |  |  | Lost River Substation 345 | 2023-04-01T04:00:00+00:00 | [9 empty] | DUKE ENERGY INDIANA, LLC | [23 empty] | J1768 | 2020-12-18T05:00:00+00:00 |  | DPP-2020 | Central | Phase 2 | Network Resource Interconnection Service (NRIS) | 200 | 200 | Not Started | 0 | 0 | 0 | 0
MISO |  |  |  | 2020-06-25T04:00:00+00:00 | Active |  | Wind Turbine |  |  |  | Wind | [16 empty] | Howard | IA |  |  | Beaver Creek to Rice 161 kV line tap (same POI as J898) | 2023-10-01T04:00:00+00:00 | [9 empty] | DAIRYLAND POWER COOPERATIVE | [23 empty] | J1769 |  |  | DPP-2020 | West | Phase 3 | Network Resource Interconnection Service (NRIS) | 120 | 120 | Not Started | 80 | 0 | 80 | 0
MISO |  |  |  | 2020-06-19T04:00:00+00:00 | Active |  | Wind Turbine |  |  |  | Wind | [16 empty] | Vermilion | IL |  |  | Hoopston 138kV | 2024-10-31T04:00:00+00:00 | [9 empty] | AMEREN ILLINOIS | [23 empty] | J1770 |  |  | DPP-2020 | Central | Phase 2 | Energy Resource Interconnection Service (ERIS) | 150 | 150 | Not Started | 150 | 0 | 150 | 0
MISO |  |  |  | 2020-06-25T04:00:00+00:00 | Withdrawn |  | Photovoltaic |  |  |  | Solar | [16 empty] | Cumberland | IL |  |  | Casey - Sullivan 345 kV | 2023-08-01T04:00:00+00:00 | [9 empty] | AMEREN ILLINOIS | [23 empty] | J1771 | 2021-03-15T04:00:00+00:00 |  | DPP-2020 | Central | Phase 2 | Network Resource Interconnection Service (NRIS) | 197.3 | 197.3 | Not Started | 0 | 0 | 0 | 0
MISO |  |  |  | 2020-06-22T04:00:00+00:00 | Active |  | Photovoltaic |  |  |  | Solar | [16 empty] | White | IN |  |  | Reynolds 345KV | 2023-08-31T04:00:00+00:00 | [9 empty] | NORTHERN INDIANA PUBLIC SERVICE COMPANY LLC | [23 empty] | J1772 |  |  | DPP-2020 | Central | Phase 2 | Network Resource Interconnection Service (NRIS) | 200 | 200 | Not Started | 200 | 200 | 200 | 200
MISO |  |  |  | 2020-06-22T04:00:00+00:00 | Active |  | Wind Turbine |  |  |  | Wind | [16 empty] | Lafayette | WI |  |  | Hill Valley to Cardinal 345kV | 2024-04-15T04:00:00+00:00 | 2027-04-01T04:00:00+00:00 | [8 empty] | AMERICAN TRANSMISSION COMPANY | [23 empty] | J1773 |  |  | DPP-2020 | East (ATC) | Phase 3 | Network Resource Interconnection Service (NRIS) | 300 | 300 | Not Started | 300 | 300 | 300 | 300
MISO |  |  |  | 2020-06-24T04:00:00+00:00 | Withdrawn |  | Wind Turbine |  |  |  | Wind | [16 empty] | Warren | IN |  |  | Cayuga 345kV | 2023-05-01T04:00:00+00:00 | [9 empty] | DUKE ENERGY INDIANA, LLC | [23 empty] | J1774 | 2023-07-20T04:00:00+00:00 |  | DPP-2020 | Central | Phase 2 |  | 50 | 50 | Not Started | 0 | 0 | 0 | 0
MISO |  |  |  | 2020-06-25T04:00:00+00:00 | Withdrawn |  | Photovoltaic |  |  |  | Solar | [16 empty] | Calumet | WI |  |  | Forest Junction Substation 345kV | 2023-12-01T05:00:00+00:00 | [9 empty] | AMERICAN TRANSMISSION COMPANY | [23 empty] | J1775 | 2020-11-11T05:00:00+00:00 |  | DPP-2020 | East (ATC) | Phase 3 | Network Resource Interconnection Service (NRIS) | 150 | 150 | Not Started | 0 | 0 | 0 | 0
MISO |  |  |  | 2020-06-25T04:00:00+00:00 | Withdrawn |  | Wind Turbine |  |  |  | Wind | [16 empty] | Osceola | IA |  |  | Dickinson County Switch Yard 161kV | 2023-12-01T05:00:00+00:00 | [9 empty] | ITC MIDWEST | [23 empty] | J1776 | 2020-10-08T04:00:00+00:00 |  | DPP-2020 | West | Phase 3 |  | 34 | 34 | Not Started | 0 | 0 | 0 | 0
MISO |  |  |  | 2020-06-25T04:00:00+00:00 | Active |  | Photovoltaic |  |  |  | Solar | [16 empty] | Perry | IL |  |  | Aster 138kV Substation | 2023-09-01T04:00:00+00:00 | [9 empty] | AMEREN ILLINOIS | [23 empty] | J1777 |  |  | DPP-2020 | Central | Phase 2 | Network Resource Interconnection Service (NRIS) | 100 | 100 | Not Started | 100 | 100 | 100 | 100
MISO |  |  |  | 2020-06-22T04:00:00+00:00 | Active |  | Photovoltaic |  |  |  | Solar | [16 empty] | Kenosha | WI |  |  | Paris 138 kV | 2024-10-31T04:00:00+00:00 | [9 empty] | AMERICAN TRANSMISSION COMPANY | [23 empty] | J1778 |  |  | DPP-2020 | East (ATC) | Phase 3 | Network Resource Interconnection Service (NRIS) | 100 | 100 | Not Started | 100 | 50 | 100 | 50
MISO |  |  |  | 2021-09-01T04:00:00+00:00 | Active |  | Solar/Battery |  |  |  | Hybrid | [16 empty] | Dane | WI |  |  | Rockdale 345kV substation | 2024-10-31T04:00:00+00:00 | [9 empty] | AMERICAN TRANSMISSION COMPANY | [23 empty] | J1779 |  |  | DPP-2020 | East (ATC) | Phase 3 | Network Resource Interconnection Service (NRIS) | 200 | 200 | Not Started | 200 | 200 | 200 | 200
MISO |  |  |  | 2020-06-23T04:00:00+00:00 | Active |  | Photovoltaic |  |  |  | Solar | [16 empty] | Montgomery | IN |  |  | Other_ | 2023-08-15T04:00:00+00:00 | [9 empty] | DUKE ENERGY INDIANA, LLC | [23 empty] | J1780 |  |  | DPP-2020 | Central | Phase 2 | Network Resource Interconnection Service (NRIS) | 200 | 200 | Not Started | 200 | 200 | 200 | 200
MISO |  |  |  | 2020-06-22T04:00:00+00:00 | Active |  | Wind Turbine |  |  |  | Wind | [16 empty] | Lafayette | WI |  |  | Hill Valley 345kV | 2024-04-15T04:00:00+00:00 | 2027-04-01T04:00:00+00:00 | [8 empty] | AMERICAN TRANSMISSION COMPANY | [23 empty] | J1781 |  |  | DPP-2020 | East (ATC) | Phase 3 | Network Resource Interconnection Service (NRIS) | 300 | 300 | Under Construction | 300 | 300 | 300 | 300
MISO |  |  |  | 2020-06-23T04:00:00+00:00 | Active |  | Photovoltaic |  |  |  | Solar | [16 empty] | Montgomery | IN |  |  | WABASH RIVER GEN. STA. TO WHITESVILLE SOUTH SUB 230kV | 2025-03-01T05:00:00+00:00 | [9 empty] | DUKE ENERGY INDIANA, LLC | [23 empty] | J1782 |  |  | DPP-2020 | Central | Phase 2 | Network Resource Interconnection Service (NRIS) | 150 | 150 | Not Started | 150 | 150 | 150 | 150
MISO |  |  |  | 2020-06-23T04:00:00+00:00 | Active |  | Photovoltaic |  |  |  | Solar | [16 empty] | Montgomery | IN |  |  | WABASH RIVER GEN. STA. TO WHITESVILLE SOUTH SUB 230 kV | 2025-03-01T05:00:00+00:00 | [9 empty] | DUKE ENERGY INDIANA, LLC | [23 empty] | J1783 |  |  | DPP-2020 | Central | Phase 2 | Network Resource Interconnection Service (NRIS) | 150 | 150 | Not Started | 150 | 150 | 150 | 150
MISO |  |  |  | 2020-06-23T04:00:00+00:00 | Withdrawn |  | Photovoltaic |  |  |  | Solar | [16 empty] | Henry | IN |  |  | New Castle to Hagerstown 69 kV | 2023-09-01T04:00:00+00:00 | [9 empty] | DUKE ENERGY INDIANA, LLC | [23 empty] | J1784 | 2023-07-17T04:00:00+00:00 |  | DPP-2020 | Central | Phase 2 | Network Resource Interconnection Service (NRIS) | 39 | 39 | Not Started | 0 | 0 | 0 | 0
MISO |  |  |  | 2022-01-11T05:00:00+00:00 | Active |  | Photovoltaic |  |  |  | Solar | [16 empty] | LaPorte | IN |  |  | Maple 69 kV | 2024-07-12T04:00:00+00:00 | [9 empty] | NORTHERN INDIANA PUBLIC SERVICE COMPANY LLC | [23 empty] | J1785 |  |  | DPP-2020 | Central | Phase 2 | Network Resource Interconnection Service (NRIS) | 100 | 100 | Not Started | 100 | 100 | 100 | 100
MISO |  |  |  | 2020-06-24T04:00:00+00:00 | Active |  | Photovoltaic |  |  |  | Solar | [16 empty] | Sullivan | IN |  |  | Merom - Gibson 345kv | 2023-06-01T04:00:00+00:00 | [9 empty] | DUKE ENERGY INDIANA, LLC | [23 empty] | J1786 |  |  | DPP-2020 | Central | Phase 2 | Network Resource Interconnection Service (NRIS) | 200 | 200 | Not Started | 200 | 200 | 200 | 200
MISO |  |  |  | 2020-06-25T04:00:00+00:00 | Withdrawn |  | Battery Storage |  |  |  | Battery Storage | [16 empty] | Hinds | MS |  |  | Beech Grove - Ray Braswell 115 kV | 2023-10-31T04:00:00+00:00 | [9 empty] | ENTERGY MISSISSIPPI, LLC. | [23 empty] | J1787 | 2020-09-22T04:00:00+00:00 |  | DPP-2020 | South | Phase 3 |  | 0 | 0 | Not Started | 0 | 0 | 0 | 0
MISO |  |  |  | 2020-06-25T04:00:00+00:00 | Withdrawn |  | Photovoltaic |  |  |  | Solar | [16 empty] | St. Mary | LA |  |  | Caneland 230 kV | 2023-02-28T05:00:00+00:00 | [9 empty] | CLECO POWER LLC | [23 empty] | J1788 | 2020-09-24T04:00:00+00:00 |  | DPP-2020 | South | Phase 3 | Network Resource Interconnection Service (NRIS) | 120 | 120 | Not Started | 0 | 0 | 0 | 0
MISO |  |  |  | 2020-06-25T04:00:00+00:00 | Withdrawn |  | Photovoltaic |  |  |  | Solar | [16 empty] | Monroe | AR |  |  | Brinkley East to Clarendon 115 kV | 2021-10-01T04:00:00+00:00 | [9 empty] | ENTERGY ARKANSAS, LLC | [23 empty] | J1789 | 2021-12-08T05:00:00+00:00 |  | DPP-2020 | South | Phase 3 | Network Resource Interconnection Service (NRIS) | 5.99 | 5.99 | Not Started | 0 | 0 | 0 | 0
MISO |  |  |  | 2020-06-25T04:00:00+00:00 | Withdrawn |  | Battery Storage |  |  |  | Battery Storage | [16 empty] | Ashley | AR |  |  | Crossett - Monticello East 115 kV Line | 2022-03-01T05:00:00+00:00 | [9 empty] | ENTERGY ARKANSAS, LLC | [23 empty] | J1790 | 2023-02-16T05:00:00+00:00 |  | DPP-2020 | South | Phase 3 |  | 0 | 0 | Not Started | 0 | 0 | 0 | 0
MISO |  |  |  | 2020-06-25T04:00:00+00:00 | Withdrawn |  | Battery Storage |  |  |  | Battery Storage | [16 empty] | Madison | MS |  |  | Gerald Andrus-Tinnin Road 230 kV | 2023-10-31T04:00:00+00:00 | [9 empty] | ENTERGY MISSISSIPPI, LLC. | [23 empty] | J1791 | 2021-12-08T05:00:00+00:00 |  | DPP-2020 | South | Phase 3 |  | 0 | 0 | Not Started | 0 | 0 | 0 | 0
MISO |  |  |  | 2020-06-24T04:00:00+00:00 | Withdrawn |  | Photovoltaic |  |  |  | Solar | [16 empty] | Houghton | MI |  |  | New Tap of the Ontonagan to Rockland Jct 69kV Line approx. 2.2 mi. north of Rockland Jct. | 2023-09-15T04:00:00+00:00 | [9 empty] | AMERICAN TRANSMISSION COMPANY | [23 empty] | J1792 | 2021-02-19T05:00:00+00:00 |  | DPP-2020 | East (ATC) | Phase 3 | Network Resource Interconnection Service (NRIS) | 22.5 | 22.5 | Not Started | 0 | 0 | 0 | 0
MISO |  |  |  | 2020-06-23T04:00:00+00:00 | Active |  | Photovoltaic |  |  |  | Solar | [16 empty] | Sheboygan | WI |  |  | Holland 138 kV | 2025-06-01T04:00:00+00:00 | [9 empty] | AMERICAN TRANSMISSION COMPANY | [23 empty] | J1793 |  |  | DPP-2020 | East (ATC) | Phase 3 | Network Resource Interconnection Service (NRIS) | 75 | 75 | Not Started | 75 | 75 | 75 | 75
MISO |  |  |  | 2020-06-22T04:00:00+00:00 | Active |  | Photovoltaic |  |  |  | Solar | [16 empty] | Acadia | LA |  |  | Richard to Scott 138kV line | 2023-08-31T04:00:00+00:00 | 2025-05-26T04:00:00+00:00 | [8 empty] | ENTERGY LOUISIANA, LLC | [23 empty] | J1794 |  | 2022-11-18T05:00:00+00:00 | DPP-2020 | South | Phase 3 | Energy Resource Interconnection Service (ERIS) | 150 | 150 | Not Started | 150 | 0 | 150 | 0
MISO |  |  |  | 2020-06-22T04:00:00+00:00 | Active |  | Photovoltaic |  |  |  | Solar | [16 empty] | Acadia | LA |  |  | Bayou Cove to Richard 138kV (Circuit 258) | 2023-08-31T04:00:00+00:00 | 2025-12-04T05:00:00+00:00 | [8 empty] | ENTERGY LOUISIANA, LLC | [23 empty] | J1795 |  |  | DPP-2020 | South | Phase 3 | Energy Resource Interconnection Service (ERIS) | 100 | 100 | Not Started | 100 | 0 | 100 | 0
MISO |  |  |  | 2020-06-25T04:00:00+00:00 | Withdrawn |  | Photovoltaic |  |  |  | Solar | [16 empty] | Evangeline | LA |  |  | Pine Prairie to Coughlin 138 kV | 2023-02-28T05:00:00+00:00 | [9 empty] | CLECO POWER LLC | [23 empty] | J1796 | 2021-12-08T05:00:00+00:00 |  | DPP-2020 | South | Phase 3 | Network Resource Interconnection Service (NRIS) | 150 | 150 | Not Started | 0 | 0 | 0 | 0
MISO |  |  |  | 2020-06-18T04:00:00+00:00 | Withdrawn |  | Photovoltaic |  |  |  | Solar | [16 empty] | St. John the Baptist | LA |  |  | Waterford 230kV | 2023-10-31T04:00:00+00:00 | [9 empty] | ENTERGY LOUISIANA, LLC | [23 empty] | J1797 | 2021-12-08T05:00:00+00:00 |  | DPP-2020 | South | Phase 3 | Network Resource Interconnection Service (NRIS) | 100 | 100 | Not Started | 0 | 0 | 0 | 0
MISO |  |  |  | 2020-06-24T04:00:00+00:00 | Active |  | Combined Cycle |  |  |  | Gas | [16 empty] | Wayne | MI |  |  | Waterman 120kV | 2021-06-01T04:00:00+00:00 | [9 empty] | ITC | [23 empty] | J1798 |  |  | DPP-2020 | East (ITC) | Phase 2 |  | 0 | 25 | Not Started | 25 | 0 | 25 | 0
MISO |  |  |  | 2020-06-23T04:00:00+00:00 | Withdrawn |  | Photovoltaic |  |  |  | Solar | [16 empty] | Pulaski | IL |  |  | Joppa 345 kV | 2022-02-15T05:00:00+00:00 | [9 empty] | AMEREN ILLINOIS | [23 empty] | J1799 | 2021-02-13T05:00:00+00:00 |  | DPP-2020 | Central | Phase 2 | External Network Resource Interconnection Service (E-NRIS) | 100 | 100 | Not Started | 0 | 0 | 0 | 0
MISO |  |  |  | 2020-06-25T04:00:00+00:00 | Withdrawn |  | Wind Turbine |  |  |  | Wind | [16 empty] | Mower | MN |  |  | Adams Switch Yard 161kV | 2023-12-01T05:00:00+00:00 | [9 empty] | ITC MIDWEST | [23 empty] | J1800 | 2020-10-08T04:00:00+00:00 |  | DPP-2020 | West | Phase 3 |  | 25 | 25 | Not Started | 0 | 0 | 0 | 0
MISO |  |  |  | 2020-06-25T04:00:00+00:00 | Withdrawn |  | Wind Turbine |  |  |  | Wind | [16 empty] | Story | IA |  |  | Story County Substation 161kV | 2023-12-01T05:00:00+00:00 | [9 empty] | ITC MIDWEST | [23 empty] | J1801 |  |  | DPP-2020 | West | Phase 3 |  | 39 | 39 | Not Started | 0 | 0 | 0 | 0
MISO |  |  |  | 2020-06-18T04:00:00+00:00 | Active |  | Photovoltaic |  |  |  | Solar | [16 empty] | Marshall | IN |  |  | Burr Oak 138kV | 2024-10-30T04:00:00+00:00 | [9 empty] | NORTHERN INDIANA PUBLIC SERVICE COMPANY LLC | [23 empty] | J1802 |  |  | DPP-2020 | Central | Phase 2 | Network Resource Interconnection Service (NRIS) | 150 | 150 | Not Started | 150 | 150 | 150 | 150
MISO |  |  |  | 2020-06-24T04:00:00+00:00 | Withdrawn |  | Wind Turbine |  |  |  | Wind | [16 empty] | Houghton | MI |  |  | Winona-Atlantic 69 kV | 2021-09-15T04:00:00+00:00 | [9 empty] | AMERICAN TRANSMISSION COMPANY | [23 empty] | J1803 | 2023-02-28T05:00:00+00:00 |  | DPP-2020 | East (ATC) | Phase 3 |  | 1.6 | 1.6 | Not Started | 1.6 | 1.6 | 0 | 0
MISO |  |  |  | 2022-02-28T05:00:00+00:00 | Withdrawn |  | Battery Storage |  |  |  | Battery Storage | [16 empty] | St. Croix | WI |  |  | PINE LAKE TO THREE LAKES 115 KV | 2024-06-06T04:00:00+00:00 | [9 empty] | NORTHERN STATES POWER COMPANY | [23 empty] | J1804 | 2023-01-31T05:00:00+00:00 |  | DPP-2020 | West | Phase 3 | Network Resource Interconnection Service (NRIS) | 0 | 0 | Not Started | 0 | 0 | 0 | 0
MISO |  |  |  | 2022-01-11T05:00:00+00:00 | Active |  | Battery Storage |  |  |  | Battery Storage | [16 empty] | LaPorte | IN |  |  | Maple 69 kV | 2024-04-12T04:00:00+00:00 | [9 empty] | NORTHERN INDIANA PUBLIC SERVICE COMPANY LLC | [23 empty] | J1805 |  |  | DPP-2020 | Central | Phase 2 | Network Resource Interconnection Service (NRIS) | 0 | 0 | Not Started | 0 | 0 | 0 | 0
MISO |  |  |  | 2020-06-20T04:00:00+00:00 | Withdrawn |  | Battery Storage |  |  |  | Battery Storage | [16 empty] | Henry | IN |  |  | Greensboro Substation 345kV | 2022-09-01T04:00:00+00:00 | [9 empty] | DUKE ENERGY INDIANA, LLC | [23 empty] | J1806 | 2023-07-17T04:00:00+00:00 |  | DPP-2020 | Central | Phase 2 |  | 30 | 30 | Not Started | 0 | 0 | 0 | 0
MISO |  |  |  | 2020-06-23T04:00:00+00:00 | Withdrawn |  | Photovoltaic |  |  |  | Solar | [16 empty] | Washington | IN |  |  | Mount Tabor 138kV | 2023-05-01T04:00:00+00:00 | [9 empty] | DUKE ENERGY INDIANA, LLC | [23 empty] | J1807 | 2020-12-18T05:00:00+00:00 |  | DPP-2020 | Central | Phase 2 | Network Resource Interconnection Service (NRIS) | 150 | 150 | Not Started | 0 | 0 | 0 | 0
MISO |  |  |  | 2020-06-25T04:00:00+00:00 | Active |  | Photovoltaic |  |  |  | Solar | [16 empty] | Barron | WI |  |  | Barron 161 kV | 2023-02-28T05:00:00+00:00 | [9 empty] | DAIRYLAND POWER COOPERATIVE | [23 empty] | J1808 |  |  | DPP-2020 | West | Phase 3 | Network Resource Interconnection Service (NRIS) | 200 | 200 | Not Started | 148 | 0 | 148 | 0
MISO |  |  |  | 2020-06-24T04:00:00+00:00 | Withdrawn |  | Photovoltaic |  |  |  | Solar | [16 empty] | Houghton | MI |  |  | Atlantic -Silver River 138 kV | 2023-08-15T04:00:00+00:00 | [9 empty] | AMERICAN TRANSMISSION COMPANY | [23 empty] | J1809 | 2021-02-19T05:00:00+00:00 |  | DPP-2020 | East (ATC) | Phase 3 | Network Resource Interconnection Service (NRIS) | 62.5 | 62.5 | Not Started | 0 | 0 | 0 | 0
MISO |  |  |  | 2020-06-20T04:00:00+00:00 | Withdrawn |  | Solar/Battery |  |  |  | Hybrid | [16 empty] | White | IN |  |  | Reynolds 345kV to Burr Oaks 345kV | 2023-09-01T04:00:00+00:00 | [9 empty] | NORTHERN INDIANA PUBLIC SERVICE COMPANY LLC | [23 empty] | J1810 | 2023-07-17T04:00:00+00:00 |  | DPP-2020 | Central | Phase 2 | Network Resource Interconnection Service (NRIS) | 60 | 60 | Not Started | 0 | 0 | 0 | 0
MISO |  |  |  | 2020-06-19T04:00:00+00:00 | Withdrawn |  | Photovoltaic |  |  |  | Solar | [16 empty] | Independence | AR |  |  | Independence 161 kV | 2023-10-31T04:00:00+00:00 | [9 empty] | ENTERGY ARKANSAS, LLC | [23 empty] | J1811 | 2021-12-08T05:00:00+00:00 |  | DPP-2020 | South | Phase 3 | Network Resource Interconnection Service (NRIS) | 150 | 150 | Not Started | 0 | 0 | 0 | 0
MISO |  |  |  | 2020-06-25T04:00:00+00:00 | Withdrawn |  | Wind Turbine |  |  |  | Wind | [16 empty] | Chambers | TX |  |  | Stowell 230 kV | 2024-09-01T04:00:00+00:00 | [9 empty] | ENTERGY TEXAS, INC. | [23 empty] | J1812 | 2021-12-08T05:00:00+00:00 |  | DPP-2020 | South | Phase 3 | Network Resource Interconnection Service (NRIS) | 294.25 | 294.25 | Not Started | 0 | 0 | 0 | 0
MISO |  |  |  | 2022-07-07T04:00:00+00:00 | Active |  | Combined Cycle |  |  |  | Gas | [16 empty] | DeSoto | MS |  |  | Entergy Freeport 230 kV Substation | 2020-03-20T04:00:00+00:00 | [9 empty] | ENTERGY MISSISSIPPI, LLC. | [23 empty] | J1813 |  |  | DPP-2020 | South | Phase 3 |  | 920 | 1005 | Not Started | 205 | 0 | 205 | 0
MISO |  |  |  | 2020-06-24T04:00:00+00:00 | Active |  | Photovoltaic |  |  |  | Solar | [16 empty] | Dickinson | MI |  |  | Nordic | 2023-09-15T04:00:00+00:00 | 2026-09-15T04:00:00+00:00 | [8 empty] | AMERICAN TRANSMISSION COMPANY | [23 empty] | J1814 |  |  | DPP-2020 | East (ATC) | Phase 3 | Network Resource Interconnection Service (NRIS) | 22.5 | 22.5 | Not Started | 22.5 | 22.5 | 22.5 | 22.5
MISO |  |  |  | 2022-03-16T04:00:00+00:00 | Active |  | Photovoltaic |  |  |  | Solar | [16 empty] | Montgomery | IN |  |  | Linden Junction - Crawfordsville 138 kV | 2023-08-01T04:00:00+00:00 | [9 empty] | DUKE ENERGY INDIANA, LLC | [23 empty] | J1815 |  |  | DPP-2020 | Central | Phase 2 | Network Resource Interconnection Service (NRIS) | 180 | 180 | Not Started | 130 | 130 | 130 | 130
MISO |  |  |  | 2022-03-17T04:00:00+00:00 | Active |  | Photovoltaic |  |  |  | Solar | [16 empty] | Cross | AR |  |  | Fisher (Endpoint A) to Cherry Valley (Endpoint B) 161 kV line | 2024-01-15T05:00:00+00:00 | 2025-11-01T04:00:00+00:00 | [8 empty] | ENTERGY ARKANSAS, LLC | [23 empty] | J1816 |  |  | DPP-2020 | South | Phase 3 | Network Resource Interconnection Service (NRIS) | 135 | 135 | Not Started | 135 | 100 | 135 | 100
MISO |  |  |  | 2020-07-28T04:00:00+00:00 | Withdrawn |  | Wind Turbine |  |  |  | Wind | [16 empty] | Houghton | MI |  |  | ATC WInona-Atlantic Minw 69 kV tap (J1244) | 2021-09-15T04:00:00+00:00 | [9 empty] | AMERICAN TRANSMISSION COMPANY | [23 empty] | J1817 | 2023-02-28T05:00:00+00:00 |  | DPP-2020 | East (ATC) | Phase 3 | Network Resource Interconnection Service (NRIS) | 20 | 20 | Not Started | 20 | 20 | 0 | 0
MISO |  |  |  | 2020-06-19T04:00:00+00:00 | Active |  | Photovoltaic |  |  |  | Solar | [16 empty] | Lafayette | LA |  |  | Northeast (Moss) 69kV | 2023-10-01T04:00:00+00:00 | 2026-06-30T04:00:00+00:00 | [8 empty] | LAFAYETTE UTILITIES SYSTEM | [23 empty] | J1818 |  | 2023-01-18T05:00:00+00:00 | DPP-2020 | South | Phase 3 | Network Resource Interconnection Service (NRIS) | 80 | 80 | Not Started | 80 | 80 | 80 | 80
MISO |  |  |  | 2020-06-25T04:00:00+00:00 | Active |  | Battery Storage |  |  |  | Battery Storage | [16 empty] | Lee | AR |  |  | KEO EHV | 2023-09-13T04:00:00+00:00 | 2026-09-13T04:00:00+00:00 | [8 empty] | ENTERGY ARKANSAS, LLC | [23 empty] | J1819 |  |  | DPP-2020 | South | Phase 3 | Network Resource Interconnection Service (NRIS) | 0 | 0 | Not Started | 0 | 0 | 0 | 0
MISO |  |  |  | 2020-06-25T04:00:00+00:00 | Active |  | Photovoltaic |  |  |  | Solar | [16 empty] | Lee | AR |  |  | Entergy Keo-West Memphis 500kV Line Tap | 2023-09-13T04:00:00+00:00 | 2026-09-13T04:00:00+00:00 | [8 empty] | ENTERGY ARKANSAS, LLC | [23 empty] | J1820 |  |  | DPP-2020 | South | Phase 3 | Network Resource Interconnection Service (NRIS) | 100 | 100 | Not Started | 100 | 100 | 100 | 100
MISO |  |  |  | 2020-06-25T04:00:00+00:00 | Active |  | Battery Storage |  |  |  | Battery Storage | [16 empty] | Lee | AR |  |  | Entergy Keo -West Memphis 500kV Line tap | 2023-09-13T04:00:00+00:00 | 2026-09-13T04:00:00+00:00 | [8 empty] | ENTERGY ARKANSAS, LLC | [23 empty] | J1821 |  |  | DPP-2020 | South | Phase 3 | Network Resource Interconnection Service (NRIS) | 0 | 0 | Not Started | 0 | 0 | 0 | 0
MISO |  |  |  | 2020-06-25T04:00:00+00:00 | Withdrawn |  | Wind Turbine |  |  |  | Wind | [16 empty] | Franklin | IA |  |  | KILLDEER3 (631199) 345 KV TO BLACKHAWK (636199) 345 kv line Tap | 2023-06-01T04:00:00+00:00 | [9 empty] | ITC MIDWEST | [23 empty] | J1822 | 2021-01-04T05:00:00+00:00 |  | DPP-2020 | West | Phase 3 | Network Resource Interconnection Service (NRIS) | 200 | 200 | Not Started | 0 | 0 | 0 | 0
MISO |  |  |  | 2020-06-24T04:00:00+00:00 | Withdrawn |  | Photovoltaic |  |  |  | Solar | [16 empty] | Houghton | MI |  |  | Portage (UPPCO) - Atlantic 69 kV | 2023-09-15T04:00:00+00:00 | [9 empty] | AMERICAN TRANSMISSION COMPANY | [23 empty] | J1823 | 2021-02-19T05:00:00+00:00 |  | DPP-2020 | East (ATC) | Phase 3 | Network Resource Interconnection Service (NRIS) | 62.5 | 62.5 | Not Started | 0 | 0 | 0 | 0
MISO |  |  |  | 2020-06-24T04:00:00+00:00 | Active |  | Photovoltaic |  |  |  | Solar | [16 empty] | Columbia | WI |  |  | Academy 138KV | 2024-12-31T05:00:00+00:00 | [9 empty] | AMERICAN TRANSMISSION COMPANY | [23 empty] | J1824 |  |  | DPP-2020 | East (ATC) | Phase 3 | Network Resource Interconnection Service (NRIS) | 73.8 | 73.8 | Not Started | 67 | 67 | 67 | 67
MISO |  |  |  | 2020-06-25T04:00:00+00:00 | Withdrawn |  | Photovoltaic |  |  |  | Solar | [16 empty] | Decatur | IN |  |  | Westport | 2024-10-01T04:00:00+00:00 | [9 empty] | DUKE ENERGY INDIANA, LLC | [23 empty] | J1825 | 2020-12-18T05:00:00+00:00 |  | DPP-2020 | Central | Phase 2 | Network Resource Interconnection Service (NRIS) | 100 | 100 | Not Started | 0 | 0 | 0 | 0
MISO |  |  |  | 2022-09-08T04:00:00+00:00 | Active |  | Hydroelectric |  |  |  | Hydro | [16 empty] | Dakota | MN |  |  | Cannon Falls Transmission 69 kV | 2022-03-01T05:00:00+00:00 | 2024-08-30T04:00:00+00:00 | [8 empty] | NORTHERN STATES POWER COMPANY | [23 empty] | J1826 |  |  | DPP-2020 | West | Phase 3 | Network Resource Interconnection Service (NRIS) | 4 | 4 | Not Started | 4 | 0 | 4 | 0
MISO |  |  |  | 2021-10-20T04:00:00+00:00 | Active |  | Photovoltaic |  |  |  | Solar | [16 empty] | Morehouse | LA |  |  | Bastrop tap point | 2023-10-31T04:00:00+00:00 | 2026-04-01T04:00:00+00:00 | [8 empty] | ENTERGY LOUISIANA, LLC | [23 empty] | J1827 |  | 2023-01-18T05:00:00+00:00 | DPP-2020 | South | Phase 3 | Network Resource Interconnection Service (NRIS) | 90 | 90 | Not Started | 90 | 90 | 90 | 0
MISO |  |  |  | 2020-06-25T04:00:00+00:00 | Withdrawn |  | Solar/Wind/Battery |  |  |  | Hybrid | [16 empty] | Sangamon | IL |  |  | Austin-1 138 kV substation | 2024-08-20T04:00:00+00:00 | [9 empty] | AMEREN ILLINOIS | [23 empty] | J1828 | 2021-03-12T05:00:00+00:00 |  | DPP-2020 | Central | Phase 2 | Energy Resource Interconnection Service (ERIS) | 99.2 | 99.2 | Not Started | 0 | 0 | 0 | 0
MISO |  |  |  | 2020-06-25T04:00:00+00:00 | Withdrawn |  | Photovoltaic |  |  |  | Solar | [16 empty] | Shelby | IN |  |  | DEI's Columbus to Clark Twp. 230 kV (one of the two 230 kV circuits going from Columbus to Five Poin | 2024-10-01T04:00:00+00:00 | [9 empty] | DUKE ENERGY INDIANA, LLC | [23 empty] | J1829 | 2023-07-17T04:00:00+00:00 |  | DPP-2020 | Central | Phase 2 | Network Resource Interconnection Service (NRIS) | 180 | 180 | Not Started | 0 | 0 | 0 | 0
MISO |  |  |  | 2020-06-23T04:00:00+00:00 | Active |  | Solar/Battery |  |  |  | Hybrid | [16 empty] | Pulaski | IL |  |  | Kelso - Joppa (Massac) 345 kV line | 2023-09-01T04:00:00+00:00 | [9 empty] | AMEREN ILLINOIS | [23 empty] | J1830 |  |  | DPP-2020 | Central | Phase 2 | Network Resource Interconnection Service (NRIS) | 200 | 200 | Not Started | 200 | 200 | 200 | 200
MISO |  |  |  | 2020-06-25T04:00:00+00:00 | Active |  | Wind Turbine |  |  |  | Wind | [16 empty] | Menard | IL |  |  | Shockey 138kV | 2023-10-31T04:00:00+00:00 | [9 empty] | AMEREN ILLINOIS | [23 empty] | J1831 |  |  | DPP-2020 | Central | Phase 2 | Network Resource Interconnection Service (NRIS) | 200 | 200 | Not Started | 200 | 200 | 200 | 200
MISO |  |  |  | 2020-06-25T04:00:00+00:00 | Active |  | Photovoltaic |  |  |  | Solar | [16 empty] | St. Landry | LA |  |  | Plaisance 138kV | 2023-04-01T04:00:00+00:00 | 2024-07-15T04:00:00+00:00 | [8 empty] | CLECO POWER LLC | [23 empty] | J1832 |  |  | DPP-2020 | South | Phase 3 | Network Resource Interconnection Service (NRIS) | 145.09 | 145.09 | Under Construction | 150 | 150 | 145 | 90
MISO |  |  |  | 2021-10-19T04:00:00+00:00 | Active |  | Piston (Engine), Internal Combustion (Diesel) |  |  |  | Gas | [16 empty] | Lafourche | LA |  |  | Leeville 115kV | 2026-05-01T04:00:00+00:00 | 2025-10-01T04:00:00+00:00 | [8 empty] | ENTERGY LOUISIANA, LLC | [23 empty] | J1833 |  | 2023-01-18T05:00:00+00:00 | DPP-2020 | South | Phase 3 | Energy Resource Interconnection Service (ERIS) | 115.1 | 115.1 | Not Started | 115.1 | 115.1 | 115.1 | 0
MISO |  |  |  | 2021-12-16T05:00:00+00:00 | Active |  | Combined Cycle |  |  |  | Gas | [16 empty] | Orange | TX |  |  | Sabine 138/230 kV Substation | 2025-04-25T04:00:00+00:00 | 2025-05-25T04:00:00+00:00 | [8 empty] | ENTERGY TEXAS, INC. | [23 empty] | J1834 |  |  | DPP-2020 | South | Phase 3 | Network Resource Interconnection Service (NRIS) | 66.7 | 126 | Not Started | 126 | 66.7 | 126 | 66.7
MISO |  |  |  | 2020-06-25T04:00:00+00:00 | Active |  | Wind Turbine |  |  |  | Wind | [16 empty] | Spencer | IN |  |  | Culley to Grandview 138 KV line tap | 2023-06-01T04:00:00+00:00 | [9 empty] | Southern Indiana Gas & Electric Company d/b/a Centerpoint Energy Indiana South | [23 empty] | J1835 |  |  | DPP-2020 | Central | Phase 2 | Network Resource Interconnection Service (NRIS) | 200 | 200 | Not Started | 200 | 200 | 200 | 200
MISO |  |  |  | 2020-06-23T04:00:00+00:00 | Active |  | Photovoltaic |  |  |  | Solar | [16 empty] | Callaway | MO |  |  | Montgomery- Callaway- 7 | 2025-08-01T04:00:00+00:00 | [9 empty] | AMEREN MISSOURI | [23 empty] | J1836 |  |  | DPP-2020 | Central | Phase 2 | Network Resource Interconnection Service (NRIS) | 300 | 300 | Not Started | 300 | 300 | 300 | 300
MISO |  |  |  | 2020-06-25T04:00:00+00:00 | Withdrawn |  | Wind Turbine |  |  |  | Wind | [16 empty] | Shelby | IL |  |  | Pana - Route 51 138kV | 2023-06-01T04:00:00+00:00 | [9 empty] | AMEREN ILLINOIS | [23 empty] | J1837 | 2021-03-12T05:00:00+00:00 |  | DPP-2020 | Central | Phase 2 | Network Resource Interconnection Service (NRIS) | 200 | 200 | Not Started | 0 | 0 | 0 | 0
MISO |  |  |  | 2020-06-25T04:00:00+00:00 | Withdrawn |  | Combined-Cycle – Steam Plant |  |  |  | Gas | [16 empty] | Dane | WI |  |  | Christiana 138 kV | 2025-02-12T05:00:00+00:00 | [9 empty] | AMERICAN TRANSMISSION COMPANY | [23 empty] | J1838 | 2021-02-23T05:00:00+00:00 |  | DPP-2020 | East (ATC) | Phase 3 |  | 320 | 320 | Not Started | 0 | 0 | 0 | 0
MISO |  |  |  | 2020-06-25T04:00:00+00:00 | Active |  | Combustion Turbine (Simple Cycle) |  |  |  | Gas | [16 empty] | Macon | IL |  |  | Decatur ADM North 138 kV | 2027-01-01T05:00:00+00:00 | [9 empty] | AMEREN ILLINOIS | [23 empty] | J1839 |  |  | DPP-2020 | Central | Phase 2 | Network Resource Interconnection Service (NRIS) | 325 | 340.3 | Not Started | 340.3 | 340.3 | 340.3 | 340.3
MISO |  |  |  | 2020-06-25T04:00:00+00:00 | Active |  | Photovoltaic |  |  |  | Solar | [16 empty] | De Witt | IL |  |  | Clinton to Goose Creek-4545 345kV line | 2023-08-30T04:00:00+00:00 | [9 empty] | AMEREN ILLINOIS | [23 empty] | J1840 |  |  | DPP-2020 | Central | Phase 2 | Network Resource Interconnection Service (NRIS) | 250 | 250 | Not Started | 250 | 250 | 250 | 250
MISO |  |  |  | 2020-06-25T04:00:00+00:00 | Withdrawn |  | Wind Turbine |  |  |  | Wind | [16 empty] | Cross | AR |  |  | Forrest City to Wynne S 161 KV Line | 2023-06-01T04:00:00+00:00 | [9 empty] | ENTERGY ARKANSAS, LLC | [23 empty] | J1841 | 2021-12-08T05:00:00+00:00 |  | DPP-2020 | South | Phase 3 | Network Resource Interconnection Service (NRIS) | 52 | 52 | Not Started | 0 | 0 | 0 | 0
MISO |  |  |  | 2021-10-19T04:00:00+00:00 | Active |  | Wind Turbine |  |  |  | Wind | [16 empty] | Cross | AR |  |  | FORREST CITY N SS - WYNNE SOUTH 161.0kV | 2026-02-02T05:00:00+00:00 | 2024-10-31T04:00:00+00:00 | [8 empty] | ENTERGY ARKANSAS, LLC | [23 empty] | J1842 |  |  | DPP-2020 | South | Phase 3 | Energy Resource Interconnection Service (ERIS) | 135 | 135 | Not Started | 135 | 0 | 135 | 0
MISO |  |  |  | 2022-01-06T05:00:00+00:00 | Withdrawn |  | Combustion Turbine (Simple Cycle) |  |  |  | Gas | [16 empty] | Dane | WI |  |  | Christiana 138 kV | 2023-03-15T04:00:00+00:00 | [9 empty] | AMERICAN TRANSMISSION COMPANY | [23 empty] | J1843 | 2023-06-22T04:00:00+00:00 |  | DPP-2020 | East (ATC) | Phase 3 |  | 12 | 12 | Not Started | 12 | 12 | 12 | 12
MISO |  |  |  | 2020-12-31T05:00:00+00:00 | Active |  | Battery Storage |  |  |  | Battery Storage | [16 empty] | Washtenaw | MI |  |  | 19CVTRY | 2024-10-07T04:00:00+00:00 | [9 empty] | ITC | [23 empty] | J1844 |  |  | DPP-2021 | East (ITC) | Phase 1 | Network Resource Interconnection Service (NRIS) | 100 | 100 | Not Started | 100 | 100 | 0 | 0
MISO |  |  |  | 2020-12-31T05:00:00+00:00 | Active |  | Battery Storage |  |  |  | Battery Storage | [16 empty] | Calhoun | MI |  |  | 18BATTLC | 2025-10-06T04:00:00+00:00 | [9 empty] | METC | [23 empty] | J1845 |  |  | DPP-2021 | East (ITC) | Phase 1 | Network Resource Interconnection Service (NRIS) | 100 | 100 | Not Started | 100 | 100 | 0 | 0
MISO |  |  |  | 2021-07-22T04:00:00+00:00 | Active |  | Solar/Battery |  |  |  | Hybrid | [16 empty] | Renville | MN |  |  | Panther 230kV Substation | 2024-09-01T04:00:00+00:00 | [9 empty] | GREAT RIVER ENERGY | [23 empty] | J1846 |  |  | DPP-2021 | West | Study Not Started | Network Resource Interconnection Service (NRIS) | 200 | 200 | Not Started | 200 | 200 | 0 | 0
MISO |  |  |  | 2021-08-09T04:00:00+00:00 | Active |  | Photovoltaic |  |  |  | Solar | [16 empty] | Mower | MN |  |  | Murphy Creek 161kV substation | 2024-06-01T04:00:00+00:00 | [9 empty] | SOUTHERN MINNESOTA MUNICIPAL POWER AGENCY | [23 empty] | J1847 |  |  | DPP-2021 | West | Study Not Started | Network Resource Interconnection Service (NRIS) | 200 | 200 | Not Started | 200 | 200 | 0 | 0
MISO |  |  |  | 2021-08-12T04:00:00+00:00 | Withdrawn |  | Combined Cycle |  |  |  | Gas | [16 empty] | Van Buren | MI |  |  | Covert | 2023-04-01T04:00:00+00:00 | [9 empty] | ITC | [23 empty] | J1848 | 2023-08-15T04:00:00+00:00 |  | DPP-2021 | East (ITC) | Phase 1 |  | 1128 | 1235 | Not Started | 0 | 0 | 0 | 0
MISO |  |  |  | 2021-11-30T05:00:00+00:00 | Active |  | Photovoltaic |  |  |  | Solar | [16 empty] | Hardin | TX |  |  | Cypress 230 kV | 2025-01-01T05:00:00+00:00 | [9 empty] | ENTERGY TEXAS, INC. | [23 empty] | J1849 |  |  | DPP-2021 | South | Phase 1 | Network Resource Interconnection Service (NRIS) | 200 | 200 | Not Started | 200 | 0 | 0 | 0
MISO |  |  |  | 2021-11-24T05:00:00+00:00 | Active |  | Photovoltaic |  |  |  | Solar | [16 empty] | St. Martin | LA |  |  | Kirk - Cecelia 138kV Line | 2024-11-30T05:00:00+00:00 | [9 empty] | ENTERGY LOUISIANA, LLC | [23 empty] | J1850 |  |  | DPP-2021 | South | Phase 1 | Network Resource Interconnection Service (NRIS) | 100 | 100 | Not Started | 100 | 0 | 0 | 0
MISO |  |  |  | 2021-11-30T05:00:00+00:00 | Active |  | Photovoltaic |  |  |  | Solar | [16 empty] | Morehouse | LA |  |  | Crossett North to North Bastrop 115 kV | 2025-01-01T05:00:00+00:00 | [9 empty] | ENTERGY LOUISIANA, LLC | [23 empty] | J1851 |  |  | DPP-2021 | South | Phase 1 | Network Resource Interconnection Service (NRIS) | 195 | 195 | Not Started | 195 | 80 | 0 | 0
MISO |  |  |  | 2022-06-16T04:00:00+00:00 | Withdrawn |  | Photovoltaic |  |  |  | Solar | [16 empty] | Cass | ND |  |  | Bison 345 kV | 2025-06-01T04:00:00+00:00 | [9 empty] | NORTHERN STATES POWER COMPANY | [23 empty] | J1852 | 2023-10-09T04:00:00+00:00 |  | DPP-2021 | West | Study Not Started | Network Resource Interconnection Service (NRIS) | 200 | 200 | Not Started | 200 | 200 | 0 | 0
MISO |  |  |  | 2021-08-17T04:00:00+00:00 | Withdrawn |  | Battery Storage |  |  |  | Battery Storage | [16 empty] | Des Moines | IA |  |  | Denmark - Newport | 2024-10-01T04:00:00+00:00 | [9 empty] | ITC MIDWEST | [23 empty] | J1853 | 2023-10-09T04:00:00+00:00 |  | DPP-2021 | West | Study Not Started | Network Resource Interconnection Service (NRIS) | 50 | 50 | Not Started | 0 | 0 | 0 | 0
MISO |  |  |  | 2021-08-18T04:00:00+00:00 | Withdrawn |  | Photovoltaic |  |  |  | Solar | [16 empty] | Wabash | IN |  |  | Wabash - Greentown 138kV | 2025-05-01T04:00:00+00:00 | [9 empty] | DUKE ENERGY INDIANA, LLC | [23 empty] | J1854 |  |  | DPP-2021 | Central |  | Network Resource Interconnection Service (NRIS) | 150 | 150 |  | 0 | 0 | 0 | 0
MISO |  |  |  | 2021-11-17T05:00:00+00:00 | Active |  | Photovoltaic |  |  |  | Solar | [16 empty] | Jackson | AR |  |  | MALLORY 161 | 2026-04-15T04:00:00+00:00 | [9 empty] | ENTERGY ARKANSAS, LLC | [23 empty] | J1855 |  |  | DPP-2021 | South | Phase 1 | Network Resource Interconnection Service (NRIS) | 500 | 500 | Not Started | 500 | 500 | 0 | 0
MISO |  |  |  | 2021-11-17T05:00:00+00:00 | Active |  | Photovoltaic |  |  |  | Solar | [16 empty] | Jackson | AR |  |  | SHOFFNER - NEWPORT | 2026-04-15T04:00:00+00:00 | [9 empty] | ENTERGY ARKANSAS, LLC | [23 empty] | J1856 |  |  | DPP-2021 | South | Phase 1 | Network Resource Interconnection Service (NRIS) | 150 | 150 | Not Started | 147 | 147 | 0 | 0
MISO |  |  |  | 2021-11-17T05:00:00+00:00 | Active |  | Photovoltaic |  |  |  | Solar | [16 empty] | Cross | AR |  |  | EBONY SS - 5WM LEHI-W | 2026-04-15T04:00:00+00:00 | [9 empty] | ENTERGY ARKANSAS, LLC | [23 empty] | J1857 |  |  | DPP-2021 | South | Phase 1 | Network Resource Interconnection Service (NRIS) | 250 | 250 | Not Started | 250 | 250 | 0 | 0
MISO |  |  |  | 2021-11-30T05:00:00+00:00 | Active |  | Photovoltaic |  |  |  | Solar | [16 empty] | Mississippi | AR |  |  | Sandy Bayou | 2026-04-15T04:00:00+00:00 | [9 empty] | ENTERGY ARKANSAS, LLC | [23 empty] | J1858 |  |  | DPP-2021 | South | Phase 1 | Network Resource Interconnection Service (NRIS) | 440 | 440 | Not Started | 440 | 440 | 0 | 0
MISO |  |  |  | 2021-08-16T04:00:00+00:00 | Withdrawn |  | Wind Turbine |  |  |  | Wind | [16 empty] | Pottawattamie | IA |  |  | Council Bluffs - Fallow Avenue 345kV Line Tap | 2024-09-15T04:00:00+00:00 | [9 empty] | MIDAMERICAN ENERGY CO. | [23 empty] | J1859 |  |  | DPP-2021 | West |  | Network Resource Interconnection Service (NRIS) | 200 | 200 |  | 0 | 0 | 0 | 0
MISO |  |  |  | 2021-08-16T04:00:00+00:00 | Active |  | Battery Storage |  |  |  | Battery Storage | [16 empty] | Lenawee | MI |  |  | Morocco to Beecher 138kV (8.36 miles from Morocco) | 2024-09-15T04:00:00+00:00 | [9 empty] | METC | [23 empty] | J1860 |  |  | DPP-2021 | East (ITC) | Phase 1 | Network Resource Interconnection Service (NRIS) | 60 | 60 | Not Started | 60 | 60 | 0 | 0
MISO |  |  |  | 2022-03-28T04:00:00+00:00 | Active |  | Battery Storage |  |  |  | Battery Storage | [16 empty] | LaPorte | IN |  |  | LNG - STILLWELL 138kV Line | 2024-09-15T04:00:00+00:00 | [9 empty] | NORTHERN INDIANA PUBLIC SERVICE COMPANY LLC | [23 empty] | J1861 |  |  | DPP-2021 | Central | Phase 1 | Network Resource Interconnection Service (NRIS) | 45 | 45 | Not Started | 0 | 0 | 0 | 0
MISO |  |  |  | 2021-08-16T04:00:00+00:00 | Active |  | Battery Storage |  |  |  | Battery Storage | [16 empty] | Clinton | MI |  |  | Bingham West 138kV | 2024-09-15T04:00:00+00:00 | [9 empty] | METC | [23 empty] | J1862 |  |  | DPP-2021 | East (ITC) | Phase 1 | Network Resource Interconnection Service (NRIS) | 45 | 45 | Not Started | 45 | 45 | 0 | 0
MISO |  |  |  | 2021-08-16T04:00:00+00:00 | Active |  | Battery Storage |  |  |  | Battery Storage | [16 empty] | Otsego | MI |  |  | Vantyle 138kV | 2024-09-15T04:00:00+00:00 | [9 empty] | METC | [23 empty] | J1863 |  |  | DPP-2021 | East (ITC) | Phase 1 | Network Resource Interconnection Service (NRIS) | 60 | 60 | Not Started | 60 | 60 | 0 | 0
MISO |  |  |  | 2021-08-16T04:00:00+00:00 | Withdrawn |  | Wind Turbine |  |  |  | Wind | [16 empty] | Cerro Gordo | IA |  |  | Emery 161kV | 2024-09-15T04:00:00+00:00 | [9 empty] | ITC MIDWEST | [23 empty] | J1864 |  |  | DPP-2021 | West |  | Network Resource Interconnection Service (NRIS) | 250 | 250 |  | 0 | 0 | 0 | 0
MISO |  |  |  | 2021-08-16T04:00:00+00:00 | Withdrawn |  | Wind Turbine |  |  |  | Wind | [16 empty] | Hardin | IA |  |  | Quinn-Blackhawk 345kV | 2024-09-15T04:00:00+00:00 | [9 empty] | ITC MIDWEST | [23 empty] | J1865 |  |  | DPP-2021 | West |  | Network Resource Interconnection Service (NRIS) | 250 | 250 |  | 0 | 0 | 0 | 0
MISO |  |  |  | 2021-08-16T04:00:00+00:00 | Withdrawn |  | Wind Turbine |  |  |  | Wind | [16 empty] | Clark | WI |  |  | T Corners 115kV Sub | 2024-09-15T04:00:00+00:00 | [9 empty] | NORTHERN STATES POWER COMPANY | [23 empty] | J1866 | 2023-10-09T04:00:00+00:00 |  | DPP-2021 | West | Study Not Started | Network Resource Interconnection Service (NRIS) | 125 | 125 | Not Started | 0 | 0 | 0 | 0
MISO |  |  |  | 2021-11-22T05:00:00+00:00 | Active |  | Wind Turbine |  |  |  | Wind | [16 empty] | Franklin | IA |  |  | Quinn | 2025-09-01T04:00:00+00:00 | [9 empty] | ITC MIDWEST | [23 empty] | J1867 |  |  | DPP-2021 | West | Study Not Started | Network Resource Interconnection Service (NRIS) | 200 | 200 | Not Started | 200 | 200 | 0 | 0
MISO |  |  |  | 2021-08-16T04:00:00+00:00 | Withdrawn |  | Photovoltaic |  |  |  | Solar | [16 empty] | Winn | LA |  |  | Winnfield to Standard 115kV | 2024-09-15T04:00:00+00:00 | [9 empty] | ENTERGY LOUISIANA, LLC | [23 empty] | J1868 | 2023-10-25T04:00:00+00:00 |  | DPP-2021 | South | Phase 1 | Network Resource Interconnection Service (NRIS) | 260 | 260 | Not Started | 0 | 0 | 0 | 0
MISO |  |  |  | 2021-08-16T04:00:00+00:00 | Withdrawn |  | Battery Storage |  |  |  | Battery Storage | [16 empty] | Winn | LA |  |  | Winnfield to Standard 115kV | 2024-09-15T04:00:00+00:00 | [9 empty] | ENTERGY LOUISIANA, LLC | [23 empty] | J1869 | 2023-10-25T04:00:00+00:00 |  | DPP-2021 | South | Phase 1 | Network Resource Interconnection Service (NRIS) | 78 | 78 | Not Started | 0 | 0 | 0 | 0
MISO |  |  |  | 2021-08-16T04:00:00+00:00 | Active |  | Photovoltaic |  |  |  | Solar | [16 empty] | Tangipahoa | LA |  |  | Independence Substation 230kV | 2024-09-15T04:00:00+00:00 | [9 empty] | ENTERGY LOUISIANA, LLC | [23 empty] | J1870 |  |  | DPP-2021 | South | Phase 1 | Network Resource Interconnection Service (NRIS) | 200 | 200 | Not Started | 200 | 200 | 0 | 0
MISO |  |  |  | 2021-08-16T04:00:00+00:00 | Active |  | Battery Storage |  |  |  | Battery Storage | [16 empty] | Tangipahoa | LA |  |  | Independence Substation 230kV | 2024-09-15T04:00:00+00:00 | [9 empty] | ENTERGY LOUISIANA, LLC | [23 empty] | J1871 |  |  | DPP-2021 | South | Phase 1 | Network Resource Interconnection Service (NRIS) | 60 | 60 | Not Started | 60 | 60 | 0 | 0
MISO |  |  |  | 2021-08-16T04:00:00+00:00 | Active |  | Photovoltaic |  |  |  | Solar | [16 empty] | Union | AR |  |  | El Dorado 500kV Substation | 2024-09-15T04:00:00+00:00 | [9 empty] | ENTERGY ARKANSAS, LLC | [23 empty] | J1872 |  |  | DPP-2021 | South | Phase 1 | Network Resource Interconnection Service (NRIS) | 250 | 250 | Not Started | 250 | 250 | 0 | 0
MISO |  |  |  | 2021-08-16T04:00:00+00:00 | Active |  | Photovoltaic |  |  |  | Solar | [16 empty] | Union | AR |  |  | El Dorado 500kV Substation | 2024-09-15T04:00:00+00:00 | [9 empty] | ENTERGY ARKANSAS, LLC | [23 empty] | J1873 |  |  | DPP-2021 | South | Phase 1 | Network Resource Interconnection Service (NRIS) | 250 | 250 | Not Started | 250 | 250 | 0 | 0
MISO |  |  |  | 2021-08-16T04:00:00+00:00 | Active |  | Battery Storage |  |  |  | Battery Storage | [16 empty] | Union | AR |  |  | El Dorado 500kV Substation | 2024-09-15T04:00:00+00:00 | [9 empty] | ENTERGY ARKANSAS, LLC | [23 empty] | J1874 |  |  | DPP-2021 | South | Phase 1 | Network Resource Interconnection Service (NRIS) | 75 | 75 | Not Started | 75 | 75 | 0 | 0
MISO |  |  |  | 2021-08-16T04:00:00+00:00 | Active |  | Battery Storage |  |  |  | Battery Storage | [16 empty] | Union | AR |  |  | El Dorado 500kV Substation | 2024-09-15T04:00:00+00:00 | [9 empty] | ENTERGY ARKANSAS, LLC | [23 empty] | J1875 |  |  | DPP-2021 | South | Phase 1 | Network Resource Interconnection Service (NRIS) | 75 | 75 | Not Started | 75 | 75 | 0 | 0
MISO |  |  |  | 2022-03-28T04:00:00+00:00 | Active |  | Photovoltaic |  |  |  | Solar | [16 empty] | Decatur | IN |  |  | Greensburg | 2024-09-15T04:00:00+00:00 | [9 empty] | DUKE ENERGY INDIANA, LLC | [23 empty] | J1876 |  |  | DPP-2021 | Central | Phase 1 | Network Resource Interconnection Service (NRIS) | 140 | 140 | Not Started | 0 | 0 | 0 | 0
MISO |  |  |  | 2022-03-28T04:00:00+00:00 | Active |  | Battery Storage |  |  |  | Battery Storage | [16 empty] | Decatur | IN |  |  | Greensburg 138kV | 2024-09-15T04:00:00+00:00 | [9 empty] | DUKE ENERGY INDIANA, LLC | [23 empty] | J1877 |  |  | DPP-2021 | Central | Phase 1 | Network Resource Interconnection Service (NRIS) | 45 | 45 | Not Started | 0 | 0 | 0 | 0
MISO |  |  |  | 2021-08-16T04:00:00+00:00 | Withdrawn |  | Photovoltaic |  |  |  | Solar | [16 empty] | Decatur | IN |  |  | HE Westport 138kV | 2024-09-15T04:00:00+00:00 | [9 empty] | DUKE ENERGY INDIANA, LLC | [23 empty] | J1878 |  |  | DPP-2021 | Central |  | Network Resource Interconnection Service (NRIS) | 145 | 145 |  | 0 | 0 | 0 | 0
MISO |  |  |  | 2021-08-16T04:00:00+00:00 | Withdrawn |  | Battery Storage |  |  |  | Battery Storage | [16 empty] | Decatur | IN |  |  | HE Westport 138kV | 2024-09-15T04:00:00+00:00 | [9 empty] | DUKE ENERGY INDIANA, LLC | [23 empty] | J1879 |  |  | DPP-2021 | Central |  | Network Resource Interconnection Service (NRIS) | 43.5 | 43.5 |  | 0 | 0 | 0 | 0
MISO |  |  |  | 2021-08-16T04:00:00+00:00 | Active |  | Battery Storage |  |  |  | Battery Storage | [16 empty] | Ottawa | MI |  |  | Argenta to Tallmadge 345kV (33 miles from Argenta) | 2024-09-15T04:00:00+00:00 | [9 empty] | METC | [23 empty] | J1880 |  |  | DPP-2021 | East (ITC) | Phase 1 | Network Resource Interconnection Service (NRIS) | 60 | 60 | Not Started | 60 | 60 | 0 | 0
MISO |  |  |  | 2021-08-16T04:00:00+00:00 | Withdrawn |  | Battery Storage |  |  |  | Battery Storage | [16 empty] | Decatur | IN |  |  | Decatur Switching Station 161kV | 2024-09-15T04:00:00+00:00 | [9 empty] | HOOSIER ENERGY | [23 empty] | J1881 |  |  | DPP-2021 | Central |  | Network Resource Interconnection Service (NRIS) | 48 | 48 |  | 0 | 0 | 0 | 0
MISO |  |  |  | 2022-03-28T04:00:00+00:00 | Active |  | Battery Storage |  |  |  | Battery Storage | [16 empty] | Tazewell | IL |  |  | San Jose Rail 138kV | 2024-09-15T04:00:00+00:00 | [9 empty] | AMEREN ILLINOIS | [23 empty] | J1882 |  |  | DPP-2021 | Central | Phase 1 | Network Resource Interconnection Service (NRIS) | 45 | 45 | Not Started | 0 | 0 | 0 | 0
MISO |  |  |  | 2021-07-21T04:00:00+00:00 | Active |  | Photovoltaic |  |  |  | Solar | [16 empty] | Ouachita | LA |  |  | Rilla 115kV | 2023-06-10T04:00:00+00:00 | [9 empty] | ENTERGY LOUISIANA, LLC | [23 empty] | J1883 |  |  | DPP-2021 | South | Phase 1 |  | 100 | 100 | Not Started | 0 | 100 | 0 | 0
MISO |  |  |  | 2021-08-12T04:00:00+00:00 | Active |  | Battery Storage |  |  |  | Battery Storage | [16 empty] | Columbia | WI |  |  | Columbia 345 kV | 2024-10-30T04:00:00+00:00 | [9 empty] | AMERICAN TRANSMISSION COMPANY | [23 empty] | J1884 |  |  | DPP-2021 | East (ATC) | Phase 1 | Network Resource Interconnection Service (NRIS) | 200 | 200 | Not Started | 200 | 200 | 0 | 0
MISO |  |  |  | 2021-08-17T04:00:00+00:00 | Withdrawn |  | Photovoltaic |  |  |  | Solar | [16 empty] | Henderson | KY |  |  | REID EHV 345 KV SUBSTATION | 2025-04-01T04:00:00+00:00 | [9 empty] | BIG RIVERS ELECTRIC CORPORATION | [23 empty] | J1885 |  |  | DPP-2021 | Central | Phase 1 | Network Resource Interconnection Service (NRIS) | 300 | 300 | Not Started | 0 | 0 | 0 | 0
MISO |  |  |  | 2021-08-17T04:00:00+00:00 | Withdrawn |  | Photovoltaic |  |  |  | Solar | [16 empty] | Henderson | KY |  |  | REID EHV 345 KV SUBSTATION | 2025-04-01T04:00:00+00:00 | [9 empty] | BIG RIVERS ELECTRIC CORPORATION | [23 empty] | J1886 | 2022-11-22T05:00:00+00:00 |  | DPP-2021 | Central | Phase 1 | Network Resource Interconnection Service (NRIS) | 300 | 300 | Not Started | 0 | 0 | 0 | 0
MISO |  |  |  | 2021-08-13T04:00:00+00:00 | Withdrawn |  | Photovoltaic |  |  |  | Solar | [16 empty] | St. Martin | LA |  |  | St John 69kV | 2024-11-30T05:00:00+00:00 | [9 empty] | ENTERGY LOUISIANA, LLC | [23 empty] | J1887 |  |  | DPP-2021 | South |  | Network Resource Interconnection Service (NRIS) | 90 | 90 |  | 0 | 0 | 0 | 0
MISO |  |  |  | 2022-01-25T05:00:00+00:00 | Active |  | Wind Turbine |  |  |  | Wind | [16 empty] | Oliver | ND |  |  | SQUARE BUTTE EAST 230 kV (AC side) | 2024-04-01T04:00:00+00:00 | [9 empty] | MINNESOTA POWER INC. | [23 empty] | J1888 |  |  | DPP-2021 | West | Study Not Started | Network Resource Interconnection Service (NRIS) | 175 | 175 | Not Started | 175 | 175 | 0 | 0
MISO |  |  |  | 2021-08-04T04:00:00+00:00 | Active |  | Photovoltaic |  |  |  | Solar | [16 empty] | Linn | IA |  |  | Mt Vernon Substation | 2025-06-30T04:00:00+00:00 | [9 empty] | ITC MIDWEST | [23 empty] | J1889 |  |  | DPP-2021 | West | Study Not Started | Network Resource Interconnection Service (NRIS) | 60 | 60 | Not Started | 60 | 60 | 0 | 0
MISO |  |  |  | 2021-11-17T05:00:00+00:00 | Active |  | Photovoltaic |  |  |  | Solar | [16 empty] | Sabine | LA |  |  | Hartburg - AEP Layfield 500 kV | 2024-09-30T04:00:00+00:00 | [9 empty] | CLECO POWER LLC | [23 empty] | J1890 |  |  | DPP-2021 | South | Phase 1 | Network Resource Interconnection Service (NRIS) | 270 | 270 | Not Started | 270 | 270 | 0 | 0
MISO |  |  |  | 2021-08-19T04:00:00+00:00 | Active |  | Solar/Battery |  |  |  | Hybrid | [16 empty] | Attala | MS |  |  | 230 kV McAdams Substation | 2024-10-31T04:00:00+00:00 | [9 empty] | ENTERGY MISSISSIPPI, LLC. | [23 empty] | J1891 |  |  | DPP-2021 | South | Phase 1 | Network Resource Interconnection Service (NRIS) | 200 | 200 | Not Started | 200 | 200 | 0 | 0
MISO |  |  |  | 2021-08-24T04:00:00+00:00 | Withdrawn |  | Photovoltaic |  |  |  | Solar | [16 empty] | Otsego | MI |  |  | Livingston - Keystone 345 kV | 2023-11-01T04:00:00+00:00 | [9 empty] | METC | [23 empty] | J1892 |  |  | DPP-2021 | East (ITC) |  | Network Resource Interconnection Service (NRIS) | 64.8 | 64.8 |  | 0 | 0 | 0 | 0
MISO |  |  |  | 2021-11-01T04:00:00+00:00 | Active |  | Wind Turbine |  |  |  | Wind | [16 empty] | Morton | ND |  |  | Mandan 230 kV | 2024-04-01T04:00:00+00:00 | [9 empty] | MONTANA-DAKOTA UTILITIES CO. | [23 empty] | J1893 |  |  | DPP-2021 | West | Study Not Started | Network Resource Interconnection Service (NRIS) | 500 | 500 | Not Started | 500 | 500 | 0 | 0
MISO |  |  |  | 2021-10-29T04:00:00+00:00 | Active |  | Battery Storage |  |  |  | Battery Storage | [16 empty] | Kalamazoo | MI |  |  | Jaguar | 2024-09-30T04:00:00+00:00 | [9 empty] | METC | [23 empty] | J1894 |  |  | DPP-2021 | East (ITC) | Phase 1 | Network Resource Interconnection Service (NRIS) | 200 | 200 | Not Started | 200 | 200 | 0 | 0
MISO |  |  |  | 2023-10-03T04:00:00+00:00 | Active |  | Battery Storage |  |  |  | Battery Storage | [16 empty] | Kenosha | WI |  |  | BALSAM | 2024-09-30T04:00:00+00:00 | [9 empty] | AMERICAN TRANSMISSION COMPANY | [23 empty] | J1895 |  |  | DPP-2021 | East (ATC) | Phase 1 | Network Resource Interconnection Service (NRIS) | 200 | 200 | Not Started | 200 | 200 | 0 | 0
MISO |  |  |  | 2021-08-17T04:00:00+00:00 | Withdrawn |  | Wind Turbine |  |  |  | Wind | [16 empty] | Henderson | KY |  |  | Henderson to AB Brown 138 kV | 2025-04-01T04:00:00+00:00 | [9 empty] | BIG RIVERS ELECTRIC CORPORATION | [23 empty] | J1896 |  |  | DPP-2021 | Central |  | Network Resource Interconnection Service (NRIS) | 100 | 100 |  | 0 | 0 | 0 | 0
MISO |  |  |  | 2021-12-14T05:00:00+00:00 | Active |  | Solar/Battery |  |  |  | Hybrid | [16 empty] | Mississippi | AR |  |  | DELL EHV - SAN SOUCI 500.0kV | 2024-08-15T04:00:00+00:00 | [9 empty] | ENTERGY ARKANSAS, LLC | [23 empty] | J1897 |  |  | DPP-2021 | South | Phase 1 | Network Resource Interconnection Service (NRIS) | 500 | 500 | Not Started | 500 | 500 | 0 | 0
MISO |  |  |  | 2021-08-13T04:00:00+00:00 | Active |  | Battery Storage |  |  |  | Battery Storage | [16 empty] | Olmsted | MN |  |  | Byron 161 kV | 2024-09-30T04:00:00+00:00 | [9 empty] | SOUTHERN MINNESOTA MUNICIPAL POWER AGENCY | [23 empty] | J1898 |  |  | DPP-2021 | West | Study Not Started | Network Resource Interconnection Service (NRIS) | 200 | 200 | Not Started | 200 | 200 | 0 | 0
MISO |  |  |  | 2021-12-22T05:00:00+00:00 | Active |  | Solar/Battery |  |  |  | Hybrid | [16 empty] | Mississippi | AR |  |  | DELL EHV - SAN SOUCI 500.0kV | 2024-08-15T04:00:00+00:00 | [9 empty] | ENTERGY ARKANSAS, LLC | [23 empty] | J1899 |  |  | DPP-2021 | South | Phase 1 | Network Resource Interconnection Service (NRIS) | 500 | 500 | Not Started | 500 | 500 | 0 | 0
MISO |  |  |  | 2021-08-13T04:00:00+00:00 | Active |  | Battery Storage |  |  |  | Battery Storage | [16 empty] | Wayne | MI |  |  | BROWNSTOWN 120kV | 2024-09-30T04:00:00+00:00 | [9 empty] | ITC | [23 empty] | J1900 |  |  | DPP-2021 | East (ITC) | Phase 1 | Network Resource Interconnection Service (NRIS) | 200 | 200 | Not Started | 200 | 200 | 0 | 0
MISO |  |  |  | 2022-03-25T04:00:00+00:00 | Active |  | Battery Storage |  |  |  | Battery Storage | [16 empty] | Webster | KY |  |  | South Henderson 161kV (future) | 2024-09-30T04:00:00+00:00 | [9 empty] | BIG RIVERS ELECTRIC CORPORATION | [23 empty] | J1901 |  |  | DPP-2021 | Central | Phase 1 | Network Resource Interconnection Service (NRIS) | 200 | 200 | Not Started | 0 | 0 | 0 | 0
MISO |  |  |  | 2021-08-13T04:00:00+00:00 | Active |  | Battery Storage |  |  |  | Battery Storage | [16 empty] | Wayne | MI |  |  | IRONTON 120 kV | 2024-09-30T04:00:00+00:00 | [9 empty] | ITC | [23 empty] | J1902 |  |  | DPP-2021 | East (ITC) | Phase 1 | Network Resource Interconnection Service (NRIS) | 200 | 200 | Not Started | 200 | 200 | 0 | 0
MISO |  |  |  | 2021-08-03T04:00:00+00:00 | Active |  | Wind Turbine |  |  |  | Wind | [16 empty] | Osceola | IA |  |  | Osceola (43.431167, -95.416667) | 2024-10-31T04:00:00+00:00 | [9 empty] | ITC MIDWEST | [23 empty] | J1903 |  |  | DPP-2021 | West | Study Not Started |  | 140 | 140 | Not Started | 0 | 140 | 0 | 0
MISO |  |  |  | 2021-08-17T04:00:00+00:00 | Active |  | Photovoltaic |  |  |  | Solar | [16 empty] | Acadia | LA |  |  | Richard 138 kV | 2025-11-08T05:00:00+00:00 | [9 empty] | ENTERGY LOUISIANA, LLC | [23 empty] | J1904 |  |  | DPP-2021 | South | Phase 1 | Network Resource Interconnection Service (NRIS) | 100 | 100 | Not Started | 100 | 0 | 0 | 0
MISO |  |  |  | 2021-08-23T04:00:00+00:00 | Withdrawn |  | Photovoltaic |  |  |  | Solar | [16 empty] | Sanilac | MI |  |  | Banner-Rapson 345kV Transmission Line | 2023-11-01T04:00:00+00:00 | [9 empty] | ITC | [23 empty] | J1905 | 2023-09-06T04:00:00+00:00 |  | DPP-2021 | East (ITC) | Phase 1 | Network Resource Interconnection Service (NRIS) | 200 | 200 | Not Started | 0 | 0 | 0 | 0
MISO |  |  |  | 2021-08-12T04:00:00+00:00 | Active |  | Battery Storage |  |  |  | Battery Storage | [16 empty] | Washington | LA |  |  | Bogalusa 230 | 2022-12-02T05:00:00+00:00 | [9 empty] | ENTERGY LOUISIANA, LLC | [23 empty] | J1906 |  |  | DPP-2021 | South | Phase 1 | Network Resource Interconnection Service (NRIS) | 100 | 100 | Not Started | 100 | 100 | 0 | 0
MISO |  |  |  | 2021-08-12T04:00:00+00:00 | Active |  | Battery Storage |  |  |  | Battery Storage | [16 empty] | Newton | TX |  |  | Hartburg 230 | 2022-12-02T05:00:00+00:00 | [9 empty] | ENTERGY TEXAS, INC. | [23 empty] | J1907 |  |  | DPP-2021 | South | Phase 1 | Network Resource Interconnection Service (NRIS) | 100 | 100 | Not Started | 100 | 100 | 0 | 0
MISO |  |  |  | 2021-08-12T04:00:00+00:00 | Active |  | Battery Storage |  |  |  | Battery Storage | [16 empty] | Evangeline | LA |  |  | Cocodrie | 2022-12-02T05:00:00+00:00 | [9 empty] | CLECO POWER LLC | [23 empty] | J1908 |  |  | DPP-2021 | South | Phase 1 | Network Resource Interconnection Service (NRIS) | 100 | 100 | Not Started | 100 | 100 | 0 | 0
MISO |  |  |  | 2021-08-24T04:00:00+00:00 | Withdrawn |  | Photovoltaic |  |  |  | Solar | [16 empty] | Bay | MI |  |  | Gallagher-Tittabawassee 345kV Transmission Line | 2023-11-01T04:00:00+00:00 | [9 empty] | METC | [23 empty] | J1909 | 2023-09-06T04:00:00+00:00 |  | DPP-2021 | East (ITC) | Phase 1 | Network Resource Interconnection Service (NRIS) | 200 | 200 | Not Started | 0 | 0 | 0 | 0
MISO |  |  |  | 2021-08-24T04:00:00+00:00 | Withdrawn |  | Photovoltaic |  |  |  | Solar | [16 empty] | Bay | MI |  |  | Gallagher-Tittabawassee 345kV Transmission Line | 2023-11-01T04:00:00+00:00 | [9 empty] | METC | [23 empty] | J1910 | 2023-09-06T04:00:00+00:00 |  | DPP-2021 | East (ITC) | Phase 1 | Network Resource Interconnection Service (NRIS) | 200 | 200 | Not Started | 0 | 0 | 0 | 0
MISO |  |  |  | 2021-08-22T04:00:00+00:00 | Withdrawn |  | Photovoltaic |  |  |  | Solar | [16 empty] | Livingston | MI |  |  | Madrid - Blackfoot 345kV | 2023-11-01T04:00:00+00:00 | [9 empty] | ITC | [23 empty] | J1911 | 2023-09-06T04:00:00+00:00 |  | DPP-2021 | East (ITC) | Phase 1 | Network Resource Interconnection Service (NRIS) | 200 | 200 | Not Started | 0 | 0 | 0 | 0
MISO |  |  |  | 2021-08-22T04:00:00+00:00 | Withdrawn |  | Photovoltaic |  |  |  | Solar | [16 empty] | Sanilac | MI |  |  | Greenwood-Rapson 345kV Transmission Line | 2023-11-01T04:00:00+00:00 | [9 empty] | ITC | [23 empty] | J1912 | 2023-09-06T04:00:00+00:00 |  | DPP-2021 | East (ITC) | Phase 1 | Network Resource Interconnection Service (NRIS) | 200 | 200 | Not Started | 0 | 0 | 0 | 0
MISO |  |  |  | 2021-08-19T04:00:00+00:00 | Withdrawn |  | Photovoltaic |  |  |  | Solar | [16 empty] | Midland | MI |  |  | Murphy-Tittabawassee 345kV Transmission Line | 2023-11-01T04:00:00+00:00 | [9 empty] | METC | [23 empty] | J1913 | 2023-09-06T04:00:00+00:00 |  | DPP-2021 | East (ITC) | Phase 1 | Network Resource Interconnection Service (NRIS) | 200 | 200 | Not Started | 0 | 0 | 0 | 0
MISO |  |  |  | 2023-10-05T04:00:00+00:00 | Active |  | Photovoltaic |  |  |  | Solar | [16 empty] | Presque Isle | MI |  |  | Rockport-Port calcite 138kV Transmission line | 2023-11-01T04:00:00+00:00 | [9 empty] | METC | [23 empty] | J1914 |  |  | DPP-2021 | East (ITC) | Phase 1 | Network Resource Interconnection Service (NRIS) | 150 | 150 | Not Started | 150 | 150 | 0 | 0
MISO |  |  |  | 2021-08-22T04:00:00+00:00 | Withdrawn |  | Photovoltaic |  |  |  | Solar | [16 empty] | Bay | MI |  |  | Almeda Junction-Shale 138kV Transmission Line | 2023-11-01T04:00:00+00:00 | [9 empty] | METC | [23 empty] | J1915 | 2023-09-06T04:00:00+00:00 |  | DPP-2021 | East (ITC) | Phase 1 | Network Resource Interconnection Service (NRIS) | 150 | 150 | Not Started | 0 | 0 | 0 | 0
MISO |  |  |  | 2023-10-19T04:00:00+00:00 | Active |  | Photovoltaic |  |  |  | Solar | [16 empty] | Branch | MI |  |  | Newton 138 kV substation | 2023-11-01T04:00:00+00:00 | [9 empty] | METC | [23 empty] | J1916 |  |  | DPP-2021 | East (ITC) | Phase 1 | Network Resource Interconnection Service (NRIS) | 100 | 100 | Not Started | 100 | 100 | 0 | 0
MISO |  |  |  | 2021-08-19T04:00:00+00:00 | Active |  | Photovoltaic |  |  |  | Solar | [16 empty] | Livingston | MI |  |  | Madrid- Majestic 345 kV | 2023-11-01T04:00:00+00:00 | [9 empty] | ITC | [23 empty] | J1917 |  |  | DPP-2021 | East (ITC) | Phase 1 | Network Resource Interconnection Service (NRIS) | 200 | 200 | Not Started | 165 | 165 | 0 | 0
MISO |  |  |  | 2021-08-24T04:00:00+00:00 | Active |  | Photovoltaic |  |  |  | Solar | [16 empty] | Montcalm | MI |  |  | Nelson Road-Kenowa 345kV Transmission Line | 2023-11-01T04:00:00+00:00 | [9 empty] | METC | [23 empty] | J1918 |  |  | DPP-2021 | East (ITC) | Phase 1 | Network Resource Interconnection Service (NRIS) | 132 | 132 | Not Started | 132 | 132 | 0 | 0
MISO |  |  |  | 2021-08-24T04:00:00+00:00 | Withdrawn |  | Photovoltaic |  |  |  | Solar | [16 empty] | Ingham | MI |  |  | Oneida-Majestic 345 kV | 2023-11-01T04:00:00+00:00 | [9 empty] | METC | [23 empty] | J1919 |  |  | DPP-2021 | East (ITC) |  | Network Resource Interconnection Service (NRIS) | 132 | 132 |  | 0 | 0 | 0 | 0
MISO |  |  |  | 2021-08-22T04:00:00+00:00 | Withdrawn |  | Photovoltaic |  |  |  | Solar | [16 empty] | Leelanau | MI |  |  | Tuscola-Arrowhead 120kV Transmission Line | 2023-11-01T04:00:00+00:00 | [9 empty] | ITC | [23 empty] | J1920 | 2023-09-06T04:00:00+00:00 |  | DPP-2021 | East (ITC) | Phase 1 | Network Resource Interconnection Service (NRIS) | 125 | 125 | Not Started | 0 | 0 | 0 | 0
MISO |  |  |  | 2021-08-22T04:00:00+00:00 | Withdrawn |  | Photovoltaic |  |  |  | Solar | [16 empty] | Montcalm | MI |  |  | Deja- Derby Jct 138kV Transmission line | 2023-11-01T04:00:00+00:00 | [9 empty] | METC | [23 empty] | J1921 | 2023-09-06T04:00:00+00:00 |  | DPP-2021 | East (ITC) | Phase 1 | Network Resource Interconnection Service (NRIS) | 125 | 125 | Not Started | 0 | 0 | 0 | 0
MISO |  |  |  | 2021-08-19T04:00:00+00:00 | Withdrawn |  | Photovoltaic |  |  |  | Solar | [16 empty] | Bay | MI |  |  | Cottage Grove-Karn 138 kV | 2023-11-01T04:00:00+00:00 | [9 empty] | METC | [23 empty] | J1922 | 2023-09-06T04:00:00+00:00 |  | DPP-2021 | East (ITC) | Phase 1 | Network Resource Interconnection Service (NRIS) | 150 | 150 | Not Started | 0 | 0 | 0 | 0
MISO |  |  |  | 2021-08-19T04:00:00+00:00 | Withdrawn |  | Photovoltaic |  |  |  | Solar | [16 empty] | Huron | MI |  |  | Rapson 120 kV substation | 2023-11-01T04:00:00+00:00 | [9 empty] | ITC | [23 empty] | J1923 | 2021-12-22T05:00:00+00:00 |  | DPP-2021 | East (ITC) | Phase 1 | Network Resource Interconnection Service (NRIS) | 200 | 200 | Not Started | 0 | 0 | 0 | 0
MISO |  |  |  | 2021-08-22T04:00:00+00:00 | Withdrawn |  | Photovoltaic |  |  |  | Solar | [16 empty] | Bay | MI |  |  | Cottage Grove-Seven Mile 138 kV | 2023-11-01T04:00:00+00:00 | [9 empty] | METC | [23 empty] | J1924 | 2023-09-06T04:00:00+00:00 |  | DPP-2021 | East (ITC) | Phase 1 | Network Resource Interconnection Service (NRIS) | 150 | 150 | Not Started | 0 | 0 | 0 | 0
MISO |  |  |  | 2021-08-17T04:00:00+00:00 | Withdrawn |  | Photovoltaic |  |  |  | Solar | [16 empty] | Livingston | MI |  |  | Tihart-Latson 138 kV | 2023-11-01T04:00:00+00:00 | [9 empty] | METC | [23 empty] | J1925 | 2023-09-06T04:00:00+00:00 |  | DPP-2021 | East (ITC) | Phase 1 | Network Resource Interconnection Service (NRIS) | 100 | 100 | Not Started | 0 | 0 | 0 | 0
MISO |  |  |  | 2022-03-23T04:00:00+00:00 | Active |  | Wind Turbine |  |  |  | Wind | [16 empty] | Tazewell | IL |  |  | Huff - Towerline 138kV | 2025-10-01T04:00:00+00:00 | [9 empty] | AMEREN ILLINOIS | [23 empty] | J1926 |  |  | DPP-2021 | Central | Phase 1 | Network Resource Interconnection Service (NRIS) | 200 | 200 | Not Started | 0 | 0 | 0 | 0
MISO |  |  |  | 2021-12-03T05:00:00+00:00 | Active |  | Photovoltaic |  |  |  | Solar | [16 empty] | Muscatine | IA |  |  | Grandview Substation 69 kV | 2024-07-15T04:00:00+00:00 | [9 empty] | MUSCATINE POWER AND WATER | [23 empty] | J1927 |  |  | DPP-2021 | West | Study Not Started | Network Resource Interconnection Service (NRIS) | 23.4 | 23.4 | Not Started | 24 | 24 | 0 | 0
MISO |  |  |  | 2021-08-24T04:00:00+00:00 | Withdrawn |  | Battery Storage |  |  |  | Battery Storage | [16 empty] | Grant | WI |  |  | Hill Valley 345kV | 2025-10-01T04:00:00+00:00 | [9 empty] | AMERICAN TRANSMISSION COMPANY | [23 empty] | J1928 |  |  | DPP-2021 | East (ATC) |  | Network Resource Interconnection Service (NRIS) | 100 | 100 |  | 0 | 0 | 0 | 0
MISO |  |  |  | 2021-08-24T04:00:00+00:00 | Active |  | Photovoltaic |  |  |  | Solar | [16 empty] | Cheboygan | MI |  |  | Other_ | 2025-10-01T04:00:00+00:00 | [9 empty] | METC | [23 empty] | J1929 |  |  | DPP-2021 | East (ITC) | Phase 1 | Network Resource Interconnection Service (NRIS) | 110 | 110 | Not Started | 110 | 110 | 0 | 0
MISO |  |  |  | 2021-08-24T04:00:00+00:00 | Withdrawn |  | Battery Storage |  |  |  | Battery Storage | [16 empty] | Columbia | WI |  |  | N Madison - Columbia | 2024-10-01T04:00:00+00:00 | [9 empty] | AMERICAN TRANSMISSION COMPANY | [23 empty] | J1930 | 2023-06-05T04:00:00+00:00 |  | DPP-2021 | East (ATC) | Phase 1 | Network Resource Interconnection Service (NRIS) | 100 | 100 | Not Started | 0 | 0 | 0 | 0
MISO |  |  |  | 2021-11-30T05:00:00+00:00 | Active |  | Wind Turbine |  |  |  | Wind | [16 empty] | Iowa | WI |  |  | Hill Valley 345kV | 2025-10-01T04:00:00+00:00 | [9 empty] | AMERICAN TRANSMISSION COMPANY | [23 empty] | J1931 |  |  | DPP-2021 | East (ATC) | Phase 1 | Network Resource Interconnection Service (NRIS) | 40 | 40 | Not Started | 40 | 12 | 0 | 0
MISO |  |  |  | 2021-08-24T04:00:00+00:00 | Active |  | Photovoltaic |  |  |  | Solar | [16 empty] | Gladwin | MI |  |  | Grout Junction - Alger Junction 138kV | 2024-10-01T04:00:00+00:00 | [9 empty] | METC | [23 empty] | J1932 |  |  | DPP-2021 | East (ITC) | Phase 1 | Network Resource Interconnection Service (NRIS) | 100 | 100 | Not Started | 100 | 100 | 0 | 0
MISO |  |  |  | 2021-08-24T04:00:00+00:00 | Withdrawn |  | Photovoltaic |  |  |  | Solar | [16 empty] | Morehouse | LA |  |  | Bastrop Tap 115kV | 2025-10-01T04:00:00+00:00 | [9 empty] | ENTERGY LOUISIANA, LLC | [23 empty] | J1933 | 2023-10-25T04:00:00+00:00 |  | DPP-2021 | South | Phase 1 | Network Resource Interconnection Service (NRIS) | 100 | 100 | Not Started | 0 | 0 | 0 | 0
MISO |  |  |  | 2021-08-24T04:00:00+00:00 | Active |  | Battery Storage |  |  |  | Battery Storage | [16 empty] | Kenosha | WI |  |  | Lakeview 138kV | 2025-10-01T04:00:00+00:00 | [9 empty] | AMERICAN TRANSMISSION COMPANY | [23 empty] | J1934 |  |  | DPP-2021 | East (ATC) | Phase 1 | Network Resource Interconnection Service (NRIS) | 150 | 150 | Not Started | 150 | 150 | 0 | 0
MISO |  |  |  | 2021-11-29T05:00:00+00:00 | Active |  | Photovoltaic |  |  |  | Solar | [16 empty] | Dane | WI |  |  | N. Madison 69kV | 2025-10-01T04:00:00+00:00 | [9 empty] | AMERICAN TRANSMISSION COMPANY | [23 empty] | J1935 |  |  | DPP-2021 | East (ATC) | Phase 1 | Network Resource Interconnection Service (NRIS) | 50 | 50 | Not Started | 50 | 50 | 0 | 0
MISO |  |  |  | 2021-11-29T05:00:00+00:00 | Withdrawn |  | Battery Storage |  |  |  | Battery Storage | [16 empty] | Portage | WI |  |  | Werner West - Rocky Run 345kV | 2026-10-01T04:00:00+00:00 | [9 empty] | AMERICAN TRANSMISSION COMPANY | [23 empty] | J1936 | 2023-06-05T04:00:00+00:00 |  | DPP-2021 | East (ATC) | Phase 1 | Network Resource Interconnection Service (NRIS) | 75 | 75 | Not Started | 0 | 0 | 0 | 0
MISO |  |  |  | 2021-11-29T05:00:00+00:00 | Withdrawn |  | Battery Storage |  |  |  | Battery Storage | [16 empty] | Portage | WI |  |  | Werner West - Rocky Run 345kV | 2026-10-01T04:00:00+00:00 | [9 empty] | AMERICAN TRANSMISSION COMPANY | [23 empty] | J1937 | 2023-06-05T04:00:00+00:00 |  | DPP-2021 | East (ATC) | Phase 1 | Network Resource Interconnection Service (NRIS) | 75 | 75 | Not Started | 0 | 0 | 0 | 0
MISO |  |  |  | 2021-11-29T05:00:00+00:00 | Active |  | Photovoltaic |  |  |  | Solar | [16 empty] | Portage | WI |  |  | Werner West - Rocky Run 345kV | 2026-10-01T04:00:00+00:00 | [9 empty] | AMERICAN TRANSMISSION COMPANY | [23 empty] | J1938 |  |  | DPP-2021 | East (ATC) | Phase 1 | Network Resource Interconnection Service (NRIS) | 150 | 150 | Not Started | 150 | 150 | 0 | 0
MISO |  |  |  | 2023-10-18T04:00:00+00:00 | Active |  | Photovoltaic |  |  |  | Solar | [16 empty] | Saginaw | MI |  |  | Layton-Cornell White 138 kV | 2023-11-01T04:00:00+00:00 | [9 empty] | METC | [23 empty] | J1939 |  |  | DPP-2021 | East (ITC) | Phase 1 | Network Resource Interconnection Service (NRIS) | 125 | 125 | Not Started | 125 | 125 | 0 | 0
MISO |  |  |  | 2021-08-23T04:00:00+00:00 | Withdrawn |  | Photovoltaic |  |  |  | Solar | [16 empty] | Monroe | MI |  |  | Monroe-Lallendorf 345kV Transmission Line | 2023-11-01T04:00:00+00:00 | [9 empty] | ITC | [23 empty] | J1940 | 2023-09-06T04:00:00+00:00 |  | DPP-2021 | East (ITC) | Phase 1 | Network Resource Interconnection Service (NRIS) | 200 | 200 | Not Started | 0 | 0 | 0 | 0
MISO |  |  |  | 2021-08-25T04:00:00+00:00 | Withdrawn |  | Photovoltaic |  |  |  | Solar | [16 empty] | Polk | MN |  |  | Crookston | 2026-10-01T04:00:00+00:00 | [9 empty] | OTTER TAIL POWER COMPANY | [23 empty] | J1941 |  |  | DPP-2021 | West |  | Network Resource Interconnection Service (NRIS) | 60 | 60 |  | 0 | 0 | 0 | 0
MISO |  |  |  | 2021-08-23T04:00:00+00:00 | Withdrawn |  | Photovoltaic |  |  |  | Solar | [16 empty] | Monroe | MI |  |  | Seville TP-Niles TP 120 kV | 2023-11-01T04:00:00+00:00 | [9 empty] | ITC | [23 empty] | J1942 | 2023-09-06T04:00:00+00:00 |  | DPP-2021 | East (ITC) | Phase 1 | Network Resource Interconnection Service (NRIS) | 100 | 100 | Not Started | 0 | 0 | 0 | 0
MISO |  |  |  | 2021-08-23T04:00:00+00:00 | Active |  | Photovoltaic |  |  |  | Solar | [16 empty] | Columbia | WI |  |  | N Madison - Columbia 345kV | 2024-10-01T04:00:00+00:00 | [9 empty] | AMERICAN TRANSMISSION COMPANY | [23 empty] | J1943 |  |  | DPP-2021 | East (ATC) | Phase 1 | Network Resource Interconnection Service (NRIS) | 200 | 200 | Not Started | 200 | 200 | 0 | 0
MISO |  |  |  | 2021-08-23T04:00:00+00:00 | Active |  | Photovoltaic |  |  |  | Solar | [16 empty] | Sanilac | MI |  |  | Banner-Rapson 345 kV | 2023-11-01T04:00:00+00:00 | [9 empty] | ITC | [23 empty] | J1944 |  |  | DPP-2021 | East (ITC) | Phase 1 | Network Resource Interconnection Service (NRIS) | 200 | 200 | Not Started | 185 | 185 | 0 | 0
MISO |  |  |  | 2021-11-29T05:00:00+00:00 | Active |  | Photovoltaic |  |  |  | Solar | [16 empty] | Portage | WI |  |  | Werner West - Rocky Run 345kV | 2026-10-01T04:00:00+00:00 | [9 empty] | AMERICAN TRANSMISSION COMPANY | [23 empty] | J1945 |  |  | DPP-2021 | East (ATC) | Phase 1 | Network Resource Interconnection Service (NRIS) | 150 | 150 | Not Started | 150 | 150 | 0 | 0
MISO |  |  |  | 2021-08-19T04:00:00+00:00 | Active |  | Solar/Battery |  |  |  | Hybrid | [16 empty] | Jasper | MS |  |  | 230 kV Missionary Substation | 2024-10-30T04:00:00+00:00 | [9 empty] | COOPERATIVE ENERGY | [23 empty] | J1946 |  |  | DPP-2021 | South | Phase 1 | Network Resource Interconnection Service (NRIS) | 350 | 350 | Not Started | 350 | 350 | 0 | 0
MISO |  |  |  | 2022-03-23T04:00:00+00:00 | Active |  | Photovoltaic |  |  |  | Solar | [16 empty] | Fountain | IN |  |  | Attica - Veedersburg 230kV | 2025-10-01T04:00:00+00:00 | [9 empty] | DUKE ENERGY INDIANA, LLC | [23 empty] | J1947 |  |  | DPP-2021 | Central | Phase 1 | Network Resource Interconnection Service (NRIS) | 140 | 140 | Not Started | 0 | 0 | 0 | 0
MISO |  |  |  | 2022-03-23T04:00:00+00:00 | Active |  | Photovoltaic |  |  |  | Solar | [16 empty] | Marion | MO |  |  | Hannibal west 161 kV | 2024-09-01T04:00:00+00:00 | [9 empty] | AMEREN MISSOURI | [23 empty] | J1948 |  |  | DPP-2021 | Central | Phase 1 | Network Resource Interconnection Service (NRIS) | 195 | 195 | Not Started | 0 | 0 | 0 | 0
MISO |  |  |  | 2021-08-22T04:00:00+00:00 | Withdrawn |  | Photovoltaic |  |  |  | Solar | [16 empty] | Antrim | MI |  |  | Mancelona - Westwood 69kV | 2023-11-01T04:00:00+00:00 | [9 empty] | METC | [23 empty] | J1949 | 2023-09-06T04:00:00+00:00 |  | DPP-2021 | East (ITC) | Phase 1 | Network Resource Interconnection Service (NRIS) | 99.6 | 99.6 | Not Started | 0 | 0 | 0 | 0
MISO |  |  |  | 2021-08-24T04:00:00+00:00 | Withdrawn |  | Photovoltaic |  |  |  | Solar | [16 empty] | Gibson | IN |  |  | Francisco - Toyota 138kV | 2025-10-01T04:00:00+00:00 | [9 empty] | Southern Indiana Gas & Electric Company d/b/a Centerpoint Energy Indiana South | [23 empty] | J1950 |  |  | DPP-2021 | Central |  | Network Resource Interconnection Service (NRIS) | 83.16 | 83.16 |  | 0 | 0 | 0 | 0
MISO |  |  |  | 2021-08-24T04:00:00+00:00 | Withdrawn |  | Battery Storage |  |  |  | Battery Storage | [16 empty] | Monroe | MI |  |  | Lemoyne-Majestic 345kV | 2024-10-01T04:00:00+00:00 | [9 empty] | ITC | [23 empty] | J1951 | 2023-09-06T04:00:00+00:00 |  | DPP-2021 | East (ITC) | Phase 1 | Network Resource Interconnection Service (NRIS) | 50 | 50 | Not Started | 0 | 0 | 0 | 0
MISO |  |  |  | 2021-08-25T04:00:00+00:00 | Active |  | Wind Turbine |  |  |  | Wind | [16 empty] | Cerro Gordo | IA |  |  | Emery-Floyd 161kV | 2024-10-01T04:00:00+00:00 | [9 empty] | MIDAMERICAN ENERGY CO. | [23 empty] | J1952 |  |  | DPP-2021 | West | Study Not Started | Network Resource Interconnection Service (NRIS) | 180 | 180 | Not Started | 180 | 54 | 0 | 0
MISO |  |  |  | 2022-07-20T04:00:00+00:00 | Withdrawn |  | Photovoltaic |  |  |  | Solar | [16 empty] | Concordia | LA |  |  | Red Gum 115kV | 2025-10-01T04:00:00+00:00 | [9 empty] | ENTERGY LOUISIANA, LLC | [23 empty] | J1953 | 2023-10-25T04:00:00+00:00 |  | DPP-2021 | South | Phase 1 | Network Resource Interconnection Service (NRIS) | 264.6 | 264.6 | Not Started | 0 | 0 | 0 | 0
MISO |  |  |  | 2021-08-24T04:00:00+00:00 | Withdrawn |  | Battery Storage |  |  |  | Battery Storage | [16 empty] | Walworth | WI |  |  | SW Delavan 138kV | 2025-10-01T04:00:00+00:00 | [9 empty] | AMERICAN TRANSMISSION COMPANY | [23 empty] | J1954 | 2023-06-05T04:00:00+00:00 |  | DPP-2021 | East (ATC) | Phase 1 | Network Resource Interconnection Service (NRIS) | 35 | 35 | Not Started | 0 | 0 | 0 | 0
MISO |  |  |  | 2021-08-24T04:00:00+00:00 | Withdrawn |  | Photovoltaic |  |  |  | Solar | [16 empty] | Walworth | WI |  |  | SW Delavan 138kV | 2025-10-01T04:00:00+00:00 | [9 empty] | AMERICAN TRANSMISSION COMPANY | [23 empty] | J1955 | 2023-06-05T04:00:00+00:00 |  | DPP-2021 | East (ATC) | Phase 1 | Network Resource Interconnection Service (NRIS) | 100 | 100 | Not Started | 0 | 0 | 0 | 0
MISO |  |  |  | 2021-11-30T05:00:00+00:00 | Withdrawn |  | Battery Storage |  |  |  | Battery Storage | [16 empty] | St. John the Baptist | LA |  |  | Waterford 230kV | 2025-10-01T04:00:00+00:00 | [9 empty] | ENTERGY LOUISIANA, LLC | [23 empty] | J1956 | 2023-10-25T04:00:00+00:00 |  | DPP-2021 | South | Phase 1 | Network Resource Interconnection Service (NRIS) | 60 | 60 | Not Started | 0 | 0 | 0 | 0
MISO |  |  |  | 2021-11-29T05:00:00+00:00 | Withdrawn |  | Photovoltaic |  |  |  | Solar | [16 empty] | Coahoma | MS |  |  | Clarksdale-Roundaway 115kV (co-located with J2284) | 2025-10-01T04:00:00+00:00 | [9 empty] | ENTERGY MISSISSIPPI, LLC. | [23 empty] | J1957 | 2023-10-25T04:00:00+00:00 |  | DPP-2021 | South | Phase 1 | Network Resource Interconnection Service (NRIS) | 90 | 90 | Not Started | 0 | 0 | 0 | 0
MISO |  |  |  | 2021-11-30T05:00:00+00:00 | Withdrawn |  | Battery Storage |  |  |  | Battery Storage | [16 empty] | St. John the Baptist | LA |  |  | Waterford 230kV | 2025-10-01T04:00:00+00:00 | [9 empty] | ENTERGY LOUISIANA, LLC | [23 empty] | J1958 | 2023-10-25T04:00:00+00:00 |  | DPP-2021 | South | Phase 1 | Network Resource Interconnection Service (NRIS) | 60 | 60 | Not Started | 0 | 0 | 0 | 0
MISO |  |  |  | 2021-11-30T05:00:00+00:00 | Withdrawn |  | Photovoltaic |  |  |  | Solar | [16 empty] | St. John the Baptist | LA |  |  | Waterford-Vacherie 230kV | 2025-10-01T04:00:00+00:00 | [9 empty] | ENTERGY LOUISIANA, LLC | [23 empty] | J1959 | 2023-10-25T04:00:00+00:00 |  | DPP-2021 | South | Phase 1 | Network Resource Interconnection Service (NRIS) | 100 | 100 | Not Started | 0 | 0 | 0 | 0
MISO |  |  |  | 2022-03-23T04:00:00+00:00 | Active |  | Photovoltaic |  |  |  | Solar | [16 empty] | Porter | IN |  |  | Starke - Flint Lake 138kV | 2025-10-01T04:00:00+00:00 | [9 empty] | NORTHERN INDIANA PUBLIC SERVICE COMPANY LLC | [23 empty] | J1960 |  |  | DPP-2021 | Central | Phase 1 | Network Resource Interconnection Service (NRIS) | 100 | 100 | Not Started | 0 | 0 | 0 | 0
MISO |  |  |  | 2021-08-25T04:00:00+00:00 | Active |  | Wind Turbine |  |  |  | Wind | [16 empty] | Cass | ND |  |  | Buffalo 115kV | 2026-10-01T04:00:00+00:00 | [9 empty] | OTTER TAIL POWER COMPANY | [23 empty] | J1961 |  |  | DPP-2021 | West | Study Not Started | Network Resource Interconnection Service (NRIS) | 190 | 190 | Not Started | 190 | 57 | 0 | 0
MISO |  |  |  | 2021-08-23T04:00:00+00:00 | Withdrawn |  | Photovoltaic |  |  |  | Solar | [16 empty] | Polk | TX |  |  | Livingston - Rich 138kV | 2025-10-01T04:00:00+00:00 | [9 empty] | ENTERGY TEXAS, INC. | [23 empty] | J1962 | 2023-10-25T04:00:00+00:00 |  | DPP-2021 | South | Phase 1 | Network Resource Interconnection Service (NRIS) | 75 | 75 | Not Started | 0 | 0 | 0 | 0
MISO |  |  |  | 2021-11-29T05:00:00+00:00 | Withdrawn |  | Battery Storage |  |  |  | Battery Storage | [16 empty] | Polk | TX |  |  | Livingston - Rich 138kV | 2025-10-01T04:00:00+00:00 | [9 empty] | ENTERGY TEXAS, INC. | [23 empty] | J1963 | 2023-10-25T04:00:00+00:00 |  | DPP-2021 | South | Phase 1 | Network Resource Interconnection Service (NRIS) | 25 | 25 | Not Started | 0 | 0 | 0 | 0
MISO |  |  |  | 2021-08-23T04:00:00+00:00 | Active |  | Battery Storage |  |  |  | Battery Storage | [16 empty] | Columbia | WI |  |  | N Madison - Columbia | 2024-10-01T04:00:00+00:00 | [9 empty] | AMERICAN TRANSMISSION COMPANY | [23 empty] | J1964 |  |  | DPP-2021 | East (ATC) | Phase 1 | Network Resource Interconnection Service (NRIS) | 90 | 90 | Not Started | 90 | 90 | 0 | 0
MISO |  |  |  | 2022-03-23T04:00:00+00:00 | Active |  | Photovoltaic |  |  |  | Solar | [16 empty] | Callaway | MO |  |  | McCredie-Montgomery 345kV | 2025-10-01T04:00:00+00:00 | [9 empty] | AMEREN MISSOURI | [23 empty] | J1965 |  |  | DPP-2021 | Central | Phase 1 | Network Resource Interconnection Service (NRIS) | 150 | 150 | Not Started | 0 | 0 | 0 | 0
MISO |  |  |  | 2022-03-23T04:00:00+00:00 | Active |  | Wind Turbine |  |  |  | Wind | [16 empty] | Clinton | IN |  |  | Frankfort-Cayuga 230kV | 2025-10-01T04:00:00+00:00 | [9 empty] | WABASH VALLEY POWER ASSOCIATION, INC. | [23 empty] | J1966 |  |  | DPP-2021 | Central | Phase 1 | Network Resource Interconnection Service (NRIS) | 200 | 200 | Not Started | 0 | 0 | 0 | 0
MISO |  |  |  | 2022-03-24T04:00:00+00:00 | Active |  | Wind Turbine |  |  |  | Wind | [16 empty] | Champaign | IL |  |  | Rantoul East 138kV | 2025-10-01T04:00:00+00:00 | [9 empty] | AMEREN ILLINOIS | [23 empty] | J1967 |  |  | DPP-2021 | Central | Phase 1 | Network Resource Interconnection Service (NRIS) | 150 | 150 | Not Started | 0 | 0 | 0 | 0
MISO |  |  |  | 2021-08-18T04:00:00+00:00 | Withdrawn |  | Battery Storage |  |  |  | Battery Storage | [16 empty] | Polk | MN |  |  | Crookston | 2026-10-01T04:00:00+00:00 | [9 empty] | OTTER TAIL POWER COMPANY | [23 empty] | J1968 |  |  | DPP-2021 | West |  | Network Resource Interconnection Service (NRIS) | 30 | 30 |  | 0 | 0 | 0 | 0
MISO |  |  |  | 2021-08-23T04:00:00+00:00 | Withdrawn |  | Photovoltaic |  |  |  | Solar | [16 empty] | Monroe | MI |  |  | Lemoyne-Majestic 345kV | 2024-10-01T04:00:00+00:00 | [9 empty] | ITC | [23 empty] | J1969 | 2023-09-06T04:00:00+00:00 |  | DPP-2021 | East (ITC) | Phase 1 | Network Resource Interconnection Service (NRIS) | 150 | 150 | Not Started | 0 | 0 | 0 | 0
MISO |  |  |  | 2022-03-23T04:00:00+00:00 | Active |  | Photovoltaic |  |  |  | Solar | [16 empty] | Champaign | IL |  |  | Mira-Sydney 138kV | 2025-10-01T04:00:00+00:00 | [9 empty] | AMEREN ILLINOIS | [23 empty] | J1970 |  |  | DPP-2021 | Central | Phase 1 | Network Resource Interconnection Service (NRIS) | 160 | 160 | Not Started | 0 | 0 | 0 | 0
MISO |  |  |  | 2021-11-30T05:00:00+00:00 | Withdrawn |  | Battery Storage |  |  |  | Battery Storage | [16 empty] | Dane | WI |  |  | Cardinal | 2025-10-01T04:00:00+00:00 | [9 empty] | AMERICAN TRANSMISSION COMPANY | [23 empty] | J1971 | 2023-06-05T04:00:00+00:00 |  | DPP-2021 | East (ATC) | Phase 1 | Network Resource Interconnection Service (NRIS) | 45 | 45 | Not Started | 0 | 0 | 0 | 0
MISO |  |  |  | 2021-08-17T04:00:00+00:00 | Withdrawn |  | Photovoltaic |  |  |  | Solar | [16 empty] | Des Moines | IA |  |  | Denmark - Newport | 2025-10-01T04:00:00+00:00 | [9 empty] | MIDAMERICAN ENERGY CO. | [23 empty] | J1972 | 2023-10-10T04:00:00+00:00 |  | DPP-2021 | West | Study Not Started | Network Resource Interconnection Service (NRIS) | 115 | 115 | Not Started | 115 | 115 | 0 | 0
MISO |  |  |  | 2022-03-23T04:00:00+00:00 | Active |  | Battery Storage |  |  |  | Battery Storage | [16 empty] | Champaign | IL |  |  | Mira Tap-Sydney 138kV | 2025-10-01T04:00:00+00:00 | [9 empty] | AMEREN ILLINOIS | [23 empty] | J1973 |  |  | DPP-2021 | Central | Phase 1 | Network Resource Interconnection Service (NRIS) | 40 | 40 | Not Started | 0 | 0 | 0 | 0
MISO |  |  |  | 2022-03-23T04:00:00+00:00 | Active |  | Photovoltaic |  |  |  | Solar | [16 empty] | Coles | IL |  |  | Mattoon West 138kV | 2025-10-01T04:00:00+00:00 | [9 empty] | AMEREN ILLINOIS | [23 empty] | J1974 |  |  | DPP-2021 | Central | Phase 1 | Network Resource Interconnection Service (NRIS) | 160 | 160 | Not Started | 0 | 0 | 0 | 0
MISO |  |  |  | 2022-03-23T04:00:00+00:00 | Active |  | Battery Storage |  |  |  | Battery Storage | [16 empty] | Coles | IL |  |  | Mattoon West 138kV | 2025-10-01T04:00:00+00:00 | [9 empty] | AMEREN ILLINOIS | [23 empty] | J1975 |  |  | DPP-2021 | Central | Phase 1 | Network Resource Interconnection Service (NRIS) | 40 | 40 | Not Started | 0 | 0 | 0 | 0
MISO |  |  |  | 2022-03-23T04:00:00+00:00 | Active |  | Battery Storage |  |  |  | Battery Storage | [16 empty] | Porter | IN |  |  | Starke - Flint Lake 138kV | 2025-10-01T04:00:00+00:00 | [9 empty] | NORTHERN INDIANA PUBLIC SERVICE COMPANY LLC | [23 empty] | J1976 |  |  | DPP-2021 | Central | Phase 1 | Network Resource Interconnection Service (NRIS) | 25 | 25 | Not Started | 0 | 0 | 0 | 0
MISO |  |  |  | 2021-08-17T04:00:00+00:00 | Withdrawn |  | Battery Storage |  |  |  | Battery Storage | [16 empty] | Washtenaw | MI |  |  | Trenton 120kV | 2024-10-01T04:00:00+00:00 | [9 empty] | METC | [23 empty] | J1977 |  |  | DPP-2021 | East (ITC) |  | Network Resource Interconnection Service (NRIS) | 50 | 50 |  | 0 | 0 | 0 | 0
MISO |  |  |  | 2021-08-23T04:00:00+00:00 | Active |  | Wind Turbine |  |  |  | Wind | [16 empty] | Pocahontas | IA |  |  | Lemars Tap-Little Sioux 161kV | 2025-10-01T04:00:00+00:00 | [9 empty] | MIDAMERICAN ENERGY CO. | [23 empty] | J1978 |  |  | DPP-2021 | West | Study Not Started | Network Resource Interconnection Service (NRIS) | 175 | 175 | Not Started | 170 | 52.5 | 0 | 0
MISO |  |  |  | 2021-08-13T04:00:00+00:00 | Active |  | Wind Turbine |  |  |  | Wind | [16 empty] | Howard | IA |  |  | Hazleton-Mitchell County 345kV line | 2025-10-01T04:00:00+00:00 | [9 empty] | ITC MIDWEST | [23 empty] | J1979 |  |  | DPP-2021 | West | Study Not Started | Network Resource Interconnection Service (NRIS) | 200 | 200 | Not Started | 200 | 60 | 0 | 0
MISO |  |  |  | 2021-08-23T04:00:00+00:00 | Active |  | Battery Storage |  |  |  | Battery Storage | [16 empty] | Kent | MI |  |  | Vergennes 138kV | 2024-10-01T04:00:00+00:00 | [9 empty] | METC | [23 empty] | J1980 |  |  | DPP-2021 | East (ITC) | Phase 1 | Network Resource Interconnection Service (NRIS) | 50 | 50 | Not Started | 50 | 50 | 0 | 0
MISO |  |  |  | 2021-08-25T04:00:00+00:00 | Withdrawn |  | Battery Storage |  |  |  | Battery Storage | [16 empty] | Gibson | IN |  |  | Francisco - Toyota 138kV | 2025-10-01T04:00:00+00:00 | [9 empty] | Southern Indiana Gas & Electric Company d/b/a Centerpoint Energy Indiana South | [23 empty] | J1981 |  |  | DPP-2021 | Central |  | Network Resource Interconnection Service (NRIS) | 15 | 15 |  | 0 | 0 | 0 | 0
MISO |  |  |  | 2021-11-30T05:00:00+00:00 | Active |  | Battery Storage |  |  |  | Battery Storage | [16 empty] | Gladwin | MI |  |  | Grout Junction - Alger Junction 138kV | 2024-10-01T04:00:00+00:00 | [9 empty] | METC | [23 empty] | J1982 |  |  | DPP-2021 | East (ITC) | Phase 1 | Network Resource Interconnection Service (NRIS) | 25 | 25 | Not Started | 25 | 25 | 0 | 0
MISO |  |  |  | 2021-11-29T05:00:00+00:00 | Active |  | Battery Storage |  |  |  | Battery Storage | [16 empty] | Dane | WI |  |  | N. Madison 69kV | 2025-10-01T04:00:00+00:00 | [9 empty] | AMERICAN TRANSMISSION COMPANY | [23 empty] | J1983 |  |  | DPP-2021 | East (ATC) | Phase 1 | Network Resource Interconnection Service (NRIS) | 25 | 25 | Not Started | 25 | 25 | 0 | 0
MISO |  |  |  | 2021-08-23T04:00:00+00:00 | Active |  | Battery Storage |  |  |  | Battery Storage | [16 empty] | Ottawa | MI |  |  | Tallmadge 138kV | 2024-10-01T04:00:00+00:00 | [9 empty] | METC | [23 empty] | J1984 |  |  | DPP-2021 | East (ITC) | Phase 1 | Network Resource Interconnection Service (NRIS) | 50 | 50 | Not Started | 50 | 50 | 0 | 0
MISO |  |  |  | 2021-11-30T05:00:00+00:00 | Withdrawn |  | Photovoltaic |  |  |  | Solar | [16 empty] | Tangipahoa | LA |  |  | Chicken Farm - Amite | 2025-10-01T04:00:00+00:00 | [9 empty] | ENTERGY LOUISIANA, LLC | [23 empty] | J1985 | 2023-10-25T04:00:00+00:00 |  | DPP-2021 | South | Phase 1 | Network Resource Interconnection Service (NRIS) | 50 | 50 | Not Started | 0 | 0 | 0 | 0
MISO |  |  |  | 2022-03-23T04:00:00+00:00 | Active |  | Battery Storage |  |  |  | Battery Storage | [16 empty] | St. Charles | MO |  |  | Montgomery 161kV | 2025-10-01T04:00:00+00:00 | [9 empty] | AMEREN MISSOURI | [23 empty] | J1986 |  |  | DPP-2021 | Central | Phase 1 | Network Resource Interconnection Service (NRIS) | 100 | 100 | Not Started | 0 | 0 | 0 | 0
MISO |  |  |  | 2021-08-23T04:00:00+00:00 | Withdrawn |  | Battery Storage |  |  |  | Battery Storage | [16 empty] | Washtenaw | MI |  |  | Coventry | 2024-10-01T04:00:00+00:00 | [9 empty] | ITC | [23 empty] | J1987 |  |  | DPP-2021 | East (ITC) |  | Network Resource Interconnection Service (NRIS) | 50 | 50 |  | 0 | 0 | 0 | 0
MISO |  |  |  | 2021-11-29T05:00:00+00:00 | Withdrawn |  | Photovoltaic |  |  |  | Solar | [16 empty] | Coahoma | MS |  |  | Roundaway Cepa 115kV | 2025-10-01T04:00:00+00:00 | [9 empty] | ENTERGY MISSISSIPPI, LLC. | [23 empty] | J1988 | 2023-10-25T04:00:00+00:00 |  | DPP-2021 | South | Phase 1 | Network Resource Interconnection Service (NRIS) | 120.96 | 120.96 | Not Started | 0 | 0 | 0 | 0
MISO |  |  |  | 2021-08-25T04:00:00+00:00 | Active |  | Wind Turbine |  |  |  | Wind | [16 empty] | Brown | SD |  |  | Twin Brooks-Ellendale 345kV | 2025-10-01T04:00:00+00:00 | [9 empty] | OTTER TAIL POWER COMPANY | [23 empty] | J1989 |  |  | DPP-2021 | West | Study Not Started | Network Resource Interconnection Service (NRIS) | 250 | 250 | Not Started | 250 | 75 | 0 | 0
MISO |  |  |  | 2021-11-30T05:00:00+00:00 | Active |  | Wind Turbine |  |  |  | Wind | [16 empty] | Stutsman | ND |  |  | Ellendale 345kV | 2025-10-01T04:00:00+00:00 | [9 empty] | MONTANA-DAKOTA UTILITIES CO. | [23 empty] | J1990 |  |  | DPP-2021 | West | Study Not Started | Network Resource Interconnection Service (NRIS) | 250 | 250 | Not Started | 215 | 75 | 0 | 0
MISO |  |  |  | 2021-08-25T04:00:00+00:00 | Active |  | Photovoltaic |  |  |  | Solar | [16 empty] | Lonoke | AR |  |  | Genpower Keo 500kV | 2025-10-01T04:00:00+00:00 | [9 empty] | ENTERGY ARKANSAS, LLC | [23 empty] | J1991 |  |  | DPP-2021 | South | Phase 1 | Network Resource Interconnection Service (NRIS) | 200 | 200 | Not Started | 200 | 200 | 0 | 0
MISO |  |  |  | 2021-08-25T04:00:00+00:00 | Withdrawn |  | Battery Storage |  |  |  | Battery Storage | [16 empty] | Lonoke | AR |  |  | Genpower Keo 500kV | 2025-10-01T04:00:00+00:00 | [9 empty] | ENTERGY ARKANSAS, LLC | [23 empty] | J1992 | 2023-10-25T04:00:00+00:00 |  | DPP-2021 | South | Phase 1 | Network Resource Interconnection Service (NRIS) | 110 | 110 | Not Started | 0 | 0 | 0 | 0
MISO |  |  |  | 2021-12-01T05:00:00+00:00 | Active |  | Photovoltaic |  |  |  | Solar | [16 empty] | Columbia | WI |  |  | Columbia - South Fon Du Lac | 2025-07-23T04:00:00+00:00 | [9 empty] | AMERICAN TRANSMISSION COMPANY | [23 empty] | J1993 |  |  | DPP-2021 | East (ATC) | Phase 1 | Network Resource Interconnection Service (NRIS) | 99 | 99 | Not Started | 99 | 99 | 0 | 0
MISO |  |  |  | 2021-07-30T04:00:00+00:00 | Active |  | Photovoltaic |  |  |  | Solar | [16 empty] | Fond du Lac | WI |  |  | Metomen 138 kV | 2025-12-31T05:00:00+00:00 | [9 empty] | AMERICAN TRANSMISSION COMPANY | [23 empty] | J1994 |  |  | DPP-2021 | East (ATC) | Phase 1 | Network Resource Interconnection Service (NRIS) | 97.08 | 97.08 | Not Started | 97.08 | 97.08 | 0 | 0
MISO |  |  |  | 2021-08-04T04:00:00+00:00 | Active |  | Photovoltaic |  |  |  | Solar | [16 empty] | Richland | LA |  |  | OAK RIDGE (LA) | 2025-07-23T04:00:00+00:00 | [9 empty] | ENTERGY LOUISIANA, LLC | [23 empty] | J1995 |  |  | DPP-2021 | South | Phase 1 | Network Resource Interconnection Service (NRIS) | 180 | 180 | Not Started | 180 | 0 | 0 | 0
MISO |  |  |  | 2021-08-11T04:00:00+00:00 | Active |  | Solar/Battery |  |  |  | Hybrid | [16 empty] | Shawano | WI |  |  | West Shawano 138kV - Badger 138kV | 2025-09-01T04:00:00+00:00 | [9 empty] | AMERICAN TRANSMISSION COMPANY | [23 empty] | J1996 |  |  | DPP-2021 | East (ATC) | Phase 1 | Network Resource Interconnection Service (NRIS) | 99 | 99 | Not Started | 99 | 99 | 0 | 0
MISO |  |  |  | 2021-08-11T04:00:00+00:00 | Active |  | Photovoltaic |  |  |  | Solar | [16 empty] | Calcasieu | LA |  |  | Nelson (EES) - Longville 138kV | 2024-03-01T05:00:00+00:00 | [9 empty] | CLECO POWER LLC | [23 empty] | J1997 |  |  | DPP-2021 | South | Phase 1 | Network Resource Interconnection Service (NRIS) | 80 | 80 | Not Started | 80 | 0 | 0 | 0
MISO |  |  |  | 2021-08-04T04:00:00+00:00 | Active |  | Wind Turbine |  |  |  | Wind | [16 empty] | Franklin | IA |  |  | Nuthatch Switching Station | 2024-06-30T04:00:00+00:00 | [9 empty] | ITC MIDWEST | [23 empty] | J1998 |  |  | DPP-2021 | West | Study Not Started |  | 66 | 66 | Not Started | 66 | 66 | 0 | 0
MISO |  |  |  | 2021-12-21T05:00:00+00:00 | Active |  | Photovoltaic |  |  |  | Solar | [16 empty] | Rapides | LA |  |  | Rodemacher | 2024-10-31T04:00:00+00:00 | [9 empty] | CLECO POWER LLC | [23 empty] | J1999 |  |  | DPP-2021 | South | Phase 1 | Network Resource Interconnection Service (NRIS) | 100 | 100 | Not Started | 100 | 100 | 0 | 0
MISO |  |  |  | 2021-08-10T04:00:00+00:00 | Active |  | Photovoltaic |  |  |  | Solar | [16 empty] | Montgomery | IN |  |  | Frankfort to Cayuga 230kV | 2025-05-01T04:00:00+00:00 | [9 empty] | DUKE ENERGY INDIANA, LLC | [23 empty] | J2000 |  |  | DPP-2021 | Central | Phase 1 | Network Resource Interconnection Service (NRIS) | 150 | 150 | Not Started | 0 | 0 | 0 | 0
MISO |  |  |  | 2021-08-16T04:00:00+00:00 | Active |  | Photovoltaic |  |  |  | Solar | [16 empty] | Newaygo | MI |  |  | Ludington to Kenowa 345kV | 2025-05-01T04:00:00+00:00 | [9 empty] | METC | [23 empty] | J2001 |  |  | DPP-2021 | East (ITC) | Phase 1 | Network Resource Interconnection Service (NRIS) | 220 | 220 | Not Started | 220 | 220 | 0 | 0
MISO |  |  |  | 2021-08-13T04:00:00+00:00 | Active |  | Photovoltaic |  |  |  | Solar | [16 empty] | Washington | IA |  |  | 345 kV Sub T Substation | 2024-03-13T04:00:00+00:00 | [9 empty] | MIDAMERICAN ENERGY CO. | [23 empty] | J2002 |  |  | DPP-2021 | West | Study Not Started | Network Resource Interconnection Service (NRIS) | 200 | 200 | Not Started | 200 | 200 | 0 | 0
MISO |  |  |  | 2021-08-26T04:00:00+00:00 | Withdrawn |  | Photovoltaic |  |  |  | Solar | [16 empty] | Deuel | SD |  |  | Astoria 345kV | 2026-10-01T04:00:00+00:00 | [9 empty] | OTTER TAIL POWER COMPANY | [23 empty] | J2003 | 2023-10-10T04:00:00+00:00 |  | DPP-2021 | West | Study Not Started | Network Resource Interconnection Service (NRIS) | 150 | 150 | Not Started | 0 | 0 | 0 | 0
MISO |  |  |  | 2022-03-23T04:00:00+00:00 | Active |  | Battery Storage |  |  |  | Battery Storage | [16 empty] | Fountain | IN |  |  | Attica - Veedersburg 230kV | 2025-10-01T04:00:00+00:00 | [9 empty] | DUKE ENERGY INDIANA, LLC | [23 empty] | J2004 |  |  | DPP-2021 | Central | Phase 1 | Network Resource Interconnection Service (NRIS) | 40 | 40 | Not Started | 0 | 0 | 0 | 0
MISO |  |  |  | 2021-08-26T04:00:00+00:00 | Withdrawn |  | Battery Storage |  |  |  | Battery Storage | [16 empty] | Deuel | SD |  |  | Astoria 345kV | 2026-10-01T04:00:00+00:00 | [9 empty] | OTTER TAIL POWER COMPANY | [23 empty] | J2005 | 2023-10-10T04:00:00+00:00 |  | DPP-2021 | West | Study Not Started | Network Resource Interconnection Service (NRIS) | 75 | 75 | Not Started | 0 | 0 | 0 | 0
MISO |  |  |  | 2021-08-26T04:00:00+00:00 | Withdrawn |  | Battery Storage |  |  |  | Battery Storage | [16 empty] | Arkansas | AR |  |  | Robert E Ritchie - Stuttgart Rcuskey 230kV | 2025-10-01T04:00:00+00:00 | [9 empty] | ENTERGY ARKANSAS, LLC | [23 empty] | J2006 | 2023-10-25T04:00:00+00:00 |  | DPP-2021 | South | Phase 1 | Network Resource Interconnection Service (NRIS) | 40 | 40 | Not Started | 0 | 0 | 0 | 0
MISO |  |  |  | 2021-08-26T04:00:00+00:00 | Withdrawn |  | Battery Storage |  |  |  | Battery Storage | [16 empty] | Lonoke | AR |  |  | Genpower Keo 500kV | 2025-10-01T04:00:00+00:00 | [9 empty] | ENTERGY ARKANSAS, LLC | [23 empty] | J2007 | 2023-10-25T04:00:00+00:00 |  | DPP-2021 | South | Phase 1 | Network Resource Interconnection Service (NRIS) | 150 | 150 | Not Started | 0 | 0 | 0 | 0
MISO |  |  |  | 2022-03-23T04:00:00+00:00 | Active |  | Battery Storage |  |  |  | Battery Storage | [16 empty] | Callaway | MO |  |  | McCredie-Montgomery 345kV | 2025-10-01T04:00:00+00:00 | [9 empty] | AMEREN MISSOURI | [23 empty] | J2008 |  |  | DPP-2021 | Central | Phase 1 | Network Resource Interconnection Service (NRIS) | 65 | 65 | Not Started | 0 | 0 | 0 | 0
MISO |  |  |  | 2021-08-26T04:00:00+00:00 | Withdrawn |  | Battery Storage |  |  |  | Battery Storage | [16 empty] | Arkansas | AR |  |  | Robert E Ritchie - Stuttgart Rcuskey 230kV | 2025-10-01T04:00:00+00:00 | [9 empty] | ENTERGY ARKANSAS, LLC | [23 empty] | J2009 | 2023-10-25T04:00:00+00:00 |  | DPP-2021 | South | Phase 1 | Network Resource Interconnection Service (NRIS) | 80 | 80 | Not Started | 0 | 0 | 0 | 0
MISO |  |  |  | 2021-08-26T04:00:00+00:00 | Active |  | Photovoltaic |  |  |  | Solar | [16 empty] | Arkansas | AR |  |  | Stuttgart Ricuskey to Woodward 230kV | 2025-10-01T04:00:00+00:00 | [9 empty] | ENTERGY ARKANSAS, LLC | [23 empty] | J2010 |  |  | DPP-2021 | South | Phase 1 | Network Resource Interconnection Service (NRIS) | 75 | 75 | Not Started | 75 | 75 | 0 | 0
MISO |  |  |  | 2021-08-26T04:00:00+00:00 | Withdrawn |  | Battery Storage |  |  |  | Battery Storage | [16 empty] | Morehouse | LA |  |  | Bastrop Tap 115kV | 2025-10-01T04:00:00+00:00 | [9 empty] | ENTERGY LOUISIANA, LLC | [23 empty] | J2011 | 2023-10-25T04:00:00+00:00 |  | DPP-2021 | South | Phase 1 | Network Resource Interconnection Service (NRIS) | 50 | 50 | Not Started | 0 | 0 | 0 | 0
MISO |  |  |  | 2021-11-30T05:00:00+00:00 | Withdrawn |  | Battery Storage |  |  |  | Battery Storage | [16 empty] | Tangipahoa | LA |  |  | Chicken Farm-Amite | 2025-10-01T04:00:00+00:00 | [9 empty] | ENTERGY LOUISIANA, LLC | [23 empty] | J2012 | 2023-10-25T04:00:00+00:00 |  | DPP-2021 | South | Phase 1 | Network Resource Interconnection Service (NRIS) | 20 | 20 | Not Started | 0 | 0 | 0 | 0
MISO |  |  |  | 2021-11-30T05:00:00+00:00 | Withdrawn |  | Battery Storage |  |  |  | Battery Storage | [16 empty] | Tangipahoa | LA |  |  | Chicken Farm-Amite | 2025-10-01T04:00:00+00:00 | [9 empty] | ENTERGY LOUISIANA, LLC | [23 empty] | J2013 | 2023-10-25T04:00:00+00:00 |  | DPP-2021 | South | Phase 1 | Network Resource Interconnection Service (NRIS) | 52.92 | 52.92 | Not Started | 0 | 0 | 0 | 0
MISO |  |  |  | 2021-11-23T05:00:00+00:00 | Withdrawn |  | Battery Storage |  |  |  | Battery Storage | [16 empty] | Clark | WI |  |  | Eau Claire - Arpin 345kV | 2026-10-01T04:00:00+00:00 | [9 empty] | NORTHERN STATES POWER COMPANY | [23 empty] | J2014 | 2023-10-10T04:00:00+00:00 |  | DPP-2021 | West | Study Not Started | Network Resource Interconnection Service (NRIS) | 100 | 100 | Not Started | 0 | 0 | 0 | 0
MISO |  |  |  | 2021-08-26T04:00:00+00:00 | Withdrawn |  | Battery Storage |  |  |  | Battery Storage | [16 empty] | Tunica | MS |  |  | Lula-Tunica (same POI as J1440) | 2025-10-01T04:00:00+00:00 | [9 empty] | ENTERGY MISSISSIPPI, LLC. | [23 empty] | J2015 | 2023-10-25T04:00:00+00:00 |  | DPP-2021 | South | Phase 1 | Network Resource Interconnection Service (NRIS) | 90 | 90 | Not Started | 0 | 0 | 0 | 0
MISO |  |  |  | 2022-03-23T04:00:00+00:00 | Active |  | Battery Storage |  |  |  | Battery Storage | [16 empty] | Daviess | KY |  |  | F.B Culley to Northeast | 2025-10-01T04:00:00+00:00 | [9 empty] | Southern Indiana Gas & Electric Company d/b/a Centerpoint Energy Indiana South | [23 empty] | J2016 |  |  | DPP-2021 | Central | Phase 1 | Network Resource Interconnection Service (NRIS) | 100 | 100 | Not Started | 0 | 0 | 0 | 0
MISO |  |  |  | 2021-08-26T04:00:00+00:00 | Withdrawn |  | Photovoltaic |  |  |  | Solar | [16 empty] | Daviess | KY |  |  | F B Culley- Northeast 138kV | 2025-10-01T04:00:00+00:00 | [9 empty] | Southern Indiana Gas & Electric Company d/b/a Centerpoint Energy Indiana South | [23 empty] | J2017 |  |  | DPP-2021 | Central |  | Network Resource Interconnection Service (NRIS) | 100 | 100 |  | 0 | 0 | 0 | 0
MISO |  |  |  | 2021-11-23T05:00:00+00:00 | Withdrawn |  | Photovoltaic |  |  |  | Solar | [16 empty] | Clark | WI |  |  | Eau Claire - Arpin 345kV | 2026-10-01T04:00:00+00:00 | [9 empty] | NORTHERN STATES POWER COMPANY | [23 empty] | J2018 | 2023-10-10T04:00:00+00:00 |  | DPP-2021 | West | Study Not Started | Network Resource Interconnection Service (NRIS) | 190 | 190 | Not Started | 0 | 0 | 0 | 0
MISO |  |  |  | 2021-08-27T04:00:00+00:00 | Withdrawn |  | Wind Turbine |  |  |  | Wind | [16 empty] | Rolette | ND |  |  | Rugby-Glenborough 230 kV Line | 2025-02-17T05:00:00+00:00 | [9 empty] | NORTHERN STATES POWER COMPANY | [23 empty] | J2019 |  |  | DPP-2021 | West |  | Network Resource Interconnection Service (NRIS) | 150 | 150 |  | 0 | 0 | 0 | 0
MISO |  |  |  | 2021-08-10T04:00:00+00:00 | Withdrawn |  | Solar/Battery |  |  |  | Hybrid | [16 empty] | Beauregard | LA |  |  | CLECO Cooper-Penton Road 230kV Line | 2024-09-01T04:00:00+00:00 | [9 empty] | CLECO POWER LLC | [23 empty] | J2020 | 2023-10-25T04:00:00+00:00 |  | DPP-2021 | South | Phase 1 | Network Resource Interconnection Service (NRIS) | 260 | 260 | Not Started | 0 | 0 | 0 | 0
MISO |  |  |  | 2021-07-30T04:00:00+00:00 | Active |  | Photovoltaic |  |  |  | Solar | [16 empty] | Trempealeau | WI |  |  | Tremval 69kV | 2025-12-31T05:00:00+00:00 | [9 empty] | NORTHERN STATES POWER COMPANY | [23 empty] | J2021 |  |  | DPP-2021 | West | Study Not Started | Network Resource Interconnection Service (NRIS) | 48.43 | 48.43 | Not Started | 48.43 | 48.43 | 0 | 0
MISO |  |  |  | 2021-10-18T04:00:00+00:00 | Active |  | Photovoltaic |  |  |  | Solar | [16 empty] | Mower | MN |  |  | Pleasant Valley 345 kV Substation | 2024-09-30T04:00:00+00:00 | [9 empty] | GREAT RIVER ENERGY | [23 empty] | J2022 |  |  | DPP-2021 | West | Study Not Started | Network Resource Interconnection Service (NRIS) | 200 | 200 | Not Started | 200 | 200 | 0 | 0
MISO |  |  |  | 2021-08-26T04:00:00+00:00 | Withdrawn |  | Photovoltaic |  |  |  | Solar | [16 empty] | Amite | MS |  |  | Gloster to Liberty 138 kV | 2024-04-15T04:00:00+00:00 | [9 empty] | ENTERGY MISSISSIPPI, LLC. | [23 empty] | J2023 | 2023-10-25T04:00:00+00:00 |  | DPP-2021 | South | Phase 1 | Network Resource Interconnection Service (NRIS) | 94.1 | 94.1 | Not Started | 0 | 0 | 0 | 0
MISO |  |  |  | 2021-08-13T04:00:00+00:00 | Withdrawn |  | Battery Storage |  |  |  | Battery Storage | [16 empty] | Hardin | TX |  |  | Cypress 230 kV | 2025-01-01T05:00:00+00:00 | [9 empty] | ENTERGY TEXAS, INC. | [23 empty] | J2024 | 2023-10-25T04:00:00+00:00 |  | DPP-2021 | South | Phase 1 | Network Resource Interconnection Service (NRIS) | 0 | 0 | Not Started | 0 | 0 | 0 | 0
MISO |  |  |  | 2021-08-16T04:00:00+00:00 | Withdrawn |  | Photovoltaic |  |  |  | Solar | [16 empty] | St. James | LA |  |  | Vacherie 230 kV | 2025-10-01T04:00:00+00:00 | [9 empty] | ENTERGY LOUISIANA, LLC | [23 empty] | J2025 | 2023-10-25T04:00:00+00:00 |  | DPP-2021 | South | Phase 1 | Network Resource Interconnection Service (NRIS) | 95 | 95 | Not Started | 0 | 0 | 0 | 0
MISO |  |  |  | 2021-11-15T05:00:00+00:00 | Active |  | Battery Storage |  |  |  | Battery Storage | [16 empty] | Gratiot | MI |  |  | Regal | 2022-12-02T05:00:00+00:00 | [9 empty] | ITC | [23 empty] | J2026 |  |  | DPP-2021 | East (ITC) | Phase 1 | Network Resource Interconnection Service (NRIS) | 100 | 100 | Not Started | 100 | 100 | 0 | 0
MISO |  |  |  | 2021-07-20T04:00:00+00:00 | Active |  | Photovoltaic |  |  |  | Solar | [16 empty] | Dakota | MN |  |  | Chub Lake - Hampton Corners 345 kV Line [See Operating Agreement 5 for Correction Discussion] | 2024-10-31T04:00:00+00:00 | [9 empty] | GREAT RIVER ENERGY | [23 empty] | J2027 |  |  | DPP-2021 | West | Study Not Started | Network Resource Interconnection Service (NRIS) | 150 | 150 | Not Started | 150 | 150 | 0 | 0
MISO |  |  |  | 2021-08-10T04:00:00+00:00 | Active |  | Photovoltaic |  |  |  | Solar | [16 empty] | Crittenden | AR |  |  | Kuhn Rd to Parkin | 2024-05-01T04:00:00+00:00 | [9 empty] | ENTERGY ARKANSAS, LLC | [23 empty] | J2028 |  |  | DPP-2021 | South | Phase 1 | Network Resource Interconnection Service (NRIS) | 250 | 250 | Not Started | 250 | 0 | 0 | 0
MISO |  |  |  | 2021-11-30T05:00:00+00:00 | Active |  | Photovoltaic |  |  |  | Solar | [16 empty] | Marquette | MI |  |  | Perch Lake Substation | 2024-09-01T04:00:00+00:00 | [9 empty] | AMERICAN TRANSMISSION COMPANY | [23 empty] | J2029 |  |  | DPP-2021 | East (ATC) | Phase 1 | Network Resource Interconnection Service (NRIS) | 62.5 | 62.5 | Not Started | 62.5 | 62.5 | 0 | 0
MISO |  |  |  | 2017-06-16T04:00:00+00:00 | Withdrawn |  | Wind Turbine |  |  |  | Wind | [16 empty] | Sanilac County | Michigan |  |  | Greenwood - Banner 345kV Line Tap | 2012-09-01T04:00:00+00:00 | [9 empty] | ITC MIDWEST | [23 empty] | J203 | 2019-01-09T05:00:00+00:00 |  | DPP-2017-AUG | East (ITC) | GIA | Network Resource Interconnection Service (NRIS) | 200 | 200 | Not Started | 0 | 0 | 0 | 0
MISO |  |  |  | 2021-07-21T04:00:00+00:00 | Active |  | Photovoltaic |  |  |  | Solar | [16 empty] | Isanti | MN |  |  | ISANTTI TAP to ATHNSSW 69kV | 2024-10-31T04:00:00+00:00 | [9 empty] | GREAT RIVER ENERGY | [23 empty] | J2030 |  |  | DPP-2021 | West | Study Not Started | Network Resource Interconnection Service (NRIS) | 120 | 120 | Not Started | 56 | 56 | 0 | 0
MISO |  |  |  | 2021-08-13T04:00:00+00:00 | Active |  | Wind Turbine |  |  |  | Wind | [16 empty] | Tama | IA |  |  | 161 kV Toledo Substation | 2024-03-13T04:00:00+00:00 | [9 empty] | ITC MIDWEST | [23 empty] | J2031 |  |  | DPP-2021 | West | Study Not Started | Network Resource Interconnection Service (NRIS) | 100 | 100 | Not Started | 100 | 100 | 0 | 0
MISO |  |  |  | 2022-03-23T04:00:00+00:00 | Active |  | Battery Storage |  |  |  | Battery Storage | [16 empty] | Marion | IN |  |  | Hanna 345kV | 2025-10-01T04:00:00+00:00 | [9 empty] | INDIANAPOLIS POWER & LIGHT COMPANY | [23 empty] | J2032 |  |  | DPP-2021 | Central | Phase 1 | Network Resource Interconnection Service (NRIS) | 70 | 70 | Not Started | 0 | 0 | 0 | 0
MISO |  |  |  | 2021-08-26T04:00:00+00:00 | Active |  | Photovoltaic |  |  |  | Solar | [16 empty] | Clay | IL |  |  | Xenia - West Mt Vernon 345 kV | 2024-04-15T04:00:00+00:00 | [9 empty] | AMEREN ILLINOIS | [23 empty] | J2033 |  |  | DPP-2021 | Central | Phase 1 | Network Resource Interconnection Service (NRIS) | 200 | 200 | Not Started | 0 | 0 | 0 | 0
MISO |  |  |  | 2022-04-05T04:00:00+00:00 | Withdrawn |  | Battery Storage |  |  |  | Battery Storage | [16 empty] | Lafourche | LA |  |  | Thibodaux | 2025-05-01T04:00:00+00:00 | [9 empty] | ENTERGY LOUISIANA, LLC | [23 empty] | J2034 | 2023-10-25T04:00:00+00:00 |  | DPP-2021 | South | Phase 1 | Network Resource Interconnection Service (NRIS) | 0 | 0 | Not Started | 0 | 0 | 0 | 0
MISO |  |  |  | 2022-04-05T04:00:00+00:00 | Withdrawn |  | Photovoltaic |  |  |  | Solar | [16 empty] | Lafourche | LA |  |  | Thibodaux | 2025-05-01T04:00:00+00:00 | [9 empty] | ENTERGY LOUISIANA, LLC | [23 empty] | J2035 | 2023-10-25T04:00:00+00:00 |  | DPP-2021 | South | Phase 1 | Network Resource Interconnection Service (NRIS) | 200 | 200 | Not Started | 0 | 0 | 0 | 0
MISO |  |  |  | 2022-04-05T04:00:00+00:00 | Active |  | Battery Storage |  |  |  | Battery Storage | [16 empty] | Cumberland | IL |  |  | Hutsonville - Neoga 138 kV | 2023-08-01T04:00:00+00:00 | [9 empty] | AMEREN ILLINOIS | [23 empty] | J2036 |  |  | DPP-2021 | Central | Phase 1 | Network Resource Interconnection Service (NRIS) | 0 | 0 | Not Started | 0 | 0 | 0 | 0
MISO |  |  |  | 2021-07-20T04:00:00+00:00 | Withdrawn |  | Photovoltaic |  |  |  | Solar | [16 empty] | Olmsted | MN |  |  | Byron 345 kV Substation | 2024-10-31T04:00:00+00:00 | [9 empty] | SOUTHERN MINNESOTA MUNICIPAL POWER AGENCY | [23 empty] | J2037 |  |  | DPP-2021 | West |  | Network Resource Interconnection Service (NRIS) | 200 | 200 |  | 0 | 0 | 0 | 0
MISO |  |  |  | 2021-08-26T04:00:00+00:00 | Active |  | Wind Turbine |  |  |  | Wind | [16 empty] | Montgomery | IN |  |  | Kokomo Webster - Walton 230 kV | 2024-04-15T04:00:00+00:00 | [9 empty] | DUKE ENERGY INDIANA, LLC | [23 empty] | J2038 |  |  | DPP-2021 | Central | Phase 1 | Network Resource Interconnection Service (NRIS) | 300 | 300 | Not Started | 0 | 0 | 0 | 0
MISO |  |  |  | 2021-08-26T04:00:00+00:00 | Active |  | Wind/Battery |  |  |  | Hybrid | [16 empty] | Sangamon | IL |  |  | Meredosia to Ipava 345 kV | 2024-04-15T04:00:00+00:00 | [9 empty] | AMEREN TRANSMISSION COMPANY OF ILLINOIS | [23 empty] | J2039 |  |  | DPP-2021 | Central | Phase 1 | Network Resource Interconnection Service (NRIS) | 400 | 400 | Not Started | 0 | 0 | 0 | 0
MISO |  |  |  | 2021-08-03T04:00:00+00:00 | Active |  | Wind Turbine |  |  |  | Wind | [16 empty] | Dickinson | IA |  |  | Lakefield - Obrien Co 345 kV (43.497803, -95.318336) | 2024-11-01T04:00:00+00:00 | [9 empty] | MIDAMERICAN ENERGY CO. | [23 empty] | J2040 |  |  | DPP-2021 | West | Study Not Started | Network Resource Interconnection Service (NRIS) | 150 | 150 | Not Started | 150 | 150 | 0 | 0
MISO |  |  |  | 2021-08-12T04:00:00+00:00 | Active |  | Solar/Battery |  |  |  | Hybrid | [16 empty] | Jefferson | TX |  |  | Amelia North substation | 2025-09-01T04:00:00+00:00 | [9 empty] | ENTERGY TEXAS, INC. | [23 empty] | J2041 |  |  | DPP-2021 | South | Phase 1 | Network Resource Interconnection Service (NRIS) | 200 | 200 | Not Started | 150 | 150 | 0 | 0
MISO |  |  |  | 2021-11-30T05:00:00+00:00 | Active |  | Battery Storage |  |  |  | Battery Storage | [16 empty] | Morehouse | LA |  |  | Crossett North to North Bastrop 115 kV | 2025-01-01T05:00:00+00:00 | [9 empty] | ENTERGY LOUISIANA, LLC | [23 empty] | J2042 |  |  | DPP-2021 | South | Phase 1 | Network Resource Interconnection Service (NRIS) | 0 | 0 | Not Started | 0 | 0 | 0 | 0
MISO |  |  |  | 2022-04-05T04:00:00+00:00 | Active |  | Photovoltaic |  |  |  | Solar | [16 empty] | Callaway | MO |  |  | Overton - McCredie 345kV | 2025-05-01T04:00:00+00:00 | [9 empty] | AMEREN MISSOURI | [23 empty] | J2043 |  |  | DPP-2021 | Central | Phase 1 | Network Resource Interconnection Service (NRIS) | 300 | 300 | Not Started | 0 | 0 | 0 | 0
MISO |  |  |  | 2022-03-29T04:00:00+00:00 | Active |  | Photovoltaic |  |  |  | Solar | [16 empty] | Newton | IN |  |  | Goodland 138 kV Substation | 2024-09-30T04:00:00+00:00 | [9 empty] | NORTHERN INDIANA PUBLIC SERVICE COMPANY LLC | [23 empty] | J2044 |  |  | DPP-2021 | Central | Phase 1 | Network Resource Interconnection Service (NRIS) | 100 | 100 | Not Started | 0 | 0 | 0 | 0
MISO |  |  |  | 2022-03-28T04:00:00+00:00 | Active |  | Battery Storage |  |  |  | Battery Storage | [16 empty] | Newton | IN |  |  | Goodland 138 kV | 2024-09-30T04:00:00+00:00 | [9 empty] | NORTHERN INDIANA PUBLIC SERVICE COMPANY LLC | [23 empty] | J2045 |  |  | DPP-2021 | Central | Phase 1 | Network Resource Interconnection Service (NRIS) | 50 | 50 | Not Started | 0 | 0 | 0 | 0
MISO |  |  |  | 2021-08-16T04:00:00+00:00 | Active |  | Photovoltaic |  |  |  | Solar | [16 empty] | Wabash | IN |  |  | Miami Wabash - Mier 138 kV (40.723889, -85.812019) | 2024-10-30T04:00:00+00:00 | [9 empty] | DUKE ENERGY INDIANA, LLC | [23 empty] | J2046 |  |  | DPP-2021 | Central | Phase 1 | Network Resource Interconnection Service (NRIS) | 200 | 200 | Not Started | 0 | 0 | 0 | 0
MISO |  |  |  | 2021-08-12T04:00:00+00:00 | Active |  | Photovoltaic |  |  |  | Solar | [16 empty] | DeSoto | MS |  |  | Robinsonville 230 kV | 2024-12-01T05:00:00+00:00 | [9 empty] | ENTERGY MISSISSIPPI, LLC. | [23 empty] | J2047 |  |  | DPP-2021 | South | Phase 1 | Network Resource Interconnection Service (NRIS) | 199 | 199 | Not Started | 199 | 0 | 0 | 0
MISO |  |  |  | 2022-03-25T04:00:00+00:00 | Active |  | Wind Turbine |  |  |  | Wind | [16 empty] | Benton | IN |  |  | Morrison (255159) to Goodland (255129) 138 kV | 2025-09-01T04:00:00+00:00 | [9 empty] | NORTHERN INDIANA PUBLIC SERVICE COMPANY LLC | [23 empty] | J2048 |  |  | DPP-2021 | Central | Phase 1 | Network Resource Interconnection Service (NRIS) | 100 | 100 | Not Started | 0 | 0 | 0 | 0
MISO |  |  |  | 2022-03-25T04:00:00+00:00 | Active |  | Wind Turbine |  |  |  | Wind | [16 empty] | Shelby | IL |  |  | Other_ | 2025-09-01T04:00:00+00:00 | [9 empty] | AMEREN ILLINOIS | [23 empty] | J2049 |  |  | DPP-2021 | Central | Phase 1 | Network Resource Interconnection Service (NRIS) | 200 | 200 | Not Started | 0 | 0 | 0 | 0
MISO |  |  |  | 2022-03-28T04:00:00+00:00 | Active |  | Photovoltaic |  |  |  | Solar | [16 empty] | Macon | MO |  |  | Thomas Hill-Adair-1 161kV | 2024-10-01T04:00:00+00:00 | [9 empty] | AMEREN MISSOURI | [23 empty] | J2050 |  |  | DPP-2021 | Central | Phase 1 | Network Resource Interconnection Service (NRIS) | 208.43 | 208.43 | Not Started | 0 | 0 | 0 | 0
MISO |  |  |  | 2021-11-23T05:00:00+00:00 | Withdrawn |  | Battery Storage |  |  |  | Battery Storage | [16 empty] | Mississippi | AR |  |  | 161 kV line tap of DELL EAST to Blytheville | 2024-10-30T04:00:00+00:00 | [9 empty] | ENTERGY ARKANSAS, LLC | [23 empty] | J2051 | 2023-11-10T05:00:00+00:00 |  | DPP-2021 | South | Phase 1 | Network Resource Interconnection Service (NRIS) | 50 | 50 | Not Started | 0 | 0 | 0 | 0
MISO |  |  |  | 2022-04-05T04:00:00+00:00 | Active |  | Battery Storage |  |  |  | Battery Storage | [16 empty] | Callaway | MO |  |  | Overton - McCredie 345kV | 2025-05-01T04:00:00+00:00 | [9 empty] | AMEREN MISSOURI | [23 empty] | J2052 |  |  | DPP-2021 | Central | Phase 1 | Network Resource Interconnection Service (NRIS) | 0 | 0 | Not Started | 0 | 0 | 0 | 0
MISO |  |  |  | 2021-08-17T04:00:00+00:00 | Active |  | Wind Turbine |  |  |  | Wind | [16 empty] | Redwood | MN |  |  | Lyon County to Cedar Mountain 345kV | 2025-08-01T04:00:00+00:00 | [9 empty] | NORTHERN STATES POWER COMPANY | [23 empty] | J2053 |  |  | DPP-2021 | West | Study Not Started | Network Resource Interconnection Service (NRIS) | 151.47 | 151.47 | Not Started | 151.47 | 122 | 0 | 0
MISO |  |  |  | 2021-08-13T04:00:00+00:00 | Active |  | Wind Turbine |  |  |  | Wind | [16 empty] | Freeborn | MN |  |  | Freeborn | 2024-06-30T04:00:00+00:00 | [9 empty] | ITC MIDWEST | [23 empty] | J2054 |  |  | DPP-2021 | West | Study Not Started |  | 67 | 67 | Not Started | 67 | 67 | 0 | 0
MISO |  |  |  | 2021-08-13T04:00:00+00:00 | Active |  | Photovoltaic |  |  |  | Solar | [16 empty] | Sheboygan | WI |  |  | ATC South Sheboygan Falls Substation (SSF) | 2025-06-30T04:00:00+00:00 | [9 empty] | AMERICAN TRANSMISSION COMPANY | [23 empty] | J2055 |  |  | DPP-2021 | East (ATC) | Phase 1 | Network Resource Interconnection Service (NRIS) | 100 | 100 | Not Started | 100 | 100 | 0 | 0
MISO |  |  |  | 2021-08-12T04:00:00+00:00 | Active |  | Solar/Battery |  |  |  | Hybrid | [16 empty] | Lenawee | MI |  |  | Morocco to Beecher 138 kV line | 2025-12-31T05:00:00+00:00 | [9 empty] | METC | [23 empty] | J2056 |  |  | DPP-2021 | East (ITC) | Phase 1 | Network Resource Interconnection Service (NRIS) | 200 | 200 | Not Started | 110 | 110 | 0 | 0
MISO |  |  |  | 2021-08-25T04:00:00+00:00 | Active |  | Solar/Battery |  |  |  | Hybrid | [16 empty] | Montcalm | MI |  |  | Nelson Road to Kenowa 345 kV line | 2024-04-15T04:00:00+00:00 | [9 empty] | METC | [23 empty] | J2057 |  |  | DPP-2021 | East (ITC) | Phase 1 | Network Resource Interconnection Service (NRIS) | 100 | 100 | Not Started | 100 | 100 | 0 | 0
MISO |  |  |  | 2021-08-24T04:00:00+00:00 | Withdrawn |  | Wind Turbine |  |  |  | Wind | [16 empty] | Monroe | MI |  |  | Monroe to Wayne | 2024-10-01T04:00:00+00:00 | [9 empty] | ITC | [23 empty] | J2058 | 2021-09-07T04:00:00+00:00 |  | DPP-2021 | East (ITC) |  | Network Resource Interconnection Service (NRIS) | 100 | 100 |  | 0 | 0 | 0 | 0
MISO |  |  |  | 2022-03-18T04:00:00+00:00 | Active |  | Battery Storage |  |  |  | Battery Storage | [16 empty] | Tippecanoe | IN |  |  | Springboro - Lafayette 138 kV | 2025-05-01T04:00:00+00:00 | [9 empty] | DUKE ENERGY INDIANA, LLC | [23 empty] | J2059 |  |  | DPP-2021 | Central | Phase 1 | Network Resource Interconnection Service (NRIS) | 0 | 0 | Not Started | 0 | 0 | 0 | 0
MISO |  |  |  | 2021-08-16T04:00:00+00:00 | Active |  | Photovoltaic |  |  |  | Solar | [16 empty] | Tippecanoe | IN |  |  | Springboro - Lafayette 138 kV | 2025-05-01T04:00:00+00:00 | [9 empty] | DUKE ENERGY INDIANA, LLC | [23 empty] | J2060 |  |  | DPP-2021 | Central | Phase 1 | Network Resource Interconnection Service (NRIS) | 170 | 170 | Not Started | 0 | 0 | 0 | 0
MISO |  |  |  | 2021-08-12T04:00:00+00:00 | Active |  | Photovoltaic |  |  |  | Solar | [16 empty] | Saginaw | MI |  |  | Murphy | 2024-10-30T04:00:00+00:00 | [9 empty] | METC | [23 empty] | J2061 |  |  | DPP-2021 | East (ITC) | Phase 1 | Network Resource Interconnection Service (NRIS) | 200 | 200 | Not Started | 200 | 200 | 0 | 0
MISO |  |  |  | 2021-08-16T04:00:00+00:00 | Withdrawn |  | Photovoltaic |  |  |  | Solar | [16 empty] | Columbia | WI |  |  | Columbia 345 kV | 2024-04-01T04:00:00+00:00 | [9 empty] | AMERICAN TRANSMISSION COMPANY | [23 empty] | J2062 | 2023-06-05T04:00:00+00:00 |  | DPP-2021 | East (ATC) | Phase 1 | Network Resource Interconnection Service (NRIS) | 100 | 100 | Not Started | 0 | 0 | 0 | 0
MISO |  |  |  | 2021-08-12T04:00:00+00:00 | Active |  | Photovoltaic |  |  |  | Solar | [16 empty] | Knox | IN |  |  | Wheatland 345kV Substation | 2024-07-30T04:00:00+00:00 | [9 empty] | DUKE ENERGY INDIANA, LLC | [23 empty] | J2063 |  |  | DPP-2021 | Central | Phase 1 | Network Resource Interconnection Service (NRIS) | 100 | 100 | Not Started | 0 | 0 | 0 | 0
MISO |  |  |  | 2021-11-08T05:00:00+00:00 | Active |  | Battery Storage |  |  |  | Battery Storage | [16 empty] | Jackson | MI |  |  | Tompkins 138 kV | 2024-10-07T04:00:00+00:00 | [9 empty] | METC | [23 empty] | J2064 |  |  | DPP-2021 | East (ITC) | Phase 1 | Network Resource Interconnection Service (NRIS) | 100 | 100 | Not Started | 100 | 100 | 0 | 0
MISO |  |  |  | 2021-07-14T04:00:00+00:00 | Active |  | Photovoltaic |  |  |  | Solar | [16 empty] | Pipestone | MN |  |  | Buffalo Ridge to Pipestone 115kV | 2024-11-30T05:00:00+00:00 | [9 empty] | NORTHERN STATES POWER COMPANY | [23 empty] | J2065 |  |  | DPP-2021 | West | Study Not Started | Network Resource Interconnection Service (NRIS) | 200 | 200 | Not Started | 200 | 200 | 0 | 0
MISO |  |  |  | 2021-08-17T04:00:00+00:00 | Active |  | Battery Storage |  |  |  | Battery Storage | [16 empty] | Henry | IA |  |  | Denmark 161 kV | 2022-12-02T05:00:00+00:00 | [9 empty] | ITC MIDWEST | [23 empty] | J2066 |  |  | DPP-2021 | West | Study Not Started | Network Resource Interconnection Service (NRIS) | 100 | 100 | Not Started | 100 | 100 | 0 | 0
MISO |  |  |  | 2021-09-14T04:00:00+00:00 | Withdrawn |  | Wind Turbine |  |  |  | Wind | [16 empty] | Clay | MN |  |  | Tamarac | 2024-09-01T04:00:00+00:00 | [9 empty] | GREAT RIVER ENERGY | [23 empty] | J2067 |  |  | DPP-2021 | West |  | Network Resource Interconnection Service (NRIS) | 39.4 | 39.4 |  | 0 | 0 | 0 | 0
MISO |  |  |  | 2021-07-19T04:00:00+00:00 | Active |  | Photovoltaic |  |  |  | Solar | [16 empty] | Pierce | WI |  |  | Herbert 69 kV Substation | 2024-11-30T05:00:00+00:00 | [9 empty] | NORTHERN STATES POWER COMPANY | [23 empty] | J2068 |  |  | DPP-2021 | West | Study Not Started | Network Resource Interconnection Service (NRIS) | 75 | 75 | Not Started | 75 | 75 | 0 | 0
MISO |  |  |  | 2021-11-30T05:00:00+00:00 | Active |  | Solar/Battery |  |  |  | Hybrid | [16 empty] | Montcalm | MI |  |  | Eureka - Vestaburg 138kV Transmission Line (J1379 POI) | 2024-09-01T04:00:00+00:00 | [9 empty] | ITC | [23 empty] | J2069 |  |  | DPP-2021 | East (ITC) | Phase 1 | Network Resource Interconnection Service (NRIS) | 100 | 100 | Not Started | 100 | 100 | 0 | 0
MISO |  |  |  | 2021-10-18T04:00:00+00:00 | Active |  | Photovoltaic |  |  |  | Solar | [16 empty] | St. Croix | WI |  |  | Three Lakes - Pine Lake 115 kV | 2024-09-30T04:00:00+00:00 | [9 empty] | NORTHERN STATES POWER COMPANY | [23 empty] | J2070 |  |  | DPP-2021 | West | Study Not Started | Network Resource Interconnection Service (NRIS) | 100 | 100 | Not Started | 100 | 100 | 0 | 0
MISO |  |  |  | 2021-09-14T04:00:00+00:00 | Active |  | Photovoltaic |  |  |  | Solar | [16 empty] | Hardin | TX |  |  | Rye Co - Cypress 138kV | 2024-10-31T04:00:00+00:00 | [9 empty] | ENTERGY TEXAS, INC. | [23 empty] | J2071 |  |  | DPP-2021 | South | Phase 1 | Network Resource Interconnection Service (NRIS) | 198 | 198 | Not Started | 198 | 0 | 0 | 0
MISO |  |  |  | 2021-08-23T04:00:00+00:00 | Active |  | Solar/Battery |  |  |  | Hybrid | [16 empty] | Grant | AR |  |  | Woodward 115kV - H.S. EHV 115 kV | 2024-10-30T04:00:00+00:00 | [9 empty] | ENTERGY ARKANSAS, LLC | [23 empty] | J2072 |  |  | DPP-2021 | South | Phase 1 | Network Resource Interconnection Service (NRIS) | 100 | 100 | Not Started | 100 | 100 | 0 | 0
MISO |  |  |  | 2021-11-29T05:00:00+00:00 | Active |  | Solar/Battery |  |  |  | Hybrid | [16 empty] | Ohio | KY |  |  | 345 kV Wilson Substation | 2024-10-15T04:00:00+00:00 | [9 empty] | BIG RIVERS ELECTRIC CORPORATION | [23 empty] | J2073 |  |  | DPP-2021 | Central | Phase 1 | Network Resource Interconnection Service (NRIS) | 91.53 | 91.53 | Not Started | 0 | 0 | 0 | 0
MISO |  |  |  | 2021-10-18T04:00:00+00:00 | Active |  | Battery Storage |  |  |  | Battery Storage | [16 empty] | Outagamie | WI |  |  | Werner West 138 kV | 2024-09-30T04:00:00+00:00 | [9 empty] | AMERICAN TRANSMISSION COMPANY | [23 empty] | J2074 |  |  | DPP-2021 | East (ATC) | Phase 1 | Network Resource Interconnection Service (NRIS) | 100 | 100 | Not Started | 75 | 75 | 0 | 0
MISO |  |  |  | 2021-08-27T04:00:00+00:00 | Active |  | Photovoltaic |  |  |  | Solar | [16 empty] | Liberty | TX |  |  | China (Bus# 334204) to Sheco Batiste Creek (Bus# 334240) | 2024-10-04T04:00:00+00:00 | [9 empty] | ENTERGY TEXAS, INC. | [23 empty] | J2075 |  |  | DPP-2021 | South | Phase 1 | Network Resource Interconnection Service (NRIS) | 200 | 200 | Not Started | 200 | 200 | 0 | 0
MISO |  |  |  | 2021-08-09T04:00:00+00:00 | Withdrawn |  | Solar/Battery |  |  |  | Hybrid | [16 empty] | San Jacinto | TX |  |  | COLEY CREEK to PELICAN ROAD 138 kV | 2024-08-01T04:00:00+00:00 | [9 empty] | ENTERGY TEXAS, INC. | [23 empty] | J2076 |  |  | DPP-2021 | South |  | Network Resource Interconnection Service (NRIS) | 225 | 225 |  | 0 | 0 | 0 | 0
MISO |  |  |  | 2021-12-10T05:00:00+00:00 | Withdrawn |  | Photovoltaic |  |  |  | Solar | [16 empty] | Livingston | LA |  |  | Independence (6INDEPD) | 2024-04-30T04:00:00+00:00 | [9 empty] | ENTERGY LOUISIANA, LLC | [23 empty] | J2077 | 2023-10-25T04:00:00+00:00 |  | DPP-2021 | South | Phase 1 | Network Resource Interconnection Service (NRIS) | 150 | 150 | Not Started | 0 | 0 | 0 | 0
MISO |  |  |  | 2021-08-13T04:00:00+00:00 | Active |  | Photovoltaic |  |  |  | Solar | [16 empty] | Story | IA |  |  | Fernald Substation | 2025-06-30T04:00:00+00:00 | [9 empty] | ITC MIDWEST | [23 empty] | J2078 |  |  | DPP-2021 | West | Study Not Started | Network Resource Interconnection Service (NRIS) | 200 | 200 | Not Started | 200 | 200 | 0 | 0
MISO |  |  |  | 2021-08-06T04:00:00+00:00 | Active |  | Wind Turbine |  |  |  | Wind | [16 empty] | Hancock | IA |  |  | Lime Creek 161 kV | 2024-10-31T04:00:00+00:00 | [9 empty] | ITC MIDWEST | [23 empty] | J2079 |  |  | DPP-2021 | West | Study Not Started |  | 150 | 150 | Not Started | 0 | 150 | 0 | 0
MISO |  |  |  | 2021-08-12T04:00:00+00:00 | Active |  | Wind Turbine |  |  |  | Wind | [16 empty] | Oliver | ND |  |  | Square Butte East 230 kV | 2024-05-01T04:00:00+00:00 | [9 empty] | MINNESOTA POWER INC. | [23 empty] | J2080 |  |  | DPP-2021 | West | Study Not Started | Network Resource Interconnection Service (NRIS) | 200 | 200 | Not Started | 200 | 200 | 0 | 0
MISO |  |  |  | 2021-08-25T04:00:00+00:00 | Active |  | Steam Turbine (including Nuclear, Geothermal and Solar Steam) |  |  |  | Coal | [16 empty] | Mississippi | AR |  |  | Sans Souci 500kV | 2024-10-01T04:00:00+00:00 | [9 empty] | ENTERGY ARKANSAS, LLC | [23 empty] | J2081 |  |  | DPP-2021 | South | Phase 1 |  | 20 | 20 | Not Started | 15 | 15 | 0 | 0
MISO |  |  |  | 2021-09-02T04:00:00+00:00 | Active |  | Photovoltaic |  |  |  | Solar | [16 empty] | Rapides | LA |  |  | Shady Oaks (Bus# 500780) to Coughlin (Bus# 500230) | 2024-10-04T04:00:00+00:00 | [9 empty] | CLECO POWER LLC | [23 empty] | J2082 |  |  | DPP-2021 | South | Phase 1 | Network Resource Interconnection Service (NRIS) | 50 | 50 | Not Started | 50 | 50 | 0 | 0
MISO |  |  |  | 2021-12-21T05:00:00+00:00 | Withdrawn |  | Photovoltaic |  |  |  | Solar | [16 empty] | Allen | LA |  |  | Caney | 2024-10-31T04:00:00+00:00 | [9 empty] | CLECO POWER LLC | [23 empty] | J2083 | 2023-11-10T05:00:00+00:00 |  | DPP-2021 | South | Phase 1 | Network Resource Interconnection Service (NRIS) | 200 | 200 | Not Started | 0 | 0 | 0 | 0
MISO |  |  |  | 2021-11-01T04:00:00+00:00 | Active |  | Photovoltaic |  |  |  | Solar | [16 empty] | Emmons | ND |  |  | Linton NW (not in power flow case yet) | 2024-11-01T04:00:00+00:00 | [9 empty] | MONTANA-DAKOTA UTILITIES CO. | [23 empty] | J2084 |  |  | DPP-2021 | West | Study Not Started | Network Resource Interconnection Service (NRIS) | 45 | 45 | Not Started | 45 | 45 | 0 | 0
MISO |  |  |  | 2021-11-01T04:00:00+00:00 | Active |  | Photovoltaic |  |  |  | Solar | [16 empty] | Emmons | ND |  |  | Linton NW 115 kV (radial to Wishek 115 kV) | 2024-11-01T04:00:00+00:00 | [9 empty] | MONTANA-DAKOTA UTILITIES CO. | [23 empty] | J2085 |  |  | DPP-2021 | West | Study Not Started | Network Resource Interconnection Service (NRIS) | 40 | 40 | Not Started | 40 | 40 | 0 | 0
MISO |  |  |  | 2021-08-09T04:00:00+00:00 | Active |  | Photovoltaic |  |  |  | Solar | [16 empty] | Barnes | ND |  |  | Buffalo 345 kV | 2025-03-31T04:00:00+00:00 | [9 empty] | OTTER TAIL POWER COMPANY | [23 empty] | J2086 |  |  | DPP-2021 | West | Study Not Started | Network Resource Interconnection Service (NRIS) | 500 | 500 | Not Started | 500 | 500 | 0 | 0
MISO |  |  |  | 2021-07-19T04:00:00+00:00 | Active |  | Photovoltaic |  |  |  | Solar | [16 empty] | Renville | MN |  |  | Franklin 115kV | 2024-11-30T05:00:00+00:00 | [9 empty] | NORTHERN STATES POWER COMPANY | [23 empty] | J2087 |  |  | DPP-2021 | West | Study Not Started | Network Resource Interconnection Service (NRIS) | 125 | 125 | Not Started | 125 | 125 | 0 | 0
MISO |  |  |  | 2022-07-13T04:00:00+00:00 | Active |  | Photovoltaic |  |  |  | Solar | [16 empty] | Lee | AR |  |  | WEST MEMPHIS EHV - KEO EHV 500 kV (854.0) | 2024-10-31T04:00:00+00:00 | [9 empty] | ENTERGY ARKANSAS, LLC | [23 empty] | J2088 |  |  | DPP-2021 | South | Phase 1 | Network Resource Interconnection Service (NRIS) | 400 | 400 | Not Started | 400 | 400 | 0 | 0
MISO |  |  |  | 2021-11-23T05:00:00+00:00 | Active |  | Photovoltaic |  |  |  | Solar | [16 empty] | Mississippi | AR |  |  | Line tap DELL to Manilla AECC 161 kV | 2024-10-31T04:00:00+00:00 | [9 empty] | ENTERGY ARKANSAS, LLC | [23 empty] | J2089 |  |  | DPP-2021 | South | Phase 1 | Network Resource Interconnection Service (NRIS) | 200 | 200 | Not Started | 200 | 200 | 0 | 0
MISO |  |  |  | 2022-07-13T04:00:00+00:00 | Withdrawn |  | Photovoltaic |  |  |  | Solar | [16 empty] | Crittenden | AR |  |  | 161 kV Parkin to Kuhn RoadLine Tap | 2026-10-31T04:00:00+00:00 | [9 empty] | ENTERGY ARKANSAS, LLC | [23 empty] | J2090 | 2023-11-07T05:00:00+00:00 |  | DPP-2021 | South | Phase 1 | Network Resource Interconnection Service (NRIS) | 300 | 300 | Not Started | 0 | 0 | 0 | 0
MISO |  |  |  | 2022-01-11T05:00:00+00:00 | Active |  | Battery Storage |  |  |  | Battery Storage | [16 empty] | DeSoto | MS |  |  | TWINKLETOWN 230 KV | 2025-02-22T05:00:00+00:00 | [9 empty] | ENTERGY MISSISSIPPI, LLC. | [23 empty] | J2091 |  |  | DPP-2021 | South | Phase 1 | Network Resource Interconnection Service (NRIS) | 250 | 250 | Not Started | 250 | 250 | 0 | 0
MISO |  |  |  | 2021-08-12T04:00:00+00:00 | Withdrawn |  | Wind Turbine |  |  |  | Wind | [16 empty] | Wright | MN |  |  | Dickinson Sub | 2025-10-31T04:00:00+00:00 | [9 empty] | GREAT RIVER ENERGY | [23 empty] | J2092 | 2023-10-10T04:00:00+00:00 |  | DPP-2021 | West | Study Not Started | Network Resource Interconnection Service (NRIS) | 100 | 100 | Not Started | 0 | 0 | 0 | 0
MISO |  |  |  | 2021-12-21T05:00:00+00:00 | Active |  | Photovoltaic |  |  |  | Solar | [16 empty] | Crittenden | AR |  |  | West Memphis to Hughes 161 kV Line Tap | 2024-10-31T04:00:00+00:00 | [9 empty] | ENTERGY ARKANSAS, LLC | [23 empty] | J2093 |  |  | DPP-2021 | South | Phase 1 | Network Resource Interconnection Service (NRIS) | 144 | 144 | Not Started | 144 | 0 | 0 | 0
MISO |  |  |  | 2021-08-03T04:00:00+00:00 | Withdrawn |  | Battery Storage |  |  |  | Battery Storage | [16 empty] | Sargent | ND |  |  | Forman 230 kV Substation | 2022-11-30T05:00:00+00:00 | [9 empty] | OTTER TAIL POWER COMPANY | [23 empty] | J2094 | 2023-10-10T04:00:00+00:00 |  | DPP-2021 | West | Study Not Started | Network Resource Interconnection Service (NRIS) | 100 | 100 | Not Started | 0 | 0 | 0 | 0
MISO |  |  |  | 2021-08-26T04:00:00+00:00 | Withdrawn |  | Battery Storage |  |  |  | Battery Storage | [16 empty] | Tama | IA |  |  | Belle Plaine Junction to Toledo Transmission | 2024-04-15T04:00:00+00:00 | [9 empty] | ITC MIDWEST | [23 empty] | J2095 | 2023-10-10T04:00:00+00:00 |  | DPP-2021 | West | Study Not Started | Network Resource Interconnection Service (NRIS) | 212 | 212 | Not Started | 0 | 0 | 0 | 0
MISO |  |  |  | 2021-08-16T04:00:00+00:00 | Withdrawn |  | Photovoltaic |  |  |  | Solar | [16 empty] | Terrebonne | LA |  |  | Schriever 230 kV Substation | 2024-10-31T04:00:00+00:00 | [9 empty] | ENTERGY LOUISIANA, LLC | [23 empty] | J2096 |  |  | DPP-2021 | South |  | Energy Resource Interconnection Service (ERIS) | 180 | 180 |  | 0 | 0 | 0 | 0
MISO |  |  |  | 2021-08-25T04:00:00+00:00 | Active |  | Wind Turbine |  |  |  | Wind | [16 empty] | Morton | ND |  |  | Tri-County 230 kV Substation | 2025-05-01T04:00:00+00:00 | [9 empty] | MINNESOTA POWER INC. | [23 empty] | J2097 |  |  | DPP-2021 | West | Study Not Started | Network Resource Interconnection Service (NRIS) | 100 | 100 | Not Started | 100 | 100 | 0 | 0
MISO |  |  |  | 2021-08-22T04:00:00+00:00 | Active |  | Photovoltaic |  |  |  | Solar | [16 empty] | Calhoun | MI |  |  | Oneida - Majestic 345 kV | 2025-03-31T04:00:00+00:00 | [9 empty] | ITC | [23 empty] | J2098 |  |  | DPP-2021 | East (ITC) | Phase 1 | Network Resource Interconnection Service (NRIS) | 500 | 500 | Not Started | 309 | 309 | 0 | 0
MISO |  |  |  | 2022-06-22T04:00:00+00:00 | Active |  | Photovoltaic |  |  |  | Solar | [16 empty] | Portage | WI |  |  | Rocky Run to Werner West 345 kV | 2024-10-01T04:00:00+00:00 | [9 empty] | AMERICAN TRANSMISSION COMPANY | [23 empty] | J2099 |  |  | DPP-2021 | East (ATC) | Phase 1 | Network Resource Interconnection Service (NRIS) | 399.03 | 399.03 | Not Started | 399.03 | 399.03 | 0 | 0
MISO |  |  |  | 2021-08-13T04:00:00+00:00 | Active |  | Battery Storage |  |  |  | Battery Storage | [16 empty] | Van Buren | MI |  |  | Palisades | 2024-09-30T04:00:00+00:00 | [9 empty] | METC | [23 empty] | J2100 |  |  | DPP-2021 | East (ITC) | Phase 1 | Network Resource Interconnection Service (NRIS) | 250 | 250 | Not Started | 250 | 250 | 0 | 0
MISO |  |  |  | 2021-08-06T04:00:00+00:00 | Active |  | Battery Storage |  |  |  | Battery Storage | [16 empty] | Morton | ND |  |  | Mandan 230 kV | 2024-10-30T04:00:00+00:00 | [9 empty] | MONTANA-DAKOTA UTILITIES CO. | [23 empty] | J2101 |  |  | DPP-2021 | West | Study Not Started | Network Resource Interconnection Service (NRIS) | 100 | 100 | Not Started | 100 | 100 | 0 | 0
MISO |  |  |  | 2021-08-17T04:00:00+00:00 | Active |  | Battery Storage |  |  |  | Battery Storage | [16 empty] | Buffalo | WI |  |  | Alma | 2024-10-30T04:00:00+00:00 | [9 empty] | DAIRYLAND POWER COOPERATIVE | [23 empty] | J2102 |  |  | DPP-2021 | West | Study Not Started | Network Resource Interconnection Service (NRIS) | 150 | 150 | Not Started | 150 | 150 | 0 | 0
MISO |  |  |  | 2021-09-01T04:00:00+00:00 | Withdrawn |  | Photovoltaic |  |  |  | Solar | [16 empty] | Jasper | TX |  |  | Buna SW to Call Transmission Line | 2024-10-04T04:00:00+00:00 | [9 empty] | ENTERGY TEXAS, INC. | [23 empty] | J2103 | 2021-12-03T05:00:00+00:00 |  | DPP-2021 | South |  | Network Resource Interconnection Service (NRIS) | 100 | 100 |  | 0 | 0 | 0 | 0
MISO |  |  |  | 2021-08-04T04:00:00+00:00 | Active |  | Wind Turbine |  |  |  | Wind | [16 empty] | Murray | MN |  |  | Lyon County 345 kV - Cedar Mountain 345 kV | 2024-09-01T04:00:00+00:00 | [9 empty] | NORTHERN STATES POWER COMPANY | [23 empty] | J2104 |  |  | DPP-2021 | West | Study Not Started | Network Resource Interconnection Service (NRIS) | 550 | 550 | Not Started | 230 | 230 | 0 | 0
MISO |  |  |  | 2021-08-26T04:00:00+00:00 | Withdrawn |  | Battery Storage |  |  |  | Battery Storage | [16 empty] | Franklin | IA |  |  | Killdeer 345 kV Substation | 2024-04-15T04:00:00+00:00 | [9 empty] | ITC MIDWEST | [23 empty] | J2105 | 2023-10-10T04:00:00+00:00 |  | DPP-2021 | West | Study Not Started | Network Resource Interconnection Service (NRIS) | 200 | 200 | Not Started | 0 | 0 | 0 | 0
MISO |  |  |  | 2021-08-03T04:00:00+00:00 | Active |  | Wind Turbine |  |  |  | Wind | [16 empty] | Story | IA |  |  | Story County 161 kV | 2024-10-31T04:00:00+00:00 | [9 empty] | ITC MIDWEST | [23 empty] | J2106 |  |  | DPP-2021 | West | Study Not Started |  | 150 | 150 | Not Started | 0 | 150 | 0 | 0
MISO |  |  |  | 2022-06-22T04:00:00+00:00 | Active |  | Photovoltaic |  |  |  | Solar | [16 empty] | Portage | WI |  |  | Rocky Run to Werner West 345 kV line | 2024-10-01T04:00:00+00:00 | [9 empty] | AMERICAN TRANSMISSION COMPANY | [23 empty] | J2107 |  |  | DPP-2021 | East (ATC) | Phase 1 | Network Resource Interconnection Service (NRIS) | 399.03 | 399.03 | Not Started | 399.03 | 399.03 | 0 | 0
MISO |  |  |  | 2021-08-09T04:00:00+00:00 | Withdrawn |  | Photovoltaic |  |  |  | Solar | [16 empty] | Johnson | IA |  |  | IC ENRON - SUB JIC 161 kV | 2024-11-01T04:00:00+00:00 | [9 empty] | MIDAMERICAN ENERGY CO. | [23 empty] | J2108 | 2023-10-10T04:00:00+00:00 |  | DPP-2021 | West | Study Not Started | Network Resource Interconnection Service (NRIS) | 150 | 150 | Not Started | 0 | 0 | 0 | 0
MISO |  |  |  | 2021-08-25T04:00:00+00:00 | Withdrawn |  | Battery Storage |  |  |  | Battery Storage | [16 empty] | St. James | LA |  |  | Vacherie 230 kV | 2025-10-01T04:00:00+00:00 | [9 empty] | ENTERGY LOUISIANA, LLC | [23 empty] | J2109 | 2023-10-25T04:00:00+00:00 |  | DPP-2021 | South | Phase 1 | Network Resource Interconnection Service (NRIS) | 25 | 25 | Not Started | 0 | 0 | 0 | 0
MISO |  |  |  | 2021-08-25T04:00:00+00:00 | Withdrawn |  | Photovoltaic |  |  |  | Solar | [16 empty] | Crittenden | AR |  |  | Gilmore 161kV | 2025-09-16T04:00:00+00:00 | [9 empty] | ENTERGY ARKANSAS, LLC | [23 empty] | J2110 |  |  | DPP-2021 | South |  | Energy Resource Interconnection Service (ERIS) | 100 | 100 |  | 0 | 0 | 0 | 0
MISO |  |  |  | 2021-08-25T04:00:00+00:00 | Withdrawn |  | Photovoltaic |  |  |  | Solar | [16 empty] | Crittenden | AR |  |  | Marion to Marked Tree 161kV | 2025-09-16T04:00:00+00:00 | [9 empty] | ENTERGY ARKANSAS, LLC | [23 empty] | J2111 |  |  | DPP-2021 | South |  | Energy Resource Interconnection Service (ERIS) | 100 | 100 |  | 0 | 0 | 0 | 0
MISO |  |  |  | 2021-12-01T05:00:00+00:00 | Active |  | Photovoltaic |  |  |  | Solar | [16 empty] | Hardin | TX |  |  | Warren to Kountze 138 kV | 2024-08-01T04:00:00+00:00 | [9 empty] | ENTERGY TEXAS, INC. | [23 empty] | J2112 |  |  | DPP-2021 | South | Phase 1 | Network Resource Interconnection Service (NRIS) | 115 | 115 | Not Started | 115 | 0 | 0 | 0
MISO |  |  |  | 2021-08-12T04:00:00+00:00 | Active |  | Photovoltaic |  |  |  | Solar | [16 empty] | Daviess | KY |  |  | Reid - Daviess Co 161 kV | 2024-10-30T04:00:00+00:00 | [9 empty] | BIG RIVERS ELECTRIC CORPORATION | [23 empty] | J2113 |  |  | DPP-2021 | Central | Phase 1 | Network Resource Interconnection Service (NRIS) | 200 | 200 | Not Started | 0 | 0 | 0 | 0
MISO |  |  |  | 2021-12-01T05:00:00+00:00 | Active |  | Solar/Battery |  |  |  | Hybrid | [16 empty] | Tyler | TX |  |  | DOUCETTE to DEER 138 kV | 2024-08-01T04:00:00+00:00 | [9 empty] | ENTERGY TEXAS, INC. | [23 empty] | J2114 |  |  | DPP-2021 | South | Phase 1 | Network Resource Interconnection Service (NRIS) | 140 | 140 | Not Started | 140 | 0 | 0 | 0
MISO |  |  |  | 2021-08-20T04:00:00+00:00 | Active |  | Wind Turbine |  |  |  | Wind | [16 empty] | Macon | IL |  |  | Faraday 138kV | 2024-09-16T04:00:00+00:00 | [9 empty] | AMEREN ILLINOIS | [23 empty] | J2115 |  |  | DPP-2021 | Central | Phase 1 | Network Resource Interconnection Service (NRIS) | 98.3 | 98.3 | Not Started | 0 | 0 | 0 | 0
MISO |  |  |  | 2023-12-08T05:00:00+00:00 | Active |  | Piston (Engine), Internal Combustion (Diesel) |  |  |  | Diesel | [16 empty] | Cook | MN |  |  | Colvill | 2022-09-01T04:00:00+00:00 | [9 empty] | GREAT RIVER ENERGY | [23 empty] | J2116 |  |  | DPP-2021 | West | Study Not Started |  | 18 | 18 | Not Started | 0 | 18 | 0 | 0
MISO |  |  |  | 2022-04-05T04:00:00+00:00 | Active |  | Battery Storage |  |  |  | Battery Storage | [16 empty] | Wood | WI |  |  | ACEC Badger West - Saratoga 138 kV | 2023-08-01T04:00:00+00:00 | [9 empty] | AMERICAN TRANSMISSION COMPANY | [23 empty] | J2117 |  |  | DPP-2021 | East (ATC) | Phase 1 | Network Resource Interconnection Service (NRIS) | 0 | 0 | Not Started | 0 | 0 | 0 | 0
MISO |  |  |  | 2021-09-29T04:00:00+00:00 | Withdrawn |  | Solar/Battery |  |  |  | Hybrid | [16 empty] | Monroe | MI |  |  | Whiting - Morocco 138kV | 2025-10-01T04:00:00+00:00 | [9 empty] | METC | [23 empty] | J2118 | 2023-09-06T04:00:00+00:00 |  | DPP-2021 | East (ITC) | Phase 1 | Network Resource Interconnection Service (NRIS) | 125 | 125 | Not Started | 0 | 0 | 0 | 0
MISO |  |  |  | 2022-01-18T05:00:00+00:00 | Active |  | Solar/Battery |  |  |  | Solar | [16 empty] | Hillsdale | MI |  |  | Other_ | 2025-11-30T05:00:00+00:00 | [9 empty] | ITC | [23 empty] | J2119 |  |  | DPP-2021 | East (ITC) | Phase 1 | Network Resource Interconnection Service (NRIS) | 50 | 50 | Not Started | 30 | 12.6 | 0 | 0
MISO |  |  |  | 2021-08-04T04:00:00+00:00 | Active |  | Battery Storage |  |  |  | Battery Storage | [16 empty] | Linn | IA |  |  | Fairfax 161 kV | 2025-06-30T04:00:00+00:00 | [9 empty] | ITC MIDWEST | [23 empty] | J2120 |  |  | DPP-2021 | West | Study Not Started | Network Resource Interconnection Service (NRIS) | 100 | 100 | Not Started | 100 | 100 | 0 | 0
MISO |  |  |  | 2021-08-06T04:00:00+00:00 | Active |  | Photovoltaic |  |  |  | Solar | [16 empty] | Callaway | MO |  |  | McCredie - Overton 345 kV | 2024-10-30T04:00:00+00:00 | [9 empty] | AMEREN MISSOURI | [23 empty] | J2121 |  |  | DPP-2021 | Central | Phase 1 | Network Resource Interconnection Service (NRIS) | 100 | 100 | Not Started | 0 | 0 | 0 | 0
MISO |  |  |  | 2021-08-04T04:00:00+00:00 | Active |  | Wind Turbine |  |  |  | Wind | [16 empty] | Franklin | IA |  |  | Nuthatch Switching Substation | 2024-06-30T04:00:00+00:00 | [9 empty] | ITC MIDWEST | [23 empty] | J2122 |  |  | DPP-2021 | West | Study Not Started |  | 33 | 33 | Not Started | 33 | 33 | 0 | 0
MISO |  |  |  | 2021-09-01T04:00:00+00:00 | Active |  | Battery Storage |  |  |  | Battery Storage | [16 empty] | Dubois | IN |  |  | Duff 138KV | 2024-08-01T04:00:00+00:00 | [9 empty] | Southern Indiana Gas & Electric Company d/b/a Centerpoint Energy Indiana South | [23 empty] | J2123 |  |  | DPP-2021 | Central | Phase 1 | Network Resource Interconnection Service (NRIS) | 50 | 50 | Not Started | 0 | 0 | 0 | 0
MISO |  |  |  | 2021-08-06T04:00:00+00:00 | Active |  | Battery Storage |  |  |  | Battery Storage | [16 empty] | Champaign | IL |  |  | Rising 345 kV Bus 1 | 2022-12-02T05:00:00+00:00 | [9 empty] | AMEREN TRANSMISSION COMPANY OF ILLINOIS | [23 empty] | J2124 |  |  | DPP-2021 | Central | Phase 1 | Network Resource Interconnection Service (NRIS) | 100 | 100 | Not Started | 0 | 0 | 0 | 0
MISO |  |  |  | 2021-08-21T04:00:00+00:00 | Withdrawn |  | Photovoltaic |  |  |  | Solar | [16 empty] | Clay | IL |  |  | Xenia to W Mt Vernon 345 kV | 2024-04-15T04:00:00+00:00 | [9 empty] | AMEREN TRANSMISSION COMPANY OF ILLINOIS | [23 empty] | J2125 |  |  | DPP-2021 | Central |  | Network Resource Interconnection Service (NRIS) | 100 | 100 |  | 0 | 0 | 0 | 0
MISO |  |  |  | 2021-08-25T04:00:00+00:00 | Withdrawn |  | Solar/Battery |  |  |  | Hybrid | [16 empty] | Lonoke | AR |  |  | Garner SS to Seracy Price 115kV line | 2024-04-15T04:00:00+00:00 | [9 empty] | ENTERGY ARKANSAS, LLC | [23 empty] | J2126 |  |  | DPP-2021 | South |  | Network Resource Interconnection Service (NRIS) | 100 | 100 |  | 0 | 0 | 0 | 0
MISO |  |  |  | 2021-08-23T04:00:00+00:00 | Active |  | Solar/Battery |  |  |  | Hybrid | [16 empty] | Jefferson Davis | MS |  |  | Silver Creek 115kV | 2024-04-15T04:00:00+00:00 | [9 empty] | COOPERATIVE ENERGY | [23 empty] | J2127 |  |  | DPP-2021 | South | Phase 1 | Network Resource Interconnection Service (NRIS) | 172.5 | 172.5 | Not Started | 172.5 | 172.5 | 0 | 0
MISO |  |  |  | 2021-08-13T04:00:00+00:00 | Active |  | Wind/Battery |  |  |  | Hybrid | [16 empty] | Coles | IL |  |  | Farady to Kansas 345 kV | 2024-08-31T04:00:00+00:00 | [9 empty] | AMEREN ILLINOIS | [23 empty] | J2128 |  |  | DPP-2021 | Central | Phase 1 | Network Resource Interconnection Service (NRIS) | 300 | 300 | Not Started | 0 | 0 | 0 | 0
MISO |  |  |  | 2021-08-26T04:00:00+00:00 | Active |  | Solar/Battery |  |  |  | Hybrid | [16 empty] | Barry | MI |  |  | Bradley 138 kV Substation | 2024-04-15T04:00:00+00:00 | [9 empty] | WOLVERINE POWER SUPPLY COOPERATIVE | [23 empty] | J2129 |  |  | DPP-2021 | East (ITC) | Phase 1 | Network Resource Interconnection Service (NRIS) | 150 | 150 | Not Started | 100 | 100 | 0 | 0
MISO |  |  |  | 2022-03-25T04:00:00+00:00 | Active |  | Photovoltaic |  |  |  | Solar | [16 empty] | Vermillion | IN |  |  | Clinton 230kV | 2024-04-15T04:00:00+00:00 | [9 empty] | DUKE ENERGY INDIANA, LLC | [23 empty] | J2130 |  |  | DPP-2021 | Central | Phase 1 | Network Resource Interconnection Service (NRIS) | 180 | 180 | Not Started | 0 | 0 | 0 | 0
MISO |  |  |  | 2021-08-16T04:00:00+00:00 | Active |  | Photovoltaic |  |  |  | Solar | [16 empty] | Jasper | IL |  |  | Newton 345 kV | 2024-04-15T04:00:00+00:00 | [9 empty] | AMEREN ILLINOIS | [23 empty] | J2131 |  |  | DPP-2021 | Central | Phase 1 | Network Resource Interconnection Service (NRIS) | 150 | 150 | Not Started | 0 | 0 | 0 | 0
MISO |  |  |  | 2022-10-31T04:00:00+00:00 | Active |  | Wind Turbine |  |  |  | Wind | [16 empty] | Vermillion | IN |  |  | Cayuga 230 kV | 2024-04-15T04:00:00+00:00 | [9 empty] | DUKE ENERGY INDIANA, LLC | [23 empty] | J2132 |  |  | DPP-2021 | Central |  | Network Resource Interconnection Service (NRIS) | 300 | 300 |  | 0 | 0 | 0 | 0
MISO |  |  |  | 2021-08-26T04:00:00+00:00 | Active |  | Solar/Battery |  |  |  | Hybrid | [16 empty] | White | AR |  |  | Garner 115 kV Substation | 2024-04-15T04:00:00+00:00 | [9 empty] | ENTERGY ARKANSAS, LLC | [23 empty] | J2133 |  |  | DPP-2021 | South | Phase 1 | Network Resource Interconnection Service (NRIS) | 100 | 100 | Not Started | 100 | 100 | 0 | 0
MISO |  |  |  | 2021-11-30T05:00:00+00:00 | Active |  | Photovoltaic |  |  |  | Solar | [16 empty] | Pulaski | AR |  |  | White Bluff EHV - Wrightsville 115 kV line | 2024-10-31T04:00:00+00:00 | [9 empty] | ENTERGY ARKANSAS, LLC | [23 empty] | J2134 |  |  | DPP-2021 | South | Phase 1 | Network Resource Interconnection Service (NRIS) | 200 | 200 | Not Started | 195 | 195 | 0 | 0
MISO |  |  |  | 2021-08-11T04:00:00+00:00 | Active |  | Photovoltaic |  |  |  | Solar | [16 empty] | Evangeline | LA |  |  | Ville Platte - West Fork 230kV | 2024-11-30T05:00:00+00:00 | [9 empty] | CLECO POWER LLC | [23 empty] | J2135 |  |  | DPP-2021 | South | Phase 1 | Network Resource Interconnection Service (NRIS) | 200 | 200 | Not Started | 200 | 0 | 0 | 0
MISO |  |  |  | 2022-03-23T04:00:00+00:00 | Active |  | Photovoltaic |  |  |  | Solar | [16 empty] | Iroquois | IL |  |  | Gilman substation 138 kV | 2024-09-01T04:00:00+00:00 | [9 empty] | AMEREN ILLINOIS | [23 empty] | J2136 |  |  | DPP-2021 | Central | Phase 1 | Network Resource Interconnection Service (NRIS) | 190.9 | 190.9 | Not Started | 0 | 0 | 0 | 0
MISO |  |  |  | 2021-10-26T04:00:00+00:00 | Withdrawn |  | Solar/Battery |  |  |  | Hybrid | [16 empty] | Ohio | KY |  |  | 345 kV Wilson Substation | 2024-10-15T04:00:00+00:00 | [9 empty] | BIG RIVERS ELECTRIC CORPORATION | [23 empty] | J2137 |  |  | DPP-2021 | Central |  | Network Resource Interconnection Service (NRIS) | 78.23 | 78.23 |  | 0 | 0 | 0 | 0
MISO |  |  |  | 2021-09-14T04:00:00+00:00 | Active |  | Battery Storage |  |  |  | Battery Storage | [16 empty] | Hardin | TX |  |  | Rye Co - Cypress 138kV | 2024-10-31T04:00:00+00:00 | [9 empty] | ENTERGY TEXAS, INC. | [23 empty] | J2138 |  |  | DPP-2021 | South | Phase 1 | Network Resource Interconnection Service (NRIS) | 0 | 0 | Not Started | 0 | 0 | 0 | 0
MISO |  |  |  | 2021-09-02T04:00:00+00:00 | Active |  | Solar/Battery |  |  |  | Hybrid | [16 empty] | Livingston | MI |  |  | 345kV Blackfoot-Madrid Line | 2024-09-01T04:00:00+00:00 | [9 empty] | ITC | [23 empty] | J2139 |  |  | DPP-2021 | East (ITC) | Phase 1 | Network Resource Interconnection Service (NRIS) | 250 | 250 | Not Started | 250 | 250 | 0 | 0
MISO |  |  |  | 2021-09-14T04:00:00+00:00 | Withdrawn |  | Battery Storage |  |  |  | Battery Storage | [16 empty] | Monroe | AR |  |  | Brinkley East to Clarendon 115 kV | 2024-10-31T04:00:00+00:00 | [9 empty] | ENTERGY ARKANSAS, LLC | [23 empty] | J2140 | 2023-10-25T04:00:00+00:00 |  | DPP-2021 | South | Phase 1 | Network Resource Interconnection Service (NRIS) | 0 | 0 | Not Started | 0 | 0 | 0 | 0
MISO |  |  |  | 2021-09-14T04:00:00+00:00 | Withdrawn |  | Photovoltaic |  |  |  | Solar | [16 empty] | Monroe | AR |  |  | Brinkley East to Clarendon 115 kV | 2024-10-31T04:00:00+00:00 | [9 empty] | ENTERGY ARKANSAS, LLC | [23 empty] | J2141 | 2023-10-25T04:00:00+00:00 |  | DPP-2021 | South | Phase 1 | Network Resource Interconnection Service (NRIS) | 100 | 100 | Not Started | 0 | 0 | 0 | 0
MISO |  |  |  | 2021-11-03T04:00:00+00:00 | Active |  | Solar/Battery |  |  |  | Hybrid | [16 empty] | Adair | MO |  |  | Maywood - Zachary 345 kV line | 2024-08-01T04:00:00+00:00 | [9 empty] | AMEREN MISSOURI | [23 empty] | J2142 |  |  | DPP-2021 | Central | Phase 1 | Network Resource Interconnection Service (NRIS) | 150 | 150 | Not Started | 0 | 0 | 0 | 0
MISO |  |  |  | 2021-10-15T04:00:00+00:00 | Active |  | Photovoltaic |  |  |  | Solar | [16 empty] | Chicot | AR |  |  | Lake Village Bagby 115 KV | 2025-02-15T05:00:00+00:00 | [9 empty] | ENTERGY ARKANSAS, LLC | [23 empty] | J2143 |  |  | DPP-2021 | South | Phase 1 | Network Resource Interconnection Service (NRIS) | 250 | 250 | Not Started | 250 | 0 | 0 | 0
MISO |  |  |  | 2021-09-02T04:00:00+00:00 | Withdrawn |  | Combustion Turbine (Simple Cycle) |  |  |  | Hybrid | [16 empty] | Jasper | IN |  |  | Schahfer 345 kV Sub | 2024-10-01T04:00:00+00:00 | [9 empty] | NORTHERN INDIANA PUBLIC SERVICE COMPANY LLC | [23 empty] | J2144 |  |  | DPP-2021 | Central |  | Network Resource Interconnection Service (NRIS) | 155.2 | 195 |  | 0 | 0 | 0 | 0
MISO |  |  |  | 2021-11-29T05:00:00+00:00 | Active |  | Solar/Battery |  |  |  | Hybrid | [16 empty] | Ohio | KY |  |  | 345 kV Wilson Substation | 2024-10-15T04:00:00+00:00 | [9 empty] | BIG RIVERS ELECTRIC CORPORATION | [23 empty] | J2145 |  |  | DPP-2021 | Central | Phase 1 | Network Resource Interconnection Service (NRIS) | 50 | 50 | Not Started | 0 | 0 | 0 | 0
MISO |  |  |  | 2021-11-30T05:00:00+00:00 | Active |  | Photovoltaic |  |  |  | Solar | [16 empty] | Hopkins | KY |  |  | Hopkins County 161kV Substation | 2024-11-30T05:00:00+00:00 | [9 empty] | BIG RIVERS ELECTRIC CORPORATION | [23 empty] | J2146 |  |  | DPP-2021 | Central | Phase 1 | Network Resource Interconnection Service (NRIS) | 45 | 45 | Not Started | 0 | 0 | 0 | 0
MISO |  |  |  | 2021-11-24T05:00:00+00:00 | Active |  | Photovoltaic |  |  |  | Solar | [16 empty] | Daviess | KY |  |  | Daviess County - Utica 69kV | 2024-11-30T05:00:00+00:00 | [9 empty] | BIG RIVERS ELECTRIC CORPORATION | [23 empty] | J2147 |  |  | DPP-2021 | Central | Phase 1 | Network Resource Interconnection Service (NRIS) | 56 | 56 | Not Started | 0 | 0 | 0 | 0
MISO |  |  |  | 2021-10-18T04:00:00+00:00 | Active |  | Photovoltaic |  |  |  | Solar | [16 empty] | Outagamie | WI |  |  | Werner West 138 kV | 2024-09-30T04:00:00+00:00 | [9 empty] | AMERICAN TRANSMISSION COMPANY | [23 empty] | J2148 |  |  | DPP-2021 | East (ATC) | Phase 1 | Network Resource Interconnection Service (NRIS) | 200 | 200 | Not Started | 150 | 150 | 0 | 0
MISO |  |  |  | 2021-11-30T05:00:00+00:00 | Active |  | Photovoltaic |  |  |  | Solar | [16 empty] | Saline | AR |  |  | White Bluff - Mabelvale 115 kV line | 2024-10-31T04:00:00+00:00 | [9 empty] | ENTERGY ARKANSAS, LLC | [23 empty] | J2149 |  |  | DPP-2021 | South | Phase 1 | Network Resource Interconnection Service (NRIS) | 240 | 240 | Not Started | 112 | 112 | 0 | 0
MISO |  |  |  | 2022-03-28T04:00:00+00:00 | Active |  | Photovoltaic |  |  |  | Solar | [16 empty] | Jefferson | IN |  |  | Madison 138 kV | 2024-09-30T04:00:00+00:00 | [9 empty] | DUKE ENERGY INDIANA, LLC | [23 empty] | J2150 |  |  | DPP-2021 | Central | Phase 1 | Network Resource Interconnection Service (NRIS) | 100 | 100 | Not Started | 0 | 0 | 0 | 0
MISO |  |  |  | 2021-08-12T04:00:00+00:00 | Active |  | Solar/Battery |  |  |  | Hybrid | [16 empty] | Saline | IL |  |  | Muddy to West Frankfort 138 kV line | 2025-08-01T04:00:00+00:00 | [9 empty] | AMEREN ILLINOIS | [23 empty] | J2151 |  |  | DPP-2021 | Central | Phase 1 | Network Resource Interconnection Service (NRIS) | 150 | 150 | Not Started | 0 | 0 | 0 | 0
MISO |  |  |  | 2023-11-30T05:00:00+00:00 | Active |  | Solar/Battery |  |  |  | Hybrid | [16 empty] | Tangipahoa | LA |  |  | INDEPENDENCE [LA] - HAMMOND 230.0kV | 2025-09-01T04:00:00+00:00 | [9 empty] | ENTERGY LOUISIANA, LLC | [23 empty] | J2152 |  |  | DPP-2021 | South | Phase 1 | Network Resource Interconnection Service (NRIS) | 120 | 120 | Not Started | 120 | 0 | 0 | 0
MISO |  |  |  | 2021-08-11T04:00:00+00:00 | Active |  | Solar/Battery |  |  |  | Hybrid | [16 empty] | Ashley | AR |  |  | Ashley County Switchyard | 2025-09-01T04:00:00+00:00 | [9 empty] | ENTERGY ARKANSAS, LLC | [23 empty] | J2153 |  |  | DPP-2021 | South | Phase 1 | Network Resource Interconnection Service (NRIS) | 200 | 200 | Not Started | 145 | 0 | 0 | 0
MISO |  |  |  | 2021-08-12T04:00:00+00:00 | Active |  | Solar/Battery |  |  |  | Hybrid | [16 empty] | Calcasieu | LA |  |  | Carlyss - Nelson 230kV | 2024-10-01T04:00:00+00:00 | [9 empty] | ENTERGY LOUISIANA, LLC | [23 empty] | J2154 |  |  | DPP-2021 | South | Phase 1 | Energy Resource Interconnection Service (ERIS) | 150 | 150 | Not Started | 150 | 0 | 0 | 0
MISO |  |  |  | 2022-03-28T04:00:00+00:00 | Active |  | Photovoltaic |  |  |  | Solar | [16 empty] | New Madrid | MO |  |  | Reelfoot - Sikeston 161 kV Line MTEP Project 19852 Facility ID 26201 | 2024-05-31T04:00:00+00:00 | [9 empty] | AMEREN MISSOURI | [23 empty] | J2155 |  |  | DPP-2021 | Central | Phase 1 | Network Resource Interconnection Service (NRIS) | 150 | 150 | Not Started | 0 | 0 | 0 | 0
MISO |  |  |  | 2022-06-28T04:00:00+00:00 | Active |  | Photovoltaic |  |  |  | Solar | [16 empty] | Johnson | IL |  |  | Massac - Jordan 345kV | 2024-05-31T04:00:00+00:00 | [9 empty] | AMEREN ILLINOIS | [23 empty] | J2156 |  |  | DPP-2021 | Central | Phase 1 | Network Resource Interconnection Service (NRIS) | 150 | 150 | Not Started | 0 | 0 | 0 | 0
MISO |  |  |  | 2021-08-25T04:00:00+00:00 | Active |  | Wind Turbine |  |  |  | Wind | [16 empty] | Morton | ND |  |  | Tri-County 230 kV Substation | 2025-05-01T04:00:00+00:00 | [9 empty] | MINNESOTA POWER INC. | [23 empty] | J2157 |  |  | DPP-2021 | West | Study Not Started | Network Resource Interconnection Service (NRIS) | 100 | 100 | Not Started | 100 | 100 | 0 | 0
MISO |  |  |  | 2021-08-24T04:00:00+00:00 | Active |  | Photovoltaic |  |  |  | Solar | [16 empty] | Clark | IL |  |  | Hutsonville - Neoga 138KV | 2024-08-31T04:00:00+00:00 | [9 empty] | AMEREN ILLINOIS | [23 empty] | J2158 |  |  | DPP-2021 | Central | Phase 1 | Network Resource Interconnection Service (NRIS) | 50 | 50 | Not Started | 0 | 0 | 0 | 0
MISO |  |  |  | 2021-08-24T04:00:00+00:00 | Active |  | Battery Storage |  |  |  | Battery Storage | [16 empty] | Clark | IL |  |  | Hutsonville - Neoga 138KV | 2024-08-31T04:00:00+00:00 | [9 empty] | AMEREN ILLINOIS | [23 empty] | J2159 |  |  | DPP-2021 | Central | Phase 1 | Network Resource Interconnection Service (NRIS) | 50 | 50 | Not Started | 0 | 0 | 0 | 0
MISO |  |  |  | 2021-09-01T04:00:00+00:00 | Active |  | Battery Storage |  |  |  | Battery Storage | [16 empty] | Bartholomew | IN |  |  | Gallagher to Columbus 230KV | 2024-08-01T04:00:00+00:00 | [9 empty] | DUKE ENERGY INDIANA, LLC | [23 empty] | J2160 |  |  | DPP-2021 | Central | Phase 1 | Network Resource Interconnection Service (NRIS) | 50 | 50 | Not Started | 0 | 0 | 0 | 0
MISO |  |  |  | 2021-08-31T04:00:00+00:00 | Active |  | Battery Storage |  |  |  | Battery Storage | [16 empty] | Fulton | IL |  |  | Ipava 138KV | 2024-08-31T04:00:00+00:00 | [9 empty] | AMEREN TRANSMISSION COMPANY OF ILLINOIS | [23 empty] | J2161 |  |  | DPP-2021 | Central | Phase 1 | Network Resource Interconnection Service (NRIS) | 50 | 50 | Not Started | 0 | 0 | 0 | 0
MISO |  |  |  | 2021-08-13T04:00:00+00:00 | Active |  | Photovoltaic |  |  |  | Solar | [16 empty] | Leflore | MS |  |  | Itta Benna - Moorhead 115KV | 2024-08-31T04:00:00+00:00 | [9 empty] | ENTERGY MISSISSIPPI, LLC. | [23 empty] | J2162 |  |  | DPP-2021 | South | Phase 1 | Network Resource Interconnection Service (NRIS) | 100 | 100 | Not Started | 100 | 100 | 0 | 0
MISO |  |  |  | 2022-07-13T04:00:00+00:00 | Active |  | Photovoltaic |  |  |  | Solar | [16 empty] | Calcasieu | LA |  |  | 230 kV: Penton Road to Roy S Nelson 230 kV | 2024-10-31T04:00:00+00:00 | [9 empty] | ENTERGY LOUISIANA, LLC | [23 empty] | J2163 |  |  | DPP-2021 | South | Phase 1 | Network Resource Interconnection Service (NRIS) | 200 | 200 | Not Started | 200 | 200 | 0 | 0
MISO |  |  |  | 2021-08-12T04:00:00+00:00 | Active |  | Photovoltaic |  |  |  | Solar | [16 empty] | Pike | IN |  |  | Petersburg 345 kV | 2024-10-30T04:00:00+00:00 | [9 empty] | INDIANAPOLIS POWER & LIGHT COMPANY | [23 empty] | J2164 |  |  | DPP-2021 | Central | Phase 1 | Network Resource Interconnection Service (NRIS) | 250 | 250 | Not Started | 0 | 0 | 0 | 0
MISO |  |  |  | 2021-11-03T04:00:00+00:00 | Active |  | Photovoltaic |  |  |  | Solar | [16 empty] | Liberty | TX |  |  | JACINTO - SHECO BATISTE CREEK 230kV | 2023-11-01T04:00:00+00:00 | [9 empty] | ENTERGY TEXAS, INC. | [23 empty] | J2165 |  |  | DPP-2021 | South | Phase 1 | Energy Resource Interconnection Service (ERIS) | 145 | 145 | Not Started | 145 | 0 | 0 | 0
MISO |  |  |  | 2021-08-17T04:00:00+00:00 | Withdrawn |  | Photovoltaic |  |  |  | Solar | [16 empty] | Taylor | IA |  |  | Clarinda - Braddyville 161 kV line | 2025-04-01T04:00:00+00:00 | [9 empty] | MIDAMERICAN ENERGY CO. | [23 empty] | J2166 |  |  | DPP-2021 | West | Study Not Started | Network Resource Interconnection Service (NRIS) | 200 | 200 | Not Started | 0 | 0 | 0 | 0
MISO |  |  |  | 2021-11-03T04:00:00+00:00 | Withdrawn |  | Photovoltaic |  |  |  | Solar | [16 empty] | Calcasieu | LA |  |  | Chalkley - Solac 230kV | 2023-10-31T04:00:00+00:00 | [9 empty] | ENTERGY LOUISIANA, LLC | [23 empty] | J2167 | 2023-10-25T04:00:00+00:00 |  | DPP-2021 | South | Phase 1 | Network Resource Interconnection Service (NRIS) | 198 | 198 | Not Started | 0 | 0 | 0 | 0
MISO |  |  |  | 2021-08-13T04:00:00+00:00 | Withdrawn |  | Photovoltaic |  |  |  | Solar | [16 empty] | Jefferson | TX |  |  | China Substation | 2024-12-31T05:00:00+00:00 | [9 empty] | ENTERGY TEXAS, INC. | [23 empty] | J2168 | 2023-10-25T04:00:00+00:00 |  | DPP-2021 | South | Phase 1 | Network Resource Interconnection Service (NRIS) | 693 | 693 | Not Started | 0 | 0 | 0 | 0
MISO |  |  |  | 2021-08-17T04:00:00+00:00 | Active |  | Photovoltaic |  |  |  | Solar | [16 empty] | Beauregard | LA |  |  | Deridder - Centennial 138-kV | 2023-10-31T04:00:00+00:00 | [9 empty] | CLECO POWER LLC | [23 empty] | J2169 |  |  | DPP-2021 | South | Phase 1 | Network Resource Interconnection Service (NRIS) | 98.9 | 98.9 | Not Started | 99 | 99 | 0 | 0
MISO |  |  |  | 2022-04-05T04:00:00+00:00 | Active |  | Battery Storage |  |  |  | Battery Storage | [16 empty] | Clark | IL |  |  | Snyder 345 kV (J1180/J1475 POI) | 2024-01-01T05:00:00+00:00 | [9 empty] | AMEREN ILLINOIS | [23 empty] | J2170 |  |  | DPP-2021 | Central | Phase 1 | Network Resource Interconnection Service (NRIS) | 150 | 150 | Not Started | 0 | 0 | 0 | 0
MISO |  |  |  | 2022-03-25T04:00:00+00:00 | Active |  | Solar/Wind |  |  |  | Solar | [16 empty] | Perry | IL |  |  | Aster to Commodore | 2024-05-01T04:00:00+00:00 | [9 empty] | AMEREN ILLINOIS | [23 empty] | J2171 |  |  | DPP-2021 | Central | Phase 1 | Network Resource Interconnection Service (NRIS) | 500 | 500 | Not Started | 0 | 0 | 0 | 0
MISO |  |  |  | 2022-03-28T04:00:00+00:00 | Active |  | Solar/Battery |  |  |  | Hybrid | [16 empty] | McDonough | IL |  |  | Macomb Northeast | 2025-11-30T05:00:00+00:00 | [9 empty] | AMEREN ILLINOIS | [23 empty] | J2172 |  |  | DPP-2021 | Central | Phase 1 | Network Resource Interconnection Service (NRIS) | 100 | 100 | Not Started | 0 | 0 | 0 | 0
MISO |  |  |  | 2021-08-23T04:00:00+00:00 | Active |  | Solar/Battery |  |  |  | Hybrid | [16 empty] | Hinds | MS |  |  | BOLTON | 2024-04-15T04:00:00+00:00 | [9 empty] | ENTERGY MISSISSIPPI, LLC. | [23 empty] | J2173 |  |  | DPP-2021 | South | Phase 1 | Network Resource Interconnection Service (NRIS) | 396 | 396 | Not Started | 396 | 396 | 0 | 0
MISO |  |  |  | 2021-08-22T04:00:00+00:00 | Withdrawn |  | Photovoltaic |  |  |  | Solar | [16 empty] | Tunica | MS |  |  | Tunica to Robinson 230 kV | 2025-03-31T04:00:00+00:00 | [9 empty] | ENTERGY MISSISSIPPI, LLC. | [23 empty] | J2174 | 2023-10-25T04:00:00+00:00 |  | DPP-2021 | South | Phase 1 | Network Resource Interconnection Service (NRIS) | 390 | 390 | Not Started | 0 | 0 | 0 | 0
MISO |  |  |  | 2021-08-24T04:00:00+00:00 | Withdrawn |  | Photovoltaic |  |  |  | Solar | [16 empty] | Washington | MS |  |  | Indianola to Gerald Andrus 230 kV | 2025-03-31T04:00:00+00:00 | [9 empty] | ENTERGY LOUISIANA, LLC | [23 empty] | J2175 | 2023-10-25T04:00:00+00:00 |  | DPP-2021 | South | Phase 1 | Network Resource Interconnection Service (NRIS) | 350 | 350 | Not Started | 0 | 0 | 0 | 0
MISO |  |  |  | 2021-08-24T04:00:00+00:00 | Withdrawn |  | Photovoltaic |  |  |  | Solar | [16 empty] | Calcasieu | LA |  |  | Hartburg - Rhodes 500 kV | 2025-03-31T04:00:00+00:00 | [9 empty] | ENTERGY LOUISIANA, LLC | [23 empty] | J2176 | 2023-10-25T04:00:00+00:00 |  | DPP-2021 | South | Phase 1 | Network Resource Interconnection Service (NRIS) | 680 | 680 | Not Started | 0 | 0 | 0 | 0
MISO |  |  |  | 2021-08-09T04:00:00+00:00 | Active |  | Photovoltaic |  |  |  | Solar | [16 empty] | Tipton | IN |  |  | Tipton West 230 kV | 2024-10-30T04:00:00+00:00 | [9 empty] | DUKE ENERGY INDIANA, LLC | [23 empty] | J2177 |  |  | DPP-2021 | Central | Phase 1 | Network Resource Interconnection Service (NRIS) | 67 | 67 | Not Started | 0 | 0 | 0 | 0
MISO |  |  |  | 2021-08-06T04:00:00+00:00 | Active |  | Battery Storage |  |  |  | Battery Storage | [16 empty] | Sullivan | IN |  |  | Merom 345 kV | 2024-10-30T04:00:00+00:00 | [9 empty] | HOOSIER ENERGY | [23 empty] | J2178 |  |  | DPP-2021 | Central | Phase 1 | Network Resource Interconnection Service (NRIS) | 100 | 100 | Not Started | 0 | 0 | 0 | 0
MISO |  |  |  | 2021-08-06T04:00:00+00:00 | Active |  | Photovoltaic |  |  |  | Hybrid | [16 empty] | Montgomery | MO |  |  | Montgomery 345 kV | 2024-10-30T04:00:00+00:00 | [9 empty] | AMEREN MISSOURI | [23 empty] | J2179 |  |  | DPP-2021 | Central | Phase 1 | Network Resource Interconnection Service (NRIS) | 100 | 100 | Not Started | 0 | 0 | 0 | 0
MISO |  |  |  | 2022-07-13T04:00:00+00:00 | Active |  | Photovoltaic |  |  |  | Solar | [16 empty] | Sabine | LA |  |  | Fisher | 2024-10-31T04:00:00+00:00 | [9 empty] | CLECO POWER LLC | [23 empty] | J2180 |  |  | DPP-2021 | South | Phase 1 | Network Resource Interconnection Service (NRIS) | 250 | 250 | Not Started | 250 | 250 | 0 | 0
MISO |  |  |  | 2022-07-13T04:00:00+00:00 | Active |  | Photovoltaic |  |  |  | Solar | [16 empty] | Mississippi | AR |  |  | 161 kV line tap of DELL EAST to Blytheville | 2024-10-31T04:00:00+00:00 | [9 empty] | ENTERGY ARKANSAS, LLC | [23 empty] | J2181 |  |  | DPP-2021 | South | Phase 1 | Network Resource Interconnection Service (NRIS) | 200 | 200 | Not Started | 200 | 200 | 0 | 0
MISO |  |  |  | 2021-08-12T04:00:00+00:00 | Withdrawn |  | Photovoltaic |  |  |  | Solar | [16 empty] | Tallahatchie | MS |  |  | webb 115 kV | 2025-10-01T04:00:00+00:00 | [9 empty] | ENTERGY MISSISSIPPI, LLC. | [23 empty] | J2182 | 2021-09-17T04:00:00+00:00 |  | DPP-2021 | South |  | Network Resource Interconnection Service (NRIS) | 100 | 100 |  | 0 | 0 | 0 | 0
MISO |  |  |  | 2021-09-01T04:00:00+00:00 | Withdrawn |  | Photovoltaic |  |  |  | Solar | [16 empty] | Pointe Coupee | LA |  |  | Fancy Point - Waterloo | 2022-12-31T05:00:00+00:00 | [9 empty] | ENTERGY LOUISIANA, LLC | [23 empty] | J2183 | 2023-10-25T04:00:00+00:00 |  | DPP-2021 | South | Phase 1 |  | 200 | 200 | Not Started | 0 | 0 | 0 | 0
MISO |  |  |  | 2021-08-23T04:00:00+00:00 | Active |  | Solar/Battery |  |  |  | Hybrid | [16 empty] | Monroe | AR |  |  | Brinkley West Substation 115kV | 2024-04-15T04:00:00+00:00 | [9 empty] | ENTERGY ARKANSAS, LLC | [23 empty] | J2184 |  |  | DPP-2021 | South | Phase 1 | Network Resource Interconnection Service (NRIS) | 100 | 100 | Not Started | 100 | 100 | 0 | 0
MISO |  |  |  | 2022-06-22T04:00:00+00:00 | Active |  | Photovoltaic |  |  |  | Solar | [16 empty] | Portage | WI |  |  | Rocky Run to Werner West 345 kV line | 2024-10-01T04:00:00+00:00 | [9 empty] | AMERICAN TRANSMISSION COMPANY | [23 empty] | J2185 |  |  | DPP-2021 | East (ATC) | Phase 1 | Network Resource Interconnection Service (NRIS) | 399.03 | 399.03 | Not Started | 399.03 | 399.03 | 0 | 0
MISO |  |  |  | 2022-06-22T04:00:00+00:00 | Active |  | Photovoltaic |  |  |  | Solar | [16 empty] | Fulton | IL |  |  | Ipava-Maple Ridge 345kV (4573) | 2024-10-01T04:00:00+00:00 | [9 empty] | AMEREN ILLINOIS | [23 empty] | J2186 |  |  | DPP-2021 | Central | Phase 1 | Network Resource Interconnection Service (NRIS) | 820.6 | 820.6 | Not Started | 0 | 0 | 0 | 0
MISO |  |  |  | 2022-03-28T04:00:00+00:00 | Active |  | Photovoltaic |  |  |  | Solar | [16 empty] | LaPorte | IN |  |  | Stillwell 138kV | 2024-10-20T04:00:00+00:00 | [9 empty] | NORTHERN INDIANA PUBLIC SERVICE COMPANY LLC | [23 empty] | J2187 |  |  | DPP-2021 | Central | Phase 1 | Network Resource Interconnection Service (NRIS) | 124 | 124 | Not Started | 0 | 0 | 0 | 0
MISO |  |  |  | 2021-12-01T05:00:00+00:00 | Active |  | Photovoltaic |  |  |  | Solar | [16 empty] | Columbia | WI |  |  | Columbia - South Fon Du Lac | 2025-07-23T04:00:00+00:00 | [9 empty] | AMERICAN TRANSMISSION COMPANY | [23 empty] | J2188 |  |  | DPP-2021 | East (ATC) | Phase 1 | Network Resource Interconnection Service (NRIS) | 99 | 99 | Not Started | 99 | 99 | 0 | 0
MISO |  |  |  | 2021-08-17T04:00:00+00:00 | Active |  | Wind Turbine |  |  |  | Wind | [16 empty] | McDonough | IL |  |  | Hornsby Switching Station | 2019-12-01T05:00:00+00:00 | [9 empty] | AMEREN ILLINOIS | [23 empty] | J2189 |  |  | DPP-2021 | Central | Phase 1 |  | 15.6 | 15.6 | Not Started | 0 | 0 | 0 | 0
MISO |  |  |  | 2021-08-24T04:00:00+00:00 | Active |  | Solar/Battery |  |  |  | Hybrid | [16 empty] | Mississippi | AR |  |  | Dell to San Souci 500kv | 2027-08-01T04:00:00+00:00 | [9 empty] | ENTERGY ARKANSAS, LLC | [23 empty] | J2190 |  |  | DPP-2021 | South | Phase 1 | Network Resource Interconnection Service (NRIS) | 500 | 500 | Not Started | 500 | 500 | 0 | 0
MISO |  |  |  | 2021-10-28T04:00:00+00:00 | Withdrawn |  | Photovoltaic |  |  |  | Solar | [16 empty] | St. Mary | LA |  |  | Caneland 230kV Substation | 2025-12-15T05:00:00+00:00 | [9 empty] | CLECO POWER LLC | [23 empty] | J2191 | 2023-10-25T04:00:00+00:00 |  | DPP-2021 | South | Phase 1 | Network Resource Interconnection Service (NRIS) | 100 | 100 | Not Started | 0 | 0 | 0 | 0
MISO |  |  |  | 2022-06-14T04:00:00+00:00 | Active |  | Wind Turbine |  |  |  | Wind | [16 empty] | Vermilion | IL |  |  | Sidney-Bunsonville 345kV | 2024-08-01T04:00:00+00:00 | [9 empty] | AMEREN ILLINOIS | [23 empty] | J2192 |  |  | DPP-2021 | Central | Phase 1 | Network Resource Interconnection Service (NRIS) | 99.9 | 99.9 | Not Started | 0 | 0 | 0 | 0
MISO |  |  |  | 2021-11-30T05:00:00+00:00 | Active |  | Solar/Battery |  |  |  | Hybrid | [16 empty] | Waushara | WI |  |  | Sand Lake 138kV Substation | 2024-09-01T04:00:00+00:00 | [9 empty] | AMERICAN TRANSMISSION COMPANY | [23 empty] | J2193 |  |  | DPP-2021 | East (ATC) | Phase 1 | Network Resource Interconnection Service (NRIS) | 100 | 100 | Not Started | 100 | 100 | 0 | 0
MISO |  |  |  | 2021-08-16T04:00:00+00:00 | Withdrawn |  | Photovoltaic |  |  |  | Solar | [16 empty] | Sullivan | IN |  |  | Merom - Gibson 345 kV Line | 2024-04-01T04:00:00+00:00 | [9 empty] | DUKE ENERGY INDIANA, LLC | [23 empty] | J2194 |  |  | DPP-2021 | Central |  | Network Resource Interconnection Service (NRIS) | 350 | 350 |  | 0 | 0 | 0 | 0
MISO |  |  |  | 2022-03-24T04:00:00+00:00 | Active |  | Battery Storage |  |  |  | Battery Storage | [16 empty] | Fayette | IL |  |  | Ramsey East 138 kV | 2024-10-07T04:00:00+00:00 | [9 empty] | AMEREN ILLINOIS | [23 empty] | J2195 |  |  | DPP-2021 | Central | Phase 1 | Network Resource Interconnection Service (NRIS) | 100 | 100 | Not Started | 0 | 0 | 0 | 0
MISO |  |  |  | 2021-08-17T04:00:00+00:00 | Active |  | Solar/Wind/Battery |  |  |  | Hybrid | [16 empty] | Montgomery | IL |  |  | AUSTIN 138 KV | 2028-04-30T04:00:00+00:00 | [9 empty] | AMEREN ILLINOIS | [23 empty] | J2196 |  |  | DPP-2021 | Central | Phase 1 | Network Resource Interconnection Service (NRIS) | 100 | 100 | Not Started | 0 | 0 | 0 | 0
MISO |  |  |  | 2022-03-25T04:00:00+00:00 | Active |  | Battery Storage |  |  |  | Battery Storage | [16 empty] | Clay | IL |  |  | Xenia 345 kV | 2024-10-07T04:00:00+00:00 | [9 empty] | AMEREN ILLINOIS | [23 empty] | J2197 |  |  | DPP-2021 | Central | Phase 1 | Network Resource Interconnection Service (NRIS) | 100 | 100 | Not Started | 0 | 0 | 0 | 0
MISO |  |  |  | 2022-03-25T04:00:00+00:00 | Active |  | Battery Storage |  |  |  | Battery Storage | [16 empty] | Jefferson | MO |  |  | Joachim 138kV | 2024-09-30T04:00:00+00:00 | [9 empty] | AMEREN MISSOURI | [23 empty] | J2198 |  |  | DPP-2021 | Central | Phase 1 | Network Resource Interconnection Service (NRIS) | 250 | 250 | Not Started | 0 | 0 | 0 | 0
MISO |  |  |  | 2021-08-13T04:00:00+00:00 | Active |  | Battery Storage |  |  |  | Battery Storage | [16 empty] | Anoka | MN |  |  | COON CREEK | 2024-09-30T04:00:00+00:00 | [9 empty] | NORTHERN STATES POWER COMPANY | [23 empty] | J2199 |  |  | DPP-2021 | West | Study Not Started | Network Resource Interconnection Service (NRIS) | 200 | 200 | Not Started | 200 | 200 | 0 | 0
MISO |  |  |  | 2021-08-13T04:00:00+00:00 | Withdrawn |  | Battery Storage |  |  |  | Battery Storage | [16 empty] | Scott | MN |  |  | BLUE LAKE | 2024-09-30T04:00:00+00:00 | [9 empty] | NORTHERN STATES POWER COMPANY | [23 empty] | J2200 |  |  | DPP-2021 | West |  | Network Resource Interconnection Service (NRIS) | 200 | 200 |  | 0 | 0 | 0 | 0
MISO |  |  |  | 2021-12-07T05:00:00+00:00 | Active |  | Solar/Battery |  |  |  | Hybrid | [16 empty] | Harrison | IN |  |  | Ramsey to Kenzig Road | 2024-11-29T05:00:00+00:00 | [9 empty] | DUKE ENERGY INDIANA, LLC | [23 empty] | J2201 |  |  | DPP-2021 | Central | Phase 1 | Network Resource Interconnection Service (NRIS) | 200 | 200 | Not Started | 0 | 0 | 0 | 0
MISO |  |  |  | 2021-08-17T04:00:00+00:00 | Withdrawn |  | Battery Storage |  |  |  | Battery Storage | [16 empty] | Jefferson Davis | LA |  |  | Lacassine 69 kV | 2022-12-02T05:00:00+00:00 | [9 empty] | ENTERGY LOUISIANA, LLC | [23 empty] | J2202 | 2023-10-25T04:00:00+00:00 |  | DPP-2021 | South | Phase 1 | Network Resource Interconnection Service (NRIS) | 100 | 100 | Not Started | 0 | 0 | 0 | 0
MISO |  |  |  | 2022-03-25T04:00:00+00:00 | Active |  | Battery Storage |  |  |  | Battery Storage | [16 empty] | Adams | IL |  |  | EAST QUINCY | 2024-09-30T04:00:00+00:00 | [9 empty] | AMEREN ILLINOIS | [23 empty] | J2203 |  |  | DPP-2021 | Central | Phase 1 | Network Resource Interconnection Service (NRIS) | 150 | 150 | Not Started | 0 | 0 | 0 | 0
MISO |  |  |  | 2021-10-29T04:00:00+00:00 | Withdrawn |  | Battery Storage |  |  |  | Battery Storage | [16 empty] | St. Clair | IL |  |  | DUPO FERRY | 2024-09-30T04:00:00+00:00 | [9 empty] | AMEREN ILLINOIS | [23 empty] | J2204 |  |  | DPP-2021 | Central |  | Network Resource Interconnection Service (NRIS) | 200 | 200 |  | 0 | 0 | 0 | 0
MISO |  |  |  | 2021-08-12T04:00:00+00:00 | Active |  | Solar/Battery |  |  |  | Hybrid | [16 empty] | Callaway | MO |  |  | J1145 New 345kV POI Substation (Ameren Overton-Montgomery 345kV Line) | 2024-09-01T04:00:00+00:00 | [9 empty] | AMEREN MISSOURI | [23 empty] | J2205 |  |  | DPP-2021 | Central | Phase 1 | Network Resource Interconnection Service (NRIS) | 300 | 300 | Not Started | 0 | 0 | 0 | 0
MISO |  |  |  | 2021-08-19T04:00:00+00:00 | Withdrawn |  | Photovoltaic |  |  |  | Solar | [16 empty] | Fountain | IN |  |  | Attica Substation 230kV | 2025-04-01T04:00:00+00:00 | [9 empty] | DUKE ENERGY INDIANA, LLC | [23 empty] | J2206 | 2023-04-04T04:00:00+00:00 |  | DPP-2021 | Central |  | Network Resource Interconnection Service (NRIS) | 100 | 100 |  | 0 | 0 | 0 | 0
MISO |  |  |  | 2021-08-17T04:00:00+00:00 | Withdrawn |  | Photovoltaic |  |  |  | Solar | [16 empty] | Henderson | KY |  |  | Henderson to AB Brown 138 kV | 2025-04-01T04:00:00+00:00 | [9 empty] | BIG RIVERS ELECTRIC CORPORATION | [23 empty] | J2207 |  |  | DPP-2021 | Central |  | Network Resource Interconnection Service (NRIS) | 300 | 300 |  | 0 | 0 | 0 | 0
MISO |  |  |  | 2021-08-27T04:00:00+00:00 | Active |  | Photovoltaic |  |  |  | Solar | [16 empty] | De Soto | LA |  |  | Mansfield (Bus #500530) to Red River Tap (Bus #500762) 138 kV | 2024-10-04T04:00:00+00:00 | [9 empty] | CLECO POWER LLC | [23 empty] | J2208 |  |  | DPP-2021 | South | Phase 1 | Network Resource Interconnection Service (NRIS) | 99 | 99 | Not Started | 99 | 99 | 0 | 0
MISO |  |  |  | 2021-12-23T05:00:00+00:00 | Active |  | Photovoltaic |  |  |  | Solar | [16 empty] | Scott | MO |  |  | Oran 161kV Substation | 2025-09-16T04:00:00+00:00 | [9 empty] | AMEREN MISSOURI | [23 empty] | J2209 |  |  | DPP-2021 | Central | Phase 1 | Network Resource Interconnection Service (NRIS) | 100 | 100 | Not Started | 0 | 0 | 0 | 0
MISO |  |  |  | 2021-08-26T04:00:00+00:00 | Withdrawn |  | Battery Storage |  |  |  | Battery Storage | [16 empty] | Iberville | LA |  |  | Derrick 230 kV | 2025-10-01T04:00:00+00:00 | [9 empty] | ENTERGY LOUISIANA, LLC | [23 empty] | J2210 | 2023-10-25T04:00:00+00:00 |  | DPP-2021 | South | Phase 1 | Network Resource Interconnection Service (NRIS) | 100 | 100 | Not Started | 0 | 0 | 0 | 0
MISO |  |  |  | 2021-08-13T04:00:00+00:00 | Active |  | Battery Storage |  |  |  | Battery Storage | [16 empty] | Brown | WI |  |  | TOWER DRIVE | 2024-09-30T04:00:00+00:00 | [9 empty] | AMERICAN TRANSMISSION COMPANY | [23 empty] | J2211 |  |  | DPP-2021 | East (ATC) | Phase 1 | Network Resource Interconnection Service (NRIS) | 200 | 200 | Not Started | 200 | 200 | 0 | 0
MISO |  |  |  | 2022-03-28T04:00:00+00:00 | Active |  | Photovoltaic |  |  |  | Solar | [16 empty] | Jefferson | IN |  |  | Madison 138 kV | 2025-09-30T04:00:00+00:00 | [9 empty] | DUKE ENERGY INDIANA, LLC | [23 empty] | J2212 |  |  | DPP-2021 | Central | Phase 1 | Network Resource Interconnection Service (NRIS) | 200 | 200 | Not Started | 0 | 0 | 0 | 0
MISO |  |  |  | 2022-03-25T04:00:00+00:00 | Active |  | Battery Storage |  |  |  | Battery Storage | [16 empty] | Marshall | IN |  |  | BURR OAK | 2024-09-30T04:00:00+00:00 | [9 empty] | NORTHERN INDIANA PUBLIC SERVICE COMPANY LLC | [23 empty] | J2213 |  |  | DPP-2021 | Central | Phase 1 | Network Resource Interconnection Service (NRIS) | 200 | 200 | Not Started | 0 | 0 | 0 | 0
MISO |  |  |  | 2021-12-21T05:00:00+00:00 | Active |  | Battery Storage |  |  |  | Battery Storage | [16 empty] | Sabine | LA |  |  | Fisher 230 kV | 2024-10-30T04:00:00+00:00 | [9 empty] | CLECO POWER LLC | [23 empty] | J2214 |  |  | DPP-2021 | South | Phase 1 | Network Resource Interconnection Service (NRIS) | 62 | 62 | Not Started | 62 | 62 | 0 | 0
MISO |  |  |  | 2022-03-25T04:00:00+00:00 | Active |  | Battery Storage |  |  |  | Battery Storage | [16 empty] | Lake | IN |  |  | Schahfer - St John 345kV Line (at J1058 POI) | 2024-09-30T04:00:00+00:00 | [9 empty] | NORTHERN INDIANA PUBLIC SERVICE COMPANY LLC | [23 empty] | J2215 |  |  | DPP-2021 | Central | Phase 1 | Network Resource Interconnection Service (NRIS) | 300 | 300 | Not Started | 0 | 0 | 0 | 0
MISO |  |  |  | 2022-04-08T04:00:00+00:00 | Active |  | Photovoltaic |  |  |  | Solar | [16 empty] | Vigo | IN |  |  | Sandcut-Rockville 138kV | 2024-09-01T04:00:00+00:00 | [9 empty] | DUKE ENERGY INDIANA, LLC | [23 empty] | J2216 |  |  | DPP-2021 | Central | Phase 1 | Network Resource Interconnection Service (NRIS) | 100 | 100 | Not Started | 0 | 0 | 0 | 0
MISO |  |  |  | 2021-12-21T05:00:00+00:00 | Withdrawn |  | Battery Storage |  |  |  | Battery Storage | [16 empty] | Lee | AR |  |  | Brinkley East - Aubrey 230 kV Line | 2024-10-30T04:00:00+00:00 | [9 empty] | ENTERGY ARKANSAS, LLC | [23 empty] | J2217 | 2023-11-10T05:00:00+00:00 |  | DPP-2021 | South | Phase 1 | Network Resource Interconnection Service (NRIS) | 50 | 50 | Not Started | 0 | 0 | 0 | 0
MISO |  |  |  | 2021-08-13T04:00:00+00:00 | Active |  | Battery Storage |  |  |  | Battery Storage | [16 empty] | Manitowoc | WI |  |  | SHOTO | 2024-09-30T04:00:00+00:00 | [9 empty] | AMERICAN TRANSMISSION COMPANY | [23 empty] | J2218 |  |  | DPP-2021 | East (ATC) | Phase 1 | Network Resource Interconnection Service (NRIS) | 150 | 150 | Not Started | 150 | 150 | 0 | 0
MISO |  |  |  | 2021-07-22T04:00:00+00:00 | Active |  | Solar/Battery |  |  |  | Hybrid | [16 empty] | Olmsted | MN |  |  | Rochester - Wabaco 161kV Line (Dairyland Power) | 2024-09-01T04:00:00+00:00 | [9 empty] | DAIRYLAND POWER COOPERATIVE | [23 empty] | J2219 |  |  | DPP-2021 | West | Study Not Started | Network Resource Interconnection Service (NRIS) | 180 | 180 | Not Started | 180 | 180 | 0 | 0
MISO |  |  |  | 2021-12-21T05:00:00+00:00 | Active |  | Battery Storage |  |  |  | Battery Storage | [16 empty] | Iberville | LA |  |  | Donaldsonville - Evergreen 230 kV | 2024-10-30T04:00:00+00:00 | [9 empty] | ENTERGY LOUISIANA, LLC | [23 empty] | J2220 |  |  | DPP-2021 | South | Phase 1 | Network Resource Interconnection Service (NRIS) | 50 | 50 | Not Started | 50 | 50 | 0 | 0
MISO |  |  |  | 2021-08-20T04:00:00+00:00 | Active |  | Photovoltaic |  |  |  | Solar | [16 empty] | Clark | IN |  |  | Speed | 2025-09-16T04:00:00+00:00 | [9 empty] | DUKE ENERGY INDIANA, LLC | [23 empty] | J2221 |  |  | DPP-2021 | Central | Phase 1 | Network Resource Interconnection Service (NRIS) | 100 | 100 | Not Started | 0 | 0 | 0 | 0
MISO |  |  |  | 2021-12-21T05:00:00+00:00 | Withdrawn |  | Battery Storage |  |  |  | Battery Storage | [16 empty] | Calcasieu | LA |  |  | Penton Road to Nelson 230 kV | 2024-10-30T04:00:00+00:00 | [9 empty] | ENTERGY LOUISIANA, LLC | [23 empty] | J2222 | 2023-11-07T05:00:00+00:00 |  | DPP-2021 | South | Phase 1 | Network Resource Interconnection Service (NRIS) | 100 | 100 | Not Started | 0 | 0 | 0 | 0
MISO |  |  |  | 2021-12-21T05:00:00+00:00 | Withdrawn |  | Battery Storage |  |  |  | Battery Storage | [16 empty] | Jackson | AR |  |  | Cash - Newport AB 161 kV | 2024-10-30T04:00:00+00:00 | [9 empty] | ENTERGY ARKANSAS, LLC | [23 empty] | J2223 | 2023-11-07T05:00:00+00:00 |  | DPP-2021 | South | Phase 1 | Network Resource Interconnection Service (NRIS) | 100 | 100 | Not Started | 0 | 0 | 0 | 0
MISO |  |  |  | 2021-08-25T04:00:00+00:00 | Active |  | Photovoltaic |  |  |  | Solar | [16 empty] | Iberville | LA |  |  | Derrick 230 kV | 2025-10-01T04:00:00+00:00 | [9 empty] | ENTERGY LOUISIANA, LLC | [23 empty] | J2224 |  |  | DPP-2021 | South | Phase 1 | Network Resource Interconnection Service (NRIS) | 200 | 200 | Not Started | 200 | 0 | 0 | 0
MISO |  |  |  | 2021-08-17T04:00:00+00:00 | Withdrawn |  | Photovoltaic |  |  |  | Solar | [16 empty] | Henderson | KY |  |  | REID EHV 345 KV SUBSTATION | 2025-04-01T04:00:00+00:00 | [9 empty] | BIG RIVERS ELECTRIC CORPORATION | [23 empty] | J2225 |  |  | DPP-2021 | Central | Phase 1 | Network Resource Interconnection Service (NRIS) | 300 | 300 | Not Started | 0 | 0 | 0 | 0
MISO |  |  |  | 2022-06-14T04:00:00+00:00 | Active |  | Photovoltaic |  |  |  | Solar | [16 empty] | Newton | IN |  |  | Morrison Ditch - Goodland 138kV | 2024-08-01T04:00:00+00:00 | [9 empty] | NORTHERN INDIANA PUBLIC SERVICE COMPANY LLC | [23 empty] | J2226 |  |  | DPP-2021 | Central | Phase 1 | Network Resource Interconnection Service (NRIS) | 200 | 200 | Not Started | 0 | 0 | 0 | 0
MISO |  |  |  | 2021-11-30T05:00:00+00:00 | Active |  | Photovoltaic |  |  |  | Solar | [16 empty] | Trempealeau | WI |  |  | N-3 Bridge Creek to Independence 69kV Line [See Operating Agreement 5 for Correction Discussion] | 2024-10-31T04:00:00+00:00 | [9 empty] | DAIRYLAND POWER COOPERATIVE | [23 empty] | J2227 |  |  | DPP-2021 | West | Study Not Started | Network Resource Interconnection Service (NRIS) | 89 | 89 | Not Started | 89 | 89 | 0 | 0
MISO |  |  |  | 2021-12-21T05:00:00+00:00 | Active |  | Photovoltaic |  |  |  | Solar | [16 empty] | Concordia | LA |  |  | Red Gum | 2024-10-31T04:00:00+00:00 | [9 empty] | ENTERGY LOUISIANA, LLC | [23 empty] | J2228 |  |  | DPP-2021 | South | Phase 1 | Network Resource Interconnection Service (NRIS) | 200 | 200 | Not Started | 200 | 200 | 0 | 0
MISO |  |  |  | 2021-08-06T04:00:00+00:00 | Active |  | Battery Storage |  |  |  | Battery Storage | [16 empty] | Wabash | IN |  |  | Miami Wabash - Mier 138 kV | 2024-10-30T04:00:00+00:00 | [9 empty] | DUKE ENERGY INDIANA, LLC | [23 empty] | J2229 |  |  | DPP-2021 | Central | Phase 1 | Network Resource Interconnection Service (NRIS) | 100 | 100 | Not Started | 0 | 0 | 0 | 0
MISO |  |  |  | 2022-03-24T04:00:00+00:00 | Active |  | Photovoltaic |  |  |  | Solar | [16 empty] | Sullivan | IN |  |  | Merom Substation 345kV | 2025-04-01T04:00:00+00:00 | [9 empty] | HOOSIER ENERGY | [23 empty] | J2230 |  |  | DPP-2021 | Central | Phase 1 | Energy Resource Interconnection Service (ERIS) | 400 | 400 | Not Started | 0 | 0 | 0 | 0
MISO |  |  |  | 2021-08-12T04:00:00+00:00 | Active |  | Photovoltaic |  |  |  | Solar | [16 empty] | Jefferson | AR |  |  | Sherrill 115kV | 2024-02-01T05:00:00+00:00 | [9 empty] | ENTERGY ARKANSAS, LLC | [23 empty] | J2231 |  |  | DPP-2021 | South | Phase 1 | Network Resource Interconnection Service (NRIS) | 97.49 | 97.49 | Not Started | 97.49 | 97.49 | 0 | 0
MISO |  |  |  | 2021-08-06T04:00:00+00:00 | Active |  | Battery Storage |  |  |  | Battery Storage | [16 empty] | Tipton | IN |  |  | Tipton West 230 kV | 2024-10-30T04:00:00+00:00 | [9 empty] | DUKE ENERGY INDIANA, LLC | [23 empty] | J2232 |  |  | DPP-2021 | Central | Phase 1 | Network Resource Interconnection Service (NRIS) | 100 | 100 | Not Started | 0 | 0 | 0 | 0
MISO |  |  |  | 2022-06-14T04:00:00+00:00 | Active |  | Photovoltaic |  |  |  | Solar | [16 empty] | Vermilion | IL |  |  | Sidney - Bunsonville 345kV | 2024-08-01T04:00:00+00:00 | [9 empty] | AMEREN ILLINOIS | [23 empty] | J2233 |  |  | DPP-2021 | Central | Phase 1 | Network Resource Interconnection Service (NRIS) | 100 | 100 | Not Started | 0 | 0 | 0 | 0
MISO |  |  |  | 2021-08-17T04:00:00+00:00 | Withdrawn |  | Photovoltaic |  |  |  | Solar | [16 empty] | Henderson | KY |  |  | Henderson to AB Brown 138 kV | 2025-04-01T04:00:00+00:00 | [9 empty] | BIG RIVERS ELECTRIC CORPORATION | [23 empty] | J2234 |  |  | DPP-2021 | Central | Phase 1 | Network Resource Interconnection Service (NRIS) | 300 | 300 | Not Started | 0 | 0 | 0 | 0
MISO |  |  |  | 2021-08-17T04:00:00+00:00 | Active |  | Battery Storage |  |  |  | Battery Storage | [16 empty] | San Jacinto | TX |  |  | Shepherd 138 kV | 2022-12-02T05:00:00+00:00 | [9 empty] | EAST TEXAS ELECTRIC COOPERATIVE, INC. | [23 empty] | J2235 |  |  | DPP-2021 | South | Phase 1 | Network Resource Interconnection Service (NRIS) | 100 | 100 | Not Started | 100 | 100 | 0 | 0
MISO |  |  |  | 2021-08-06T04:00:00+00:00 | Active |  | Battery Storage |  |  |  | Battery Storage | [16 empty] | Howard | IN |  |  | Greentown 230 kV | 2024-10-30T04:00:00+00:00 | [9 empty] | DUKE ENERGY INDIANA, LLC | [23 empty] | J2236 |  |  | DPP-2021 | Central | Phase 1 | Network Resource Interconnection Service (NRIS) | 100 | 100 | Not Started | 0 | 0 | 0 | 0
MISO |  |  |  | 2021-12-21T05:00:00+00:00 | Active |  | Photovoltaic |  |  |  | Solar | [16 empty] | Lee | AR |  |  | Brinkley East - Aubrey 230 kV Line | 2024-11-30T05:00:00+00:00 | [9 empty] | ENTERGY ARKANSAS, LLC | [23 empty] | J2237 |  |  | DPP-2021 | South | Phase 1 | Network Resource Interconnection Service (NRIS) | 185 | 185 | Not Started | 185 | 185 | 0 | 0
MISO |  |  |  | 2022-03-18T04:00:00+00:00 | Active |  | Solar/Battery |  |  |  | Hybrid | [16 empty] | Maries | MO |  |  | The Franks (Bus #300041) - Bland (Bus #344154) 345 kV Line | 2024-02-15T05:00:00+00:00 | [9 empty] | AMEREN MISSOURI | [23 empty] | J2238 |  |  | DPP-2021 | Central | Phase 1 | Network Resource Interconnection Service (NRIS) | 200 | 200 | Not Started | 0 | 0 | 0 | 0
MISO |  |  |  | 2021-08-12T04:00:00+00:00 | Active |  | Photovoltaic |  |  |  | Solar | [16 empty] | Washington | MO |  |  | Belgrade - Pilot Knob 161 kV | 2024-10-30T04:00:00+00:00 | [9 empty] | AMEREN MISSOURI | [23 empty] | J2239 |  |  | DPP-2021 | Central | Phase 1 | Network Resource Interconnection Service (NRIS) | 100 | 100 | Not Started | 0 | 0 | 0 | 0
MISO |  |  |  | 2021-12-21T05:00:00+00:00 | Active |  | Photovoltaic |  |  |  | Solar | [16 empty] | Nevada | AR |  |  | Prescott 337507 to Emmett 337505 | 2024-02-01T05:00:00+00:00 | [9 empty] | ENTERGY ARKANSAS, LLC | [23 empty] | J2240 |  |  | DPP-2021 | South | Phase 1 | Network Resource Interconnection Service (NRIS) | 120 | 120 | Not Started | 120 | 120 | 0 | 0
MISO |  |  |  | 2021-08-16T04:00:00+00:00 | Active |  | Wind Turbine |  |  |  | Wind | [16 empty] | Benton | IN |  |  | Cayuga sub (Jordan Creek Wind J515 POI) 345 kV | 2024-04-01T04:00:00+00:00 | [9 empty] | DUKE ENERGY INDIANA, LLC | [23 empty] | J2241 |  |  | DPP-2021 | Central | Phase 1 |  | 320 | 320 | Not Started | 0 | 0 | 0 | 0
MISO |  |  |  | 2021-08-23T04:00:00+00:00 | Active |  | Solar/Battery |  |  |  | Hybrid | [16 empty] | Polk | TX |  |  | SHECO | 2024-10-30T04:00:00+00:00 | [9 empty] | ENTERGY TEXAS, INC. | [23 empty] | J2242 |  |  | DPP-2021 | South | Phase 1 | Network Resource Interconnection Service (NRIS) | 100 | 100 | Not Started | 100 | 100 | 0 | 0
MISO |  |  |  | 2021-08-12T04:00:00+00:00 | Withdrawn |  | Photovoltaic |  |  |  | Solar | [16 empty] | Tyler | TX |  |  | Warren 138kV | 2024-02-01T05:00:00+00:00 | [9 empty] | ENTERGY TEXAS, INC. | [23 empty] | J2243 | 2023-10-25T04:00:00+00:00 |  | DPP-2021 | South | Phase 1 | Network Resource Interconnection Service (NRIS) | 100 | 100 | Not Started | 0 | 0 | 0 | 0
MISO |  |  |  | 2021-11-30T05:00:00+00:00 | Active |  | Battery Storage |  |  |  | Battery Storage | [16 empty] | Pulaski | AR |  |  | MABELVALE EHV to WHITE BLUFF EHV 115kV | 2024-10-31T04:00:00+00:00 | [9 empty] | ENTERGY ARKANSAS, LLC | [23 empty] | J2244 |  |  | DPP-2021 | South | Phase 1 | Network Resource Interconnection Service (NRIS) | 0 | 0 | Not Started | 0 | 0 | 0 | 0
MISO |  |  |  | 2021-08-30T04:00:00+00:00 | Withdrawn |  | Solar/Battery |  |  |  | Hybrid | [16 empty] | St. Tammany | LA |  |  | Mandeville - North Slidell 230kV Line (not listed on TTF, but both substations seem to have breakers | 2024-10-30T04:00:00+00:00 | [9 empty] | CLECO POWER LLC | [23 empty] | J2245 | 2023-10-25T04:00:00+00:00 |  | DPP-2021 | South | Phase 1 | Network Resource Interconnection Service (NRIS) | 100 | 100 | Not Started | 0 | 0 | 0 | 0
MISO |  |  |  | 2021-08-16T04:00:00+00:00 | Withdrawn |  | Photovoltaic |  |  |  | Solar | [16 empty] | Henderson | KY |  |  | REID EHV 345 kV Substation | 2025-04-01T04:00:00+00:00 | [9 empty] | BIG RIVERS ELECTRIC CORPORATION | [23 empty] | J2246 |  |  | DPP-2021 | Central | Phase 1 | Network Resource Interconnection Service (NRIS) | 300 | 300 | Not Started | 0 | 0 | 0 | 0
MISO |  |  |  | 2022-03-25T04:00:00+00:00 | Active |  | Wind Turbine |  |  |  | Wind | [16 empty] | Marshall | IL |  |  | Woodhall | 2024-09-01T04:00:00+00:00 | [9 empty] | AMEREN ILLINOIS | [23 empty] | J2247 |  |  | DPP-2021 | Central | Phase 1 | Network Resource Interconnection Service (NRIS) | 178 | 178 | Not Started | 0 | 0 | 0 | 0
MISO |  |  |  | 2021-11-30T05:00:00+00:00 | Active |  | Battery Storage |  |  |  | Battery Storage | [16 empty] | Pulaski | AR |  |  | White Bluff EHV to Wrightsville 115kV | 2024-10-31T04:00:00+00:00 | [9 empty] | ENTERGY ARKANSAS, LLC | [23 empty] | J2248 |  |  | DPP-2021 | South | Phase 1 | Network Resource Interconnection Service (NRIS) | 0 | 0 | Not Started | 0 | 0 | 0 | 0
MISO |  |  |  | 2021-12-21T05:00:00+00:00 | Active |  | Photovoltaic |  |  |  | Solar | [16 empty] | Acadia | LA |  |  | Bayou Cove | 2024-10-31T04:00:00+00:00 | [9 empty] | ENTERGY LOUISIANA, LLC | [23 empty] | J2249 |  |  | DPP-2021 | South | Phase 1 | Network Resource Interconnection Service (NRIS) | 144 | 144 | Not Started | 144 | 144 | 0 | 0
MISO |  |  |  | 2021-11-01T04:00:00+00:00 | Active |  | Wind Turbine |  |  |  | Wind | [16 empty] | Stutsman | ND |  |  | Ellendale sub 345 kV (46.009357, -98.567742) | 2024-04-01T04:00:00+00:00 | [9 empty] | MONTANA-DAKOTA UTILITIES CO. | [23 empty] | J2250 |  |  | DPP-2021 | West | Study Not Started | Network Resource Interconnection Service (NRIS) | 200 | 200 | Not Started | 200 | 200 | 0 | 0
MISO |  |  |  | 2021-08-12T04:00:00+00:00 | Active |  | Photovoltaic |  |  |  | Solar | [16 empty] | Grant | IN |  |  | Greentown 230 kV | 2024-10-30T04:00:00+00:00 | [9 empty] | DUKE ENERGY INDIANA, LLC | [23 empty] | J2251 |  |  | DPP-2021 | Central | Phase 1 | Network Resource Interconnection Service (NRIS) | 200 | 200 | Not Started | 0 | 0 | 0 | 0
MISO |  |  |  | 2022-07-13T04:00:00+00:00 | Active |  | Photovoltaic |  |  |  | Solar | [16 empty] | Jackson | AR |  |  | Cash - Newport AB | 2024-10-31T04:00:00+00:00 | [9 empty] | ENTERGY ARKANSAS, LLC | [23 empty] | J2252 |  |  | DPP-2021 | South | Phase 1 | Network Resource Interconnection Service (NRIS) | 300 | 300 | Not Started | 300 | 300 | 0 | 0
MISO |  |  |  | 2021-08-17T04:00:00+00:00 | Active |  | Battery Storage |  |  |  | Battery Storage | [16 empty] | Tyler | TX |  |  | Fork Creek Substation 138 kV | 2022-12-02T05:00:00+00:00 | [9 empty] | EAST TEXAS ELECTRIC COOPERATIVE, INC. | [23 empty] | J2253 |  |  | DPP-2021 | South | Phase 1 | Network Resource Interconnection Service (NRIS) | 100 | 100 | Not Started | 100 | 100 | 0 | 0
MISO |  |  |  | 2021-08-12T04:00:00+00:00 | Active |  | Battery Storage |  |  |  | Battery Storage | [16 empty] | Pike | IN |  |  | Petersburg 345 kV | 2024-10-30T04:00:00+00:00 | [9 empty] | INDIANAPOLIS POWER & LIGHT COMPANY | [23 empty] | J2254 |  |  | DPP-2021 | Central | Phase 1 | Network Resource Interconnection Service (NRIS) | 100 | 100 | Not Started | 0 | 0 | 0 | 0
MISO |  |  |  | 2021-08-06T04:00:00+00:00 | Active |  | Battery Storage |  |  |  | Battery Storage | [16 empty] | Ripley | IN |  |  | Batesville 345 kV | 2024-10-30T04:00:00+00:00 | [9 empty] | DUKE ENERGY INDIANA, LLC | [23 empty] | J2255 |  |  | DPP-2021 | Central | Phase 1 | Network Resource Interconnection Service (NRIS) | 100 | 100 | Not Started | 0 | 0 | 0 | 0
MISO |  |  |  | 2021-08-16T04:00:00+00:00 | Withdrawn |  | Wind Turbine |  |  |  | Wind | [16 empty] | Humboldt | IA |  |  | Irvington - Webster 345kV Line | 2024-09-15T04:00:00+00:00 | [9 empty] | MIDAMERICAN ENERGY CO. | [23 empty] | J2256 |  |  | DPP-2021 | West |  | Network Resource Interconnection Service (NRIS) | 150 | 150 |  | 0 | 0 | 0 | 0
MISO |  |  |  | 2021-08-16T04:00:00+00:00 | Active |  | Photovoltaic |  |  |  | Solar | [16 empty] | Evangeline | LA |  |  | Ville Platte - Westfork 230kV | 2024-03-01T05:00:00+00:00 | [9 empty] | CLECO POWER LLC | [23 empty] | J2257 |  |  | DPP-2021 | South | Phase 1 | Network Resource Interconnection Service (NRIS) | 80 | 80 | Not Started | 80 | 0 | 0 | 0
MISO |  |  |  | 2022-03-28T04:00:00+00:00 | Active |  | Photovoltaic |  |  |  | Solar | [16 empty] | Adams | IL |  |  | East Quincy-Fishhook 138kV | 2024-05-31T04:00:00+00:00 | [9 empty] | AMEREN ILLINOIS | [23 empty] | J2258 |  |  | DPP-2021 | Central | Phase 1 | Network Resource Interconnection Service (NRIS) | 175 | 175 | Not Started | 0 | 0 | 0 | 0
MISO |  |  |  | 2021-08-12T04:00:00+00:00 | Active |  | Photovoltaic |  |  |  | Solar | [16 empty] | Hendricks | IN |  |  | Amo 345kV | 2024-11-01T04:00:00+00:00 | [9 empty] | WABASH VALLEY POWER ASSOCIATION, INC. | [23 empty] | J2259 |  |  | DPP-2021 | Central | Phase 1 | Network Resource Interconnection Service (NRIS) | 199.99 | 199.99 | Not Started | 0 | 0 | 0 | 0
MISO |  |  |  | 2021-10-07T04:00:00+00:00 | Active |  | Wind Turbine |  |  |  | Wind | [16 empty] | Presque Isle | MI |  |  | Port Calcite- Hammond Bay 138 kV | 2023-07-31T04:00:00+00:00 | [9 empty] | METC | [23 empty] | J2260 |  |  | DPP-2021 | East (ITC) | Phase 1 | Network Resource Interconnection Service (NRIS) | 251.5 | 251.5 | Not Started | 149.24 | 149.24 | 0 | 0
MISO |  |  |  | 2021-10-11T04:00:00+00:00 | Active |  | Photovoltaic |  |  |  | Solar | [16 empty] | Jackson | AR |  |  | INDEPENDENCE-ISES - POWERLINE ROAD 500.0kV | 2024-02-02T05:00:00+00:00 | [9 empty] | ENTERGY ARKANSAS, LLC | [23 empty] | J2261 |  |  | DPP-2021 | South | Phase 1 | Network Resource Interconnection Service (NRIS) | 652 | 652 | Not Started | 652 | 652 | 0 | 0
MISO |  |  |  | 2021-10-11T04:00:00+00:00 | Active |  | Photovoltaic |  |  |  | Solar | [16 empty] | Jackson | AR |  |  | Independence(A) (500kV) -Powerline(B) (500kV) | 2024-02-02T05:00:00+00:00 | [9 empty] | ENTERGY ARKANSAS, LLC | [23 empty] | J2262 |  |  | DPP-2021 | South | Phase 1 | Network Resource Interconnection Service (NRIS) | 652 | 652 | Not Started | 652 | 652 | 0 | 0
MISO |  |  |  | 2021-08-31T04:00:00+00:00 | Active |  | Battery Storage |  |  |  | Battery Storage | [16 empty] | Knox | IN |  |  | Edwardsport 345KV | 2024-08-31T04:00:00+00:00 | [9 empty] | DUKE ENERGY INDIANA, LLC | [23 empty] | J2263 |  |  | DPP-2021 | Central | Phase 1 | Network Resource Interconnection Service (NRIS) | 100 | 100 | Not Started | 0 | 0 | 0 | 0
MISO |  |  |  | 2021-10-11T04:00:00+00:00 | Withdrawn |  | Photovoltaic |  |  |  | Solar | [16 empty] | Prairie | AR |  |  | Desarc(A) (500kV) -Griffithville(B) (500kV) | 2024-02-02T05:00:00+00:00 | [9 empty] | ENTERGY ARKANSAS, LLC | [23 empty] | J2264 | 2023-10-25T04:00:00+00:00 |  | DPP-2021 | South | Phase 1 | Network Resource Interconnection Service (NRIS) | 88 | 88 | Not Started | 0 | 0 | 0 | 0
MISO |  |  |  | 2021-09-07T04:00:00+00:00 | Active |  | Solar/Battery |  |  |  | Hybrid | [16 empty] | Bollinger | MO |  |  | St. Francois (Bus #345773) - Lutesville (Bus #344974) 345 kV Line | 2024-02-15T05:00:00+00:00 | [9 empty] | AMEREN MISSOURI | [23 empty] | J2265 |  |  | DPP-2021 | Central | Phase 1 | Network Resource Interconnection Service (NRIS) | 200 | 200 | Not Started | 0 | 0 | 0 | 0
MISO |  |  |  | 2022-03-24T04:00:00+00:00 | Active |  | Solar/Battery |  |  |  | Hybrid | [16 empty] | Edgar | IL |  |  | Kansas (endpoint A) - Sugar Creek (endpoint B) 345 kV | 2025-03-31T04:00:00+00:00 | [9 empty] | AMEREN ILLINOIS | [23 empty] | J2266 |  |  | DPP-2021 | Central | Phase 1 | Network Resource Interconnection Service (NRIS) | 175 | 175 | Not Started | 0 | 0 | 0 | 0
MISO |  |  |  | 2022-03-24T04:00:00+00:00 | Active |  | Solar/Battery |  |  |  | Hybrid | [16 empty] | Williamson | IL |  |  | 345 kV Stilleys Substation | 2025-03-31T04:00:00+00:00 | [9 empty] | AMEREN ILLINOIS | [23 empty] | J2267 |  |  | DPP-2021 | Central | Phase 1 | Network Resource Interconnection Service (NRIS) | 250 | 250 | Not Started | 0 | 0 | 0 | 0
MISO |  |  |  | 2021-08-11T04:00:00+00:00 | Active |  | Photovoltaic |  |  |  | Solar | [16 empty] | Linn | IA |  |  | Duane Arnold Energy Center | 2024-10-30T04:00:00+00:00 | [9 empty] | ITC MIDWEST | [23 empty] | J2268 |  |  | DPP-2021 | West | Study Not Started | Network Resource Interconnection Service (NRIS) | 400 | 400 | Not Started | 370 | 370 | 0 | 0
MISO |  |  |  | 2022-06-14T04:00:00+00:00 | Active |  | Photovoltaic |  |  |  | Solar | [16 empty] | Fountain | IN |  |  | Veedersburg West - Lafayette 230kV | 2024-08-01T04:00:00+00:00 | [9 empty] | DUKE ENERGY INDIANA, LLC | [23 empty] | J2269 |  |  | DPP-2021 | Central | Phase 1 | Network Resource Interconnection Service (NRIS) | 300 | 300 | Not Started | 0 | 0 | 0 | 0
MISO |  |  |  | 2021-08-16T04:00:00+00:00 | Active |  | Photovoltaic |  |  |  | Solar | [16 empty] | Sullivan | IN |  |  | Merom 345 kV | 2024-10-30T04:00:00+00:00 | [9 empty] | HOOSIER ENERGY | [23 empty] | J2270 |  |  | DPP-2021 | Central | Phase 1 | Network Resource Interconnection Service (NRIS) | 300 | 300 | Not Started | 0 | 0 | 0 | 0
MISO |  |  |  | 2021-07-21T04:00:00+00:00 | Active |  | Photovoltaic |  |  |  | Solar | [16 empty] | Columbia | WI |  |  | South Fond du Lac to Columbia 345 kV | 2025-01-01T05:00:00+00:00 | [9 empty] | AMERICAN TRANSMISSION COMPANY | [23 empty] | J2271 |  |  | DPP-2021 | East (ATC) | Phase 1 | Network Resource Interconnection Service (NRIS) | 200 | 200 | Not Started | 200 | 200 | 0 | 0
MISO |  |  |  | 2021-07-22T04:00:00+00:00 | Active |  | Solar/Battery |  |  |  | Hybrid | [16 empty] | Clinton | IA |  |  | 161kV East Calamus Substation | 2024-09-01T04:00:00+00:00 | [9 empty] | ITC MIDWEST | [23 empty] | J2272 |  |  | DPP-2021 | West | Study Not Started | Network Resource Interconnection Service (NRIS) | 250 | 250 | Not Started | 250 | 250 | 0 | 0
MISO |  |  |  | 2022-03-24T04:00:00+00:00 | Active |  | Solar/Battery |  |  |  | Hybrid | [16 empty] | Clinton | IL |  |  | Tabor 138kV Substation | 2024-03-31T04:00:00+00:00 | [9 empty] | AMEREN ILLINOIS | [23 empty] | J2273 |  |  | DPP-2021 | Central | Phase 1 | Network Resource Interconnection Service (NRIS) | 175 | 175 | Not Started | 0 | 0 | 0 | 0
MISO |  |  |  | 2021-07-21T04:00:00+00:00 | Active |  | Solar/Battery |  |  |  | Hybrid | [16 empty] | Lincoln | MO |  |  | Pike - Troy 161kV | 2024-10-01T04:00:00+00:00 | [9 empty] | AMEREN MISSOURI | [23 empty] | J2274 |  |  | DPP-2021 | Central | Phase 1 | Network Resource Interconnection Service (NRIS) | 170 | 170 | Not Started | 0 | 0 | 0 | 0
MISO |  |  |  | 2022-03-22T04:00:00+00:00 | Active |  | Wind Turbine |  |  |  | Wind | [16 empty] | Peoria | IL |  |  | Fargo to Sandburg 345kV | 2025-10-31T04:00:00+00:00 | [9 empty] | AMEREN ILLINOIS | [23 empty] | J2275 |  |  | DPP-2021 | Central | Phase 1 | Network Resource Interconnection Service (NRIS) | 250 | 250 | Not Started | 0 | 0 | 0 | 0
MISO |  |  |  | 2022-04-11T04:00:00+00:00 | Active |  | Solar/Wind |  |  |  | Solar | [16 empty] | Douglas | MN |  |  | ALEXANDRIA | 2022-01-01T05:00:00+00:00 | [9 empty] | MISSOURI RIVER ENERGY SERVICES - TRANSMISSION | [23 empty] | J2276 |  |  | DPP-2021 | West | Study Not Started | Network Resource Interconnection Service (NRIS) | 39.5 | 39.5 | Not Started | 39.5 | 39.5 | 0 | 0
MISO |  |  |  | 2022-05-06T04:00:00+00:00 | Active |  | Battery Storage |  |  |  | Battery Storage | [16 empty] | Portage | WI |  |  | Golden Sands - Arnott (O-119) | 2023-08-01T04:00:00+00:00 | [9 empty] | AMERICAN TRANSMISSION COMPANY | [23 empty] | J2277 |  |  | DPP-2021 | East (ATC) | Phase 1 | Network Resource Interconnection Service (NRIS) | 0 | 0 | Not Started | 0 | 0 | 0 | 0
MISO |  |  |  | 2022-03-28T04:00:00+00:00 | Active |  | Solar/Battery |  |  |  | Hybrid | [16 empty] | Edgar | IL |  |  | Other_ | 2025-11-30T05:00:00+00:00 | [9 empty] | AMEREN ILLINOIS | [23 empty] | J2278 |  |  | DPP-2021 | Central | Phase 1 | Network Resource Interconnection Service (NRIS) | 60 | 60 | Not Started | 0 | 0 | 0 | 0
MISO |  |  |  | 2021-07-21T04:00:00+00:00 | Active |  | Solar/Battery |  |  |  | Hybrid | [16 empty] | Ionia | MI |  |  | Burnips to Tremaine 138 kV line | 2025-08-01T04:00:00+00:00 | [9 empty] | WOLVERINE POWER SUPPLY COOPERATIVE | [23 empty] | J2279 |  |  | DPP-2021 | East (ITC) | Phase 1 | Network Resource Interconnection Service (NRIS) | 150 | 150 | Not Started | 150 | 150 | 0 | 0
MISO |  |  |  | 2022-03-28T04:00:00+00:00 | Active |  | Battery Storage |  |  |  | Battery Storage | [17 empty] | IN |  |  | GREENWOOD CLARK TOWNSHIP | 2023-06-01T04:00:00+00:00 | [9 empty] | DUKE ENERGY INDIANA, LLC | [23 empty] | J2280 |  |  | DPP-2021 | Central | Phase 1 | Network Resource Interconnection Service (NRIS) | 198 | 198 | Not Started | 0 | 0 | 0 | 0
MISO |  |  |  | 2021-08-20T04:00:00+00:00 | Withdrawn |  | Battery Storage |  |  |  | Battery Storage | [16 empty] | White | IN |  |  | Reynolds 138 kV | 2024-10-07T04:00:00+00:00 | [9 empty] | NORTHERN INDIANA PUBLIC SERVICE COMPANY LLC | [23 empty] | J2281 |  |  | DPP-2021 | Central |  | Network Resource Interconnection Service (NRIS) | 100 | 100 |  | 0 | 0 | 0 | 0
MISO |  |  |  | 2022-03-28T04:00:00+00:00 | Active |  | Solar/Battery |  |  |  | Hybrid | [16 empty] | Ohio | KY |  |  | BR Tap -- New Hardinsburg 161kV | 2025-10-25T04:00:00+00:00 | [9 empty] | BIG RIVERS ELECTRIC CORPORATION | [23 empty] | J2282 |  |  | DPP-2021 | Central | Phase 1 | Network Resource Interconnection Service (NRIS) | 100 | 100 | Not Started | 0 | 0 | 0 | 0
MISO |  |  |  | 2021-11-19T05:00:00+00:00 | Active |  | Wind Turbine |  |  |  | Wind | [16 empty] | Hillsdale | MI |  |  | 18Knowles (MISO node #256632) | 2020-10-01T04:00:00+00:00 | [9 empty] | METC | [23 empty] | J2283 |  |  | DPP-2021 | East (ITC) | Phase 1 |  | 16.1 | 16.1 | Not Started | 16.1 | 16.1 | 0 | 0
MISO |  |  |  | 2021-09-08T04:00:00+00:00 | Withdrawn |  | Photovoltaic |  |  |  | Solar | [16 empty] | Coahoma | MS |  |  | Clarksdale-Delta 115kV line | 2025-12-30T05:00:00+00:00 | [9 empty] | ENTERGY MISSISSIPPI, LLC. | [23 empty] | J2284 | 2023-10-25T04:00:00+00:00 |  | DPP-2021 | South | Phase 1 | Network Resource Interconnection Service (NRIS) | 65.96 | 65.96 | Not Started | 0 | 0 | 0 | 0
MISO |  |  |  | 2021-07-14T04:00:00+00:00 | Withdrawn |  | Battery Storage |  |  |  | Battery Storage | [16 empty] | Polk | MN |  |  | Praire - Winger | 2026-10-01T04:00:00+00:00 | [9 empty] | OTTER TAIL POWER COMPANY | [23 empty] | J2285 | 2021-09-10T04:00:00+00:00 |  | DPP-2021 | West |  | Network Resource Interconnection Service (NRIS) | 45 | 45 |  | 0 | 0 | 0 | 0
MISO |  |  |  | 2021-07-14T04:00:00+00:00 | Withdrawn |  | Photovoltaic |  |  |  | Solar | [16 empty] | Polk | MN |  |  | Praire - Winger 230kV | 2026-10-01T04:00:00+00:00 | [9 empty] | OTTER TAIL POWER COMPANY | [23 empty] | J2286 | 2021-09-10T04:00:00+00:00 |  | DPP-2021 | West |  | Network Resource Interconnection Service (NRIS) | 90 | 90 |  | 0 | 0 | 0 | 0
MISO |  |  |  | 2021-09-07T04:00:00+00:00 | Active |  | Photovoltaic |  |  |  | Solar | [16 empty] | Bolivar | MS |  |  | DELTA SES SWITCHYARD 115kV | 2024-12-01T05:00:00+00:00 | [9 empty] | ENTERGY MISSISSIPPI, LLC. | [23 empty] | J2287 |  |  | DPP-2021 | South | Phase 1 | Network Resource Interconnection Service (NRIS) | 135 | 135 | Not Started | 135 | 0 | 0 | 0
MISO |  |  |  | 2022-03-24T04:00:00+00:00 | Active |  | Photovoltaic |  |  |  | Solar | [16 empty] | Audrain | MO |  |  | J956 collector substation (345kv; same ownership as other project connecting to sub, so no consent a | 2025-06-01T04:00:00+00:00 | [9 empty] | AMEREN MISSOURI | [23 empty] | J2288 |  |  | DPP-2021 | Central | Phase 1 | Network Resource Interconnection Service (NRIS) | 175 | 175 | Not Started | 0 | 0 | 0 | 0
MISO |  |  |  | 2021-09-09T04:00:00+00:00 | Active |  | Photovoltaic |  |  |  | Solar | [16 empty] | Sunflower | MS |  |  | Indianola | 2025-04-01T04:00:00+00:00 | [9 empty] | ENTERGY MISSISSIPPI, LLC. | [23 empty] | J2289 |  |  | DPP-2021 | South | Phase 1 | Energy Resource Interconnection Service (ERIS) | 200 | 200 | Not Started | 200 | 0 | 0 | 0
MISO |  |  |  | 2022-02-17T05:00:00+00:00 | Withdrawn |  | Solar/Battery |  |  |  | Hybrid | [16 empty] | Avoyelles | LA |  |  | CLECO Yellow Bayou 138kV Substation | 2025-10-25T04:00:00+00:00 | [9 empty] | CLECO POWER LLC | [23 empty] | J2290 | 2023-10-25T04:00:00+00:00 |  | DPP-2021 | South | Phase 1 | Network Resource Interconnection Service (NRIS) | 130 | 130 | Not Started | 0 | 0 | 0 | 0
MISO |  |  |  | 2021-09-07T04:00:00+00:00 | Withdrawn |  | Photovoltaic |  |  |  | Solar | [16 empty] | Polk | MN |  |  | Winger | 2025-07-23T04:00:00+00:00 | [9 empty] | OTTER TAIL POWER COMPANY | [23 empty] | J2291 |  |  | DPP-2021 | West |  | Network Resource Interconnection Service (NRIS) | 150 | 150 |  | 0 | 0 | 0 | 0
MISO |  |  |  | 2021-09-15T04:00:00+00:00 | Active |  | Photovoltaic |  |  |  | Solar | [16 empty] | Calcasieu | LA |  |  | Goos Ferry | 2024-09-01T04:00:00+00:00 | [9 empty] | ENTERGY LOUISIANA, LLC | [23 empty] | J2292 |  |  | DPP-2021 | South | Phase 1 | Network Resource Interconnection Service (NRIS) | 50 | 50 | Not Started | 50 | 0 | 0 | 0
MISO |  |  |  | 2021-11-30T05:00:00+00:00 | Active |  | Solar/Battery |  |  |  | Hybrid | [16 empty] | Adams | WI |  |  | Other_ | 2025-11-30T05:00:00+00:00 | [9 empty] | AMERICAN TRANSMISSION COMPANY | [23 empty] | J2293 |  |  | DPP-2021 | East (ATC) | Phase 1 | Network Resource Interconnection Service (NRIS) | 50 | 50 | Not Started | 50 | 50 | 0 | 0
MISO |  |  |  | 2021-08-10T04:00:00+00:00 | Active |  | Photovoltaic |  |  |  | Solar | [16 empty] | Mississippi | AR |  |  | Dell to Nucor 161 kV | 2024-05-01T04:00:00+00:00 | [9 empty] | ARKANSAS ELECTRIC COOPERATIVE CORPORATION | [23 empty] | J2294 |  |  | DPP-2021 | South | Phase 1 | Network Resource Interconnection Service (NRIS) | 250 | 250 | Not Started | 250 | 250 | 0 | 0
MISO |  |  |  | 2021-09-09T04:00:00+00:00 | Withdrawn |  | Photovoltaic |  |  |  | Solar | [16 empty] | Sullivan | IN |  |  | Merom Substation 345kV | 2025-04-01T04:00:00+00:00 | [9 empty] | HOOSIER ENERGY | [23 empty] | J2295 | 2023-04-04T04:00:00+00:00 |  | DPP-2021 | Central |  | Energy Resource Interconnection Service (ERIS) | 200 | 200 |  | 0 | 0 | 0 | 0
MISO |  |  |  | 2022-03-24T04:00:00+00:00 | Active |  | Photovoltaic |  |  |  | Solar | [16 empty] | Sullivan | IN |  |  | Merom Substation 345kV | 2025-04-01T04:00:00+00:00 | [9 empty] | HOOSIER ENERGY | [23 empty] | J2296 |  |  | DPP-2021 | Central | Phase 1 | Energy Resource Interconnection Service (ERIS) | 100 | 100 | Not Started | 0 | 0 | 0 | 0
MISO |  |  |  | 2021-09-09T04:00:00+00:00 | Active |  | Photovoltaic |  |  |  | Solar | [16 empty] | Sunflower | MS |  |  | Indianola | 2025-04-01T04:00:00+00:00 | [9 empty] | ENTERGY MISSISSIPPI, LLC. | [23 empty] | J2297 |  |  | DPP-2021 | South | Phase 1 | Energy Resource Interconnection Service (ERIS) | 100 | 100 | Not Started | 100 | 0 | 0 | 0
MISO |  |  |  | 2021-11-30T05:00:00+00:00 | Active |  | Photovoltaic |  |  |  | Solar | [16 empty] | Greene | AR |  |  | AECC Gainesville | 2025-04-01T04:00:00+00:00 | [9 empty] | ARKANSAS ELECTRIC COOPERATIVE CORPORATION | [23 empty] | J2298 |  |  | DPP-2021 | South | Phase 1 | Network Resource Interconnection Service (NRIS) | 200 | 200 | Not Started | 200 | 200 | 0 | 0
MISO |  |  |  | 2021-09-09T04:00:00+00:00 | Withdrawn |  | Photovoltaic |  |  |  | Solar | [16 empty] | Greene | AR |  |  | Marmaduke | 2025-04-01T04:00:00+00:00 | [9 empty] | ENTERGY ARKANSAS, LLC | [23 empty] | J2299 | 2023-04-04T04:00:00+00:00 |  | DPP-2021 | South |  | Network Resource Interconnection Service (NRIS) | 100 | 100 |  | 0 | 0 | 0 | 0
MISO |  |  |  | 2021-11-30T05:00:00+00:00 | Active |  | Battery Storage |  |  |  | Battery Storage | [16 empty] | Greene | AR |  |  | AECC Gainesville | 2025-04-01T04:00:00+00:00 | [9 empty] | ARKANSAS ELECTRIC COOPERATIVE CORPORATION | [23 empty] | J2300 |  |  | DPP-2021 | South | Phase 1 | Network Resource Interconnection Service (NRIS) | 50 | 50 | Not Started | 50 | 50 | 0 | 0
MISO |  |  |  | 2022-03-28T04:00:00+00:00 | Active |  | Solar/Battery |  |  |  | Hybrid | [16 empty] | Vigo | IN |  |  | Other_ | 2025-11-30T05:00:00+00:00 | [9 empty] | DUKE ENERGY INDIANA, LLC | [23 empty] | J2301 |  |  | DPP-2021 | Central | Phase 1 | Network Resource Interconnection Service (NRIS) | 100 | 100 | Not Started | 0 | 0 | 0 | 0
MISO |  |  |  | 2021-11-10T05:00:00+00:00 | Active |  | Solar/Battery |  |  |  | Hybrid | [16 empty] | St. Helena | LA |  |  | McKnight to Victor J. Daniel 500kV Line | 2024-08-01T04:00:00+00:00 | [9 empty] | ENTERGY LOUISIANA, LLC | [23 empty] | J2302 |  |  | DPP-2021 | South | Phase 1 | Network Resource Interconnection Service (NRIS) | 400 | 400 | Not Started | 400 | 400 | 0 | 0
MISO |  |  |  | 2021-07-19T04:00:00+00:00 | Withdrawn |  | Photovoltaic |  |  |  | Solar | [16 empty] | Waushara | WI |  |  | Sand Lake 138kV Substation | 2024-11-30T05:00:00+00:00 | [9 empty] | AMERICAN TRANSMISSION COMPANY | [23 empty] | J2303 |  |  | DPP-2021 | East (ATC) |  | Network Resource Interconnection Service (NRIS) | 100 | 100 |  | 0 | 0 | 0 | 0
MISO |  |  |  | 2021-12-02T05:00:00+00:00 | Active |  | Battery Storage |  |  |  | Battery Storage | [16 empty] | Columbia | WI |  |  | Rockdale to Columbia | 2024-04-15T04:00:00+00:00 | [9 empty] | AMERICAN TRANSMISSION COMPANY | [23 empty] | J2304 |  |  | DPP-2021 | East (ATC) | Phase 1 | Network Resource Interconnection Service (NRIS) | 400 | 400 | Not Started | 400 | 400 | 0 | 0
MISO |  |  |  | 2021-08-17T04:00:00+00:00 | Withdrawn |  | Photovoltaic |  |  |  | Solar | [16 empty] | Henderson | KY |  |  | Henderson - AB Brown 138 kV | 2025-04-01T04:00:00+00:00 | [9 empty] | BIG RIVERS ELECTRIC CORPORATION | [23 empty] | J2305 |  |  | DPP-2021 | Central | Phase 1 | Network Resource Interconnection Service (NRIS) | 139 | 139 | Not Started | 0 | 0 | 0 | 0
MISO |  |  |  | 2021-07-21T04:00:00+00:00 | Withdrawn |  | Photovoltaic |  |  |  | Hybrid | [16 empty] | Perry | IL |  |  | Commodore-Jordan | 2024-11-01T04:00:00+00:00 | [9 empty] | AMEREN ILLINOIS | [23 empty] | J2306 |  |  | DPP-2021 | Central |  | Network Resource Interconnection Service (NRIS) | 150 | 150 |  | 0 | 0 | 0 | 0
MISO |  |  |  | 2022-03-23T04:00:00+00:00 | Active |  | Photovoltaic |  |  |  | Solar | [16 empty] | Miami | IN |  |  | Greentown-Walton | 2025-10-01T04:00:00+00:00 | [9 empty] | DUKE ENERGY INDIANA, LLC | [23 empty] | J2307 |  |  | DPP-2021 | Central | Phase 1 | Network Resource Interconnection Service (NRIS) | 130 | 130 | Not Started | 0 | 0 | 0 | 0
MISO |  |  |  | 2022-03-23T04:00:00+00:00 | Active |  | Battery Storage |  |  |  | Battery Storage | [16 empty] | Miami | IN |  |  | Greentown-Walton 230kV | 2025-10-01T04:00:00+00:00 | [9 empty] | DUKE ENERGY INDIANA, LLC | [23 empty] | J2308 |  |  | DPP-2021 | Central | Phase 1 | Network Resource Interconnection Service (NRIS) | 35 | 35 | Not Started | 0 | 0 | 0 | 0
MISO |  |  |  | 2021-09-07T04:00:00+00:00 | Active |  | Photovoltaic |  |  |  | Solar | [16 empty] | Murray | MN |  |  | Chanarambie - Ellsborough 115 kV line | 2024-10-30T04:00:00+00:00 | [9 empty] | NORTHERN STATES POWER COMPANY | [23 empty] | J2309 |  |  | DPP-2021 | West | Study Not Started | Network Resource Interconnection Service (NRIS) | 100 | 100 | Not Started | 100 | 100 | 0 | 0
MISO |  |  |  | 2021-09-09T04:00:00+00:00 | Withdrawn |  | Photovoltaic |  |  |  | Solar | [16 empty] | Beauregard | LA |  |  | Rhodes | 2024-04-30T04:00:00+00:00 | [9 empty] | ENTERGY LOUISIANA, LLC | [23 empty] | J2310 | 2023-10-25T04:00:00+00:00 |  | DPP-2021 | South | Phase 1 | Network Resource Interconnection Service (NRIS) | 300 | 300 | Not Started | 0 | 0 | 0 | 0
MISO |  |  |  | 2022-03-28T04:00:00+00:00 | Active |  | Wind Turbine |  |  |  | Wind | [16 empty] | LaSalle | IL |  |  | Hickock | 2024-02-09T05:00:00+00:00 | [9 empty] | AMEREN ILLINOIS | [23 empty] | J2311 |  |  | DPP-2021 | Central | Phase 1 | Network Resource Interconnection Service (NRIS) | 145 | 145 | Not Started | 0 | 0 | 0 | 0
MISO |  |  |  | 2022-03-28T04:00:00+00:00 | Active |  | Wind Turbine |  |  |  | Wind | [16 empty] | Putnam | IL |  |  | Hickock | 2024-02-09T05:00:00+00:00 | [9 empty] | AMEREN ILLINOIS | [23 empty] | J2312 |  |  | DPP-2021 | Central | Phase 1 | Network Resource Interconnection Service (NRIS) | 47.9 | 47.9 | Not Started | 0 | 0 | 0 | 0
MISO |  |  |  | 2021-09-10T04:00:00+00:00 | Active |  | Photovoltaic |  |  |  | Solar | [16 empty] | Sunflower | MS |  |  | Other_ | 2023-12-31T05:00:00+00:00 | [9 empty] | ENTERGY MISSISSIPPI, LLC. | [23 empty] | J2313 |  |  | DPP-2021 | South | Phase 1 | Network Resource Interconnection Service (NRIS) | 80 | 80 | Not Started | 80 | 80 | 0 | 0
MISO |  |  |  | 2021-09-10T04:00:00+00:00 | Active |  | Photovoltaic |  |  |  | Solar | [16 empty] | Liberty | TX |  |  | Petry Woods | 2023-12-31T05:00:00+00:00 | [9 empty] | ENTERGY TEXAS, INC. | [23 empty] | J2314 |  |  | DPP-2021 | South | Phase 1 | Network Resource Interconnection Service (NRIS) | 150 | 150 | Not Started | 150 | 150 | 0 | 0
MISO |  |  |  | 2021-09-10T04:00:00+00:00 | Withdrawn |  | Battery Storage |  |  |  | Battery Storage | [16 empty] | Liberty | TX |  |  | Petry Woods | 2023-12-31T05:00:00+00:00 | [9 empty] | ENTERGY TEXAS, INC. | [23 empty] | J2315 | 2023-10-25T04:00:00+00:00 |  | DPP-2021 | South | Phase 1 | Network Resource Interconnection Service (NRIS) | 75.3 | 75.3 | Not Started | 0 | 0 | 0 | 0
MISO |  |  |  | 2021-09-16T04:00:00+00:00 | Active |  | Photovoltaic |  |  |  | Solar | [16 empty] | Dickinson | MI |  |  | Nordic 138kV Substation | 2023-09-15T04:00:00+00:00 | [9 empty] | AMERICAN TRANSMISSION COMPANY | [23 empty] | J2316 |  |  | DPP-2021 | East (ATC) | Phase 1 |  | 77.5 | 77.5 | Not Started | 77.5 | 77.5 | 0 | 0
MISO |  |  |  | 2021-12-21T05:00:00+00:00 | Active |  | Photovoltaic |  |  |  | Solar | [16 empty] | Ouachita | LA |  |  | Sterlington - Bastrop 115 kV | 2024-10-31T04:00:00+00:00 | [9 empty] | CLECO POWER LLC | [23 empty] | J2317 |  |  | DPP-2021 | South | Phase 1 | Network Resource Interconnection Service (NRIS) | 225 | 225 | Not Started | 225 | 225 | 0 | 0
MISO |  |  |  | 2022-03-28T04:00:00+00:00 | Active |  | Solar/Battery |  |  |  | Hybrid | [16 empty] | Warren | IN |  |  | North East (Castle) - Culley 138 kV (J1642 POI) | 2025-10-25T04:00:00+00:00 | [9 empty] | Southern Indiana Gas & Electric Company d/b/a Centerpoint Energy Indiana South | [23 empty] | J2318 |  |  | DPP-2021 | Central | Phase 1 | Network Resource Interconnection Service (NRIS) | 75 | 75 | Not Started | 0 | 0 | 0 | 0
MISO |  |  |  | 2021-08-24T04:00:00+00:00 | Withdrawn |  | Photovoltaic |  |  |  | Solar | [16 empty] | Huron | MI |  |  | Stein 345 kV substation | 2023-11-01T04:00:00+00:00 | [9 empty] | ITC | [23 empty] | J2319 | 2021-12-22T05:00:00+00:00 |  | DPP-2021 | East (ITC) | Phase 1 | Network Resource Interconnection Service (NRIS) | 200 | 200 | Not Started | 0 | 0 | 0 | 0
MISO |  |  |  | 2021-09-10T04:00:00+00:00 | Withdrawn |  | Battery Storage |  |  |  | Battery Storage | [16 empty] | Sunflower | MS |  |  | Inverness | 2023-12-31T05:00:00+00:00 | [9 empty] | ENTERGY MISSISSIPPI, LLC. | [23 empty] | J2320 | 2023-10-25T04:00:00+00:00 |  | DPP-2021 | South | Phase 1 | Network Resource Interconnection Service (NRIS) | 40 | 40 | Not Started | 0 | 0 | 0 | 0
MISO |  |  |  | 2022-05-16T04:00:00+00:00 | Withdrawn |  | Solar/Battery |  |  |  | Hybrid | [16 empty] | Lamar | MS |  |  | Columbia to Plant Morrow 161kV | 2025-04-30T04:00:00+00:00 | [9 empty] | COOPERATIVE ENERGY | [23 empty] | J2321 | 2023-03-25T04:00:00+00:00 |  | DPP-2022 | South | Study Not Started | Network Resource Interconnection Service (NRIS) | 180 | 180 | Not Started | 0 | 0 | 0 | 0
MISO |  |  |  | 2022-05-17T04:00:00+00:00 | Active |  | Photovoltaic |  |  |  | Solar | [16 empty] | Evangeline | LA |  |  | Pine Prairie to Coughlin 138 kV | 2025-07-02T04:00:00+00:00 | [9 empty] | CLECO POWER LLC | [23 empty] | J2322 |  |  | DPP-2022 | South | Study Not Started | Energy Resource Interconnection Service (ERIS) | 200 | 200 | Not Started | 0 | 0 | 0 | 0
MISO |  |  |  | 2022-09-13T04:00:00+00:00 | Active |  | Wind Turbine |  |  |  | Wind | [16 empty] | Webster | IA |  |  | Webster-Lehigh 345kV | 2027-10-01T04:00:00+00:00 | [9 empty] | MIDAMERICAN ENERGY CO. | [23 empty] | J2323 |  |  | DPP-2022 | West | Phase 1 | Network Resource Interconnection Service (NRIS) | 145 | 145 | Not Started | 0 | 0 | 0 | 0
MISO |  |  |  | 2022-09-08T04:00:00+00:00 | Active |  | Solar/Battery |  |  |  | Hybrid | [16 empty] | Winnebago | IL |  |  | Shirland Ave Tap (Y-54) to Shaw 69kV | 2027-02-24T05:00:00+00:00 | [9 empty] | AMERICAN TRANSMISSION COMPANY | [23 empty] | J2324 |  |  | DPP-2022 | East (ATC) | Study Not Started | Network Resource Interconnection Service (NRIS) | 35 | 35 | Not Started | 0 | 0 | 0 | 0
MISO |  |  |  | 2022-09-13T04:00:00+00:00 | Withdrawn |  | Battery Storage |  |  |  | Battery Storage | [16 empty] | Morehouse | LA |  |  | Bastrop to Sterlington 115 kV | 2025-08-01T04:00:00+00:00 | [9 empty] | ENTERGY LOUISIANA, LLC | [23 empty] | J2325 | 2023-03-25T04:00:00+00:00 |  | DPP-2022 | South | Study Not Started | Network Resource Interconnection Service (NRIS) | 175 | 175 | Not Started | 0 | 0 | 0 | 0
MISO |  |  |  | 2022-09-13T04:00:00+00:00 | Active |  | Battery Storage |  |  |  | Battery Storage | [16 empty] | Outagamie | WI |  |  | Werner West - Highway 22 345 kV | 2025-10-28T04:00:00+00:00 | [9 empty] | AMERICAN TRANSMISSION COMPANY | [23 empty] | J2326 |  |  | DPP-2022 | East (ATC) | Study Not Started | Network Resource Interconnection Service (NRIS) | 150 | 150 | Not Started | 0 | 0 | 0 | 0
MISO |  |  |  | 2022-09-13T04:00:00+00:00 | Active |  | Wind Turbine |  |  |  | Wind | [16 empty] | LaMoure | ND |  |  | Ellendale 345 kV | 2026-11-01T04:00:00+00:00 | [9 empty] | MONTANA-DAKOTA UTILITIES CO. | [23 empty] | J2327 |  |  | DPP-2022 | West | Phase 1 | Network Resource Interconnection Service (NRIS) | 300 | 300 | Not Started | 0 | 0 | 0 | 0
MISO |  |  |  | 2022-09-12T04:00:00+00:00 | Active |  | Photovoltaic |  |  |  | Solar | [16 empty] | Lonoke | AR |  |  | Keo 500kV | 2027-10-01T04:00:00+00:00 | [9 empty] | ENTERGY ARKANSAS, LLC | [23 empty] | J2328 |  |  | DPP-2022 | South | Study Not Started | Network Resource Interconnection Service (NRIS) | 150 | 150 | Not Started | 0 | 0 | 0 | 0
MISO |  |  |  | 2022-09-14T04:00:00+00:00 | Active |  | Battery Storage |  |  |  | Battery Storage | [16 empty] | Vigo | IN |  |  | Wabash River-Whitesville South 230 kV | 2025-10-31T04:00:00+00:00 | [9 empty] | DUKE ENERGY INDIANA, LLC | [23 empty] | J2329 |  |  | DPP-2022 | Central | Phase 1 | Network Resource Interconnection Service (NRIS) | 100 | 100 | Not Started | 0 | 0 | 0 | 0
MISO |  |  |  | 2022-09-15T04:00:00+00:00 | Active |  | Photovoltaic |  |  |  | Solar | [16 empty] | Leflore | MS |  |  | Winona to Greenwood 115 kV | 2026-10-31T04:00:00+00:00 | [9 empty] | ENTERGY MISSISSIPPI, LLC. | [23 empty] | J2330 |  |  | DPP-2022 | South | Study Not Started | Network Resource Interconnection Service (NRIS) | 200 | 200 | Not Started | 0 | 0 | 0 | 0
MISO |  |  |  | 2022-09-15T04:00:00+00:00 | Withdrawn |  | Photovoltaic |  |  |  | Solar | [16 empty] | Franklin | IL |  |  | West Frankfort East Substation 345kV | 2026-09-15T04:00:00+00:00 | [9 empty] | AMEREN ILLINOIS | [23 empty] | J2331 | 2023-03-24T04:00:00+00:00 |  | DPP-2022 | Central | Phase 1 | Network Resource Interconnection Service (NRIS) | 127 | 127 | Not Started | 0 | 0 | 0 | 0
MISO |  |  |  | 2022-09-15T04:00:00+00:00 | Active |  | Wind Turbine |  |  |  | Wind | [16 empty] | Cottonwood | MN |  |  | Lyon County - Cedar Mountain 345kV | 2027-09-01T04:00:00+00:00 | [9 empty] | NORTHERN STATES POWER COMPANY | [23 empty] | J2332 |  |  | DPP-2022 | West | Phase 1 | Network Resource Interconnection Service (NRIS) | 200 | 200 | Not Started | 0 | 0 | 0 | 0
MISO |  |  |  | 2022-09-15T04:00:00+00:00 | Active |  | Wind Turbine |  |  |  | Wind | [16 empty] | McPherson | SD |  |  | Ellendale - Twin Brooks 345kV | 2027-09-01T04:00:00+00:00 | [9 empty] | OTTER TAIL POWER COMPANY | [23 empty] | J2333 |  |  | DPP-2022 | West | Phase 1 | Network Resource Interconnection Service (NRIS) | 200 | 200 | Not Started | 0 | 0 | 0 | 0
MISO |  |  |  | 2022-09-14T04:00:00+00:00 | Active |  | Photovoltaic |  |  |  | Solar | [16 empty] | Montgomery | IL |  |  | Redhawk Substation 138kV | 2027-09-01T04:00:00+00:00 | [9 empty] | AMEREN ILLINOIS | [23 empty] | J2334 |  |  | DPP-2022 | Central | Phase 1 | Network Resource Interconnection Service (NRIS) | 195 | 195 | Not Started | 0 | 0 | 0 | 0
MISO |  |  |  | 2022-09-14T04:00:00+00:00 | Active |  | Battery Storage |  |  |  | Battery Storage | [16 empty] | Portage | WI |  |  | Plover 115 kV Substation (J1573 substation) | 2025-09-01T04:00:00+00:00 | [9 empty] | AMERICAN TRANSMISSION COMPANY | [23 empty] | J2335 |  |  | DPP-2022 | East (ATC) | Study Not Started | Network Resource Interconnection Service (NRIS) | 200 | 200 | Not Started | 0 | 0 | 0 | 0
MISO |  |  |  | 2022-09-13T04:00:00+00:00 | Active |  | Solar/Battery |  |  |  | Hybrid | [16 empty] | Union | LA |  |  | Sterlington - Downsville 115 kV Line | 2025-08-29T04:00:00+00:00 | [9 empty] | ENTERGY LOUISIANA, LLC | [23 empty] | J2336 |  |  | DPP-2022 | South | Study Not Started | Network Resource Interconnection Service (NRIS) | 125 | 125 | Not Started | 0 | 0 | 0 | 0
MISO |  |  |  | 2022-09-15T04:00:00+00:00 | Active |  | Battery Storage |  |  |  | Battery Storage | [16 empty] | St. Francois | MO |  |  | St. Francois 138kV 4ST FRANC 1 bus 345774 | 2026-06-30T04:00:00+00:00 | [9 empty] | AMEREN MISSOURI | [23 empty] | J2337 |  |  | DPP-2022 | Central | Phase 1 | Network Resource Interconnection Service (NRIS) | 100 | 100 | Not Started | 0 | 0 | 0 | 0
MISO |  |  |  | 2022-09-15T04:00:00+00:00 | Active |  | Wind Turbine |  |  |  | Wind | [16 empty] | McPherson | SD |  |  | Ellendale - Twin Brooks 345kV | 2027-09-01T04:00:00+00:00 | [9 empty] | OTTER TAIL POWER COMPANY | [23 empty] | J2338 |  |  | DPP-2022 | West | Phase 1 | Network Resource Interconnection Service (NRIS) | 200 | 200 | Not Started | 0 | 0 | 0 | 0
MISO |  |  |  | 2022-09-15T04:00:00+00:00 | Active |  | Photovoltaic |  |  |  | Solar | [16 empty] | Rapides | LA |  |  | Cocodrie-Forest Hill 230kV | 2026-10-01T04:00:00+00:00 | [9 empty] | CLECO POWER LLC | [23 empty] | J2339 |  |  | DPP-2022 | South | Study Not Started | Network Resource Interconnection Service (NRIS) | 125 | 125 | Not Started | 0 | 0 | 0 | 0
MISO |  |  |  | 2022-09-14T04:00:00+00:00 | Active |  | Photovoltaic |  |  |  | Solar | [16 empty] | Rush | IN |  |  | RUSHVILLE 69 kV - HEMILROY 69 kV | 2027-08-01T04:00:00+00:00 | [9 empty] | DUKE ENERGY INDIANA, LLC | [23 empty] | J2340 |  |  | DPP-2022 | Central | Phase 1 | Network Resource Interconnection Service (NRIS) | 43 | 43 | Not Started | 0 | 0 | 0 | 0
MISO |  |  |  | 2022-09-13T04:00:00+00:00 | Active |  | Photovoltaic |  |  |  | Solar | [16 empty] | Arkansas | AR |  |  | Ricuskey-Woodward 230kV | 2026-10-01T04:00:00+00:00 | [9 empty] | ENTERGY ARKANSAS, LLC | [23 empty] | J2341 |  |  | DPP-2022 | South | Study Not Started | Network Resource Interconnection Service (NRIS) | 75 | 75 | Not Started | 0 | 0 | 0 | 0
MISO |  |  |  | 2022-09-15T04:00:00+00:00 | Active |  | Wind Turbine |  |  |  | Wind | [16 empty] | Worth | IA |  |  | Worth County | 2027-05-15T04:00:00+00:00 | [9 empty] | ITC MIDWEST | [23 empty] | J2342 |  |  | DPP-2022 | West | Phase 1 |  | 230 | 230 | Not Started | 0 | 0 | 0 | 0
MISO |  |  |  | 2022-09-14T04:00:00+00:00 | Active |  | Battery Storage |  |  |  | Battery Storage | [16 empty] | Marion | IN |  |  | 138 kV line from Georgetown substation (Bus# 254598) to North Substation (Bus# 254630) | 2026-05-01T04:00:00+00:00 | [9 empty] | INDIANAPOLIS POWER & LIGHT COMPANY | [23 empty] | J2343 |  |  | DPP-2022 | Central | Phase 1 | Network Resource Interconnection Service (NRIS) | 130 | 130 | Not Started | 0 | 0 | 0 | 0
MISO |  |  |  | 2022-09-13T04:00:00+00:00 | Active |  | Wind Turbine |  |  |  | Wind | [16 empty] | Stutsman | ND |  |  | Jamestown 345 kV | 2026-11-01T04:00:00+00:00 | [9 empty] | OTTER TAIL POWER COMPANY | [23 empty] | J2344 |  |  | DPP-2022 | West | Phase 1 | Network Resource Interconnection Service (NRIS) | 200 | 200 | Not Started | 0 | 0 | 0 | 0
MISO |  |  |  | 2022-09-12T04:00:00+00:00 | Active |  | Wind Turbine |  |  |  | Wind | [16 empty] | Marathon | WI |  |  | Gardner Park-Stone Lake 345kV | 2028-10-01T04:00:00+00:00 | [9 empty] | AMERICAN TRANSMISSION COMPANY | [23 empty] | J2345 |  |  | DPP-2022 | East (ATC) | Study Not Started | Network Resource Interconnection Service (NRIS) | 150 | 150 | Not Started | 0 | 0 | 0 | 0
MISO |  |  |  | 2022-09-15T04:00:00+00:00 | Active |  | Wind Turbine |  |  |  | Wind | [16 empty] | Cottonwood | MN |  |  | Lyon County - Cedar Mountain 345kV | 2027-09-01T04:00:00+00:00 | [9 empty] | NORTHERN STATES POWER COMPANY | [23 empty] | J2346 |  |  | DPP-2022 | West | Phase 1 | Network Resource Interconnection Service (NRIS) | 200 | 200 | Not Started | 0 | 0 | 0 | 0
MISO |  |  |  | 2022-09-14T04:00:00+00:00 | Active |  | Photovoltaic |  |  |  | Solar | [16 empty] | Roscommon | MI |  |  | Higgins - Mio Dam 138 kV Line | 2025-09-15T04:00:00+00:00 | [9 empty] | METC | [23 empty] | J2347 |  |  | DPP-2022 | East (ITC) | Study Not Started | Network Resource Interconnection Service (NRIS) | 40 | 40 | Not Started | 0 | 0 | 0 | 0
MISO |  |  |  | 2022-09-14T04:00:00+00:00 | Active |  | Photovoltaic |  |  |  | Solar | [16 empty] | Webster | LA |  |  | Minden to Sarepta 115 kV | 2026-10-31T04:00:00+00:00 | [9 empty] | ENTERGY LOUISIANA, LLC | [23 empty] | J2348 |  |  | DPP-2022 | South | Study Not Started | Network Resource Interconnection Service (NRIS) | 225 | 225 | Not Started | 0 | 0 | 0 | 0
MISO |  |  |  | 2022-09-15T04:00:00+00:00 | Active |  | Photovoltaic |  |  |  | Solar | [16 empty] | Jackson | IL |  |  | Jackson to Campbell Hill 161kV | 2026-07-31T04:00:00+00:00 | [9 empty] | Southern Illinois Power Cooperative | [23 empty] | J2349 |  |  | DPP-2022 | Central | Phase 1 | Network Resource Interconnection Service (NRIS) | 200 | 200 | Not Started | 0 | 0 | 0 | 0
MISO |  |  |  | 2022-09-15T04:00:00+00:00 | Active |  | Photovoltaic |  |  |  | Solar | [16 empty] | Pulaski | AR |  |  | J2134 POI to White Bluff 115kV Line | 2025-09-15T04:00:00+00:00 | [9 empty] | ENTERGY ARKANSAS, LLC | [23 empty] | J2350 |  |  | DPP-2022 | South | Study Not Started | Network Resource Interconnection Service (NRIS) | 115.5 | 115.5 | Not Started | 0 | 0 | 0 | 0
MISO |  |  |  | 2022-09-15T04:00:00+00:00 | Active |  | Photovoltaic |  |  |  | Solar | [16 empty] | Clay | AR |  |  | AECC RECTOR NORTH - RECTOR 161kV line | 2026-08-01T04:00:00+00:00 | [9 empty] | ENTERGY ARKANSAS, LLC | [23 empty] | J2351 |  |  | DPP-2022 | South | Study Not Started | Network Resource Interconnection Service (NRIS) | 200 | 200 | Not Started | 0 | 0 | 0 | 0
MISO |  |  |  | 2022-09-15T04:00:00+00:00 | Active |  | Wind Turbine |  |  |  | Wind | [16 empty] | Woodbury | IA |  |  | Raun - Lehigh 345 kV | 2026-11-01T04:00:00+00:00 | [9 empty] | MIDAMERICAN ENERGY CO. | [23 empty] | J2352 |  |  | DPP-2022 | West | Phase 1 | Network Resource Interconnection Service (NRIS) | 118 | 118 | Not Started | 0 | 0 | 0 | 0
MISO |  |  |  | 2022-09-15T04:00:00+00:00 | Active |  | Photovoltaic |  |  |  | Solar | [16 empty] | White | IN |  |  | Reynolds - Burr Oak 345 kV Line | 2026-05-01T04:00:00+00:00 | [9 empty] | NORTHERN INDIANA PUBLIC SERVICE COMPANY LLC | [23 empty] | J2353 |  |  | DPP-2022 | Central | Phase 1 | Network Resource Interconnection Service (NRIS) | 278 | 278 | Not Started | 0 | 0 | 0 | 0
MISO |  |  |  | 2022-09-15T04:00:00+00:00 | Active |  | Photovoltaic |  |  |  | Solar | [16 empty] | Marinette | WI |  |  | Crivitz | 2024-12-01T05:00:00+00:00 | [9 empty] | AMERICAN TRANSMISSION COMPANY | [23 empty] | J2354 |  |  | DPP-2022 | East (ATC) | Study Not Started | Network Resource Interconnection Service (NRIS) | 65 | 65 | Not Started | 0 | 0 | 0 | 0
MISO |  |  |  | 2022-09-14T04:00:00+00:00 | Active |  | Photovoltaic |  |  |  | Solar | [16 empty] | Greene | IL |  |  | A Tap on 4JERSEYVL-4ROODHSE | 2027-11-30T05:00:00+00:00 | [9 empty] | AMEREN ILLINOIS | [23 empty] | J2355 |  |  | DPP-2022 | Central | Phase 1 | Network Resource Interconnection Service (NRIS) | 70 | 70 | Not Started | 0 | 0 | 0 | 0
MISO |  |  |  | 2022-09-15T04:00:00+00:00 | Withdrawn |  | Solar/Battery |  |  |  | Hybrid | [16 empty] | Craighead | AR |  |  | Cash-Newport AB 161 kV line | 2026-09-30T04:00:00+00:00 | [9 empty] | ENTERGY ARKANSAS, LLC | [23 empty] | J2356 | 2023-03-24T04:00:00+00:00 |  | DPP-2022 | South | Study Not Started | Network Resource Interconnection Service (NRIS) | 200 | 200 | Not Started | 0 | 0 | 0 | 0
MISO |  |  |  | 2022-09-15T04:00:00+00:00 | Active |  | Battery Storage |  |  |  | Battery Storage | [16 empty] | Lafourche | LA |  |  | Thibodaux 230 kV Substation | 2027-05-01T04:00:00+00:00 | [9 empty] | ENTERGY LOUISIANA, LLC | [23 empty] | J2357 |  |  | DPP-2022 | South | Study Not Started | Network Resource Interconnection Service (NRIS) | 200 | 200 | Not Started | 0 | 0 | 0 | 0
MISO |  |  |  | 2022-09-15T04:00:00+00:00 | Active |  | Photovoltaic |  |  |  | Solar | [16 empty] | Madison | MS |  |  | Other_ | 2024-12-01T05:00:00+00:00 | [9 empty] | ENTERGY MISSISSIPPI, LLC. | [23 empty] | J2358 |  |  | DPP-2022 | South | Study Not Started | Network Resource Interconnection Service (NRIS) | 113.98 | 113.98 | Not Started | 0 | 0 | 0 | 0
MISO |  |  |  | 2022-09-15T04:00:00+00:00 | Active |  | Battery Storage |  |  |  | Battery Storage | [16 empty] | Madison | MS |  |  | Mannsdale - Catlett 230 kV | 2024-12-01T05:00:00+00:00 | [9 empty] | AMEREN MISSOURI | [23 empty] | J2359 |  |  | DPP-2022 | Central | Study Not Started | Network Resource Interconnection Service (NRIS) | 58.5 | 58.5 | Not Started | 0 | 0 | 0 | 0
MISO |  |  |  | 2022-09-13T04:00:00+00:00 | Active |  | Battery Storage |  |  |  | Battery Storage | [16 empty] | Vigo | IN |  |  | TH Pfizer Jct. - Worthington (HED), Linton | 2027-05-07T04:00:00+00:00 | [9 empty] | DUKE ENERGY INDIANA, LLC | [23 empty] | J2360 |  |  | DPP-2022 | Central | Phase 1 | Network Resource Interconnection Service (NRIS) | 90 | 90 | Not Started | 0 | 0 | 0 | 0
MISO |  |  |  | 2022-09-15T04:00:00+00:00 | Withdrawn |  | Photovoltaic |  |  |  | Solar | [16 empty] | Perry | AR |  |  | AECC Oppelo 161 kV Substation | 2026-05-01T04:00:00+00:00 | [9 empty] | ENTERGY ARKANSAS, LLC | [23 empty] | J2361 | 2023-03-22T04:00:00+00:00 |  | DPP-2022 | South | Study Not Started | Network Resource Interconnection Service (NRIS) | 105 | 105 | Not Started | 0 | 0 | 0 | 0
MISO |  |  |  | 2022-09-13T04:00:00+00:00 | Active |  | Battery Storage |  |  |  | Battery Storage | [16 empty] | Fountain | IN |  |  | VEEDERSBURG WEST 230kV Substation | 2026-09-01T04:00:00+00:00 | [9 empty] | DUKE ENERGY INDIANA, LLC | [23 empty] | J2362 |  |  | DPP-2022 | Central | Phase 1 | Network Resource Interconnection Service (NRIS) | 100 | 100 | Not Started | 0 | 0 | 0 | 0
MISO |  |  |  | 2022-09-12T04:00:00+00:00 | Active |  | Wind Turbine |  |  |  | Wind | [16 empty] | Washington | IA |  |  | Marshalltown-Laurel 161kV | 2030-10-01T04:00:00+00:00 | [9 empty] | ITC MIDWEST | [23 empty] | J2363 |  |  | DPP-2022 | West | Phase 1 | Network Resource Interconnection Service (NRIS) | 226 | 226 | Not Started | 0 | 0 | 0 | 0
MISO |  |  |  | 2022-09-14T04:00:00+00:00 | Withdrawn |  | Wind Turbine |  |  |  | Wind | [16 empty] | Page | IA |  |  | Madison-Orient 345kV | 2030-10-01T04:00:00+00:00 | [9 empty] | MIDAMERICAN ENERGY CO. | [23 empty] | J2364 | 2023-03-24T04:00:00+00:00 |  | DPP-2022 | West | Phase 1 | Network Resource Interconnection Service (NRIS) | 175 | 175 | Not Started | 0 | 0 | 0 | 0
MISO |  |  |  | 2022-09-12T04:00:00+00:00 | Active |  | Battery Storage |  |  |  | Battery Storage | [16 empty] | Portage | WI |  |  | Werner West - Rocky Run 345kV | 2030-10-01T04:00:00+00:00 | [9 empty] | AMERICAN TRANSMISSION COMPANY | [23 empty] | J2365 |  |  | DPP-2022 | East (ATC) | Study Not Started | Network Resource Interconnection Service (NRIS) | 115 | 115 | Not Started | 0 | 0 | 0 | 0
MISO |  |  |  | 2022-09-12T04:00:00+00:00 | Active |  | Photovoltaic |  |  |  | Solar | [16 empty] | Portage | WI |  |  | Werner West - Rocky Run 345kV | 2030-10-01T04:00:00+00:00 | [9 empty] | AMERICAN TRANSMISSION COMPANY | [23 empty] | J2366 |  |  | DPP-2022 | East (ATC) | Study Not Started | Network Resource Interconnection Service (NRIS) | 160 | 160 | Not Started | 0 | 0 | 0 | 0
MISO |  |  |  | 2022-09-14T04:00:00+00:00 | Active |  | Wind Turbine |  |  |  | Wind | [16 empty] | LaMoure | ND |  |  | Ellendale 345kV SS | 2030-10-01T04:00:00+00:00 | [9 empty] | MONTANA-DAKOTA UTILITIES CO. | [23 empty] | J2367 |  |  | DPP-2022 | West | Phase 1 | Network Resource Interconnection Service (NRIS) | 250 | 250 | Not Started | 0 | 0 | 0 | 0
MISO |  |  |  | 2022-09-14T04:00:00+00:00 | Active |  | Wind Turbine |  |  |  | Wind | [16 empty] | LaMoure | ND |  |  | Ellendale 345kV SS | 2030-10-01T04:00:00+00:00 | [9 empty] | MONTANA-DAKOTA UTILITIES CO. | [23 empty] | J2368 |  |  | DPP-2022 | West | Phase 1 | Network Resource Interconnection Service (NRIS) | 250 | 250 | Not Started | 0 | 0 | 0 | 0
MISO |  |  |  | 2022-09-14T04:00:00+00:00 | Active |  | Wind Turbine |  |  |  | Wind | [16 empty] | Taylor | IA |  |  | Madison-Orient 345kV | 2030-10-01T04:00:00+00:00 | [9 empty] | MIDAMERICAN ENERGY CO. | [23 empty] | J2369 |  |  | DPP-2022 | West | Phase 1 | Network Resource Interconnection Service (NRIS) | 300 | 300 | Not Started | 0 | 0 | 0 | 0
MISO |  |  |  | 2022-09-15T04:00:00+00:00 | Active |  | Photovoltaic |  |  |  | Solar | [16 empty] | Hinds | MS |  |  | Bolton - Raymond Calpine 115 kV | 2024-12-01T05:00:00+00:00 | [9 empty] | ENTERGY MISSISSIPPI, LLC. | [23 empty] | J2370 |  |  | DPP-2022 | South | Study Not Started | Network Resource Interconnection Service (NRIS) | 100 | 100 | Not Started | 0 | 0 | 0 | 0
MISO |  |  |  | 2022-09-14T04:00:00+00:00 | Active |  | Photovoltaic |  |  |  | Solar | [16 empty] | Morehouse | LA |  |  | Dunn - Oak Ridge 115 kV | 2026-10-31T04:00:00+00:00 | [9 empty] | ENTERGY LOUISIANA, LLC | [23 empty] | J2371 |  |  | DPP-2022 | South | Study Not Started | Network Resource Interconnection Service (NRIS) | 250 | 250 | Not Started | 0 | 0 | 0 | 0
MISO |  |  |  | 2022-09-15T04:00:00+00:00 | Withdrawn |  | Battery Storage |  |  |  | Battery Storage | [16 empty] | McLean | IL |  |  | Bloomington Brokaw 138kV Substation | 2026-03-01T05:00:00+00:00 | [9 empty] | AMEREN ILLINOIS | [23 empty] | J2372 | 2023-03-24T04:00:00+00:00 |  | DPP-2022 | Central | Phase 1 | Network Resource Interconnection Service (NRIS) | 200 | 200 | Not Started | 0 | 0 | 0 | 0
MISO |  |  |  | 2022-09-15T04:00:00+00:00 | Withdrawn |  | Steam Turbine (including Nuclear, Geothermal and Solar Steam) |  |  |  | Waste Heat Recovery | [16 empty] | Calcasieu | LA |  |  | 230kV Graywood or (new) Big Lake | 2025-01-06T05:00:00+00:00 | [9 empty] | ENTERGY LOUISIANA, LLC | [23 empty] | J2373 | 2023-01-25T05:00:00+00:00 |  | DPP-2022 | South | Study Not Started | Network Resource Interconnection Service (NRIS) | 40 | 40 | Not Started | 0 | 0 | 0 | 0
MISO |  |  |  | 2022-09-15T04:00:00+00:00 | Active |  | Photovoltaic |  |  |  | Solar | [16 empty] | Sanilac | MI |  |  | Greenwood to Banner 345 kV Line | 2025-06-30T04:00:00+00:00 | [9 empty] | ITC | [23 empty] | J2374 |  |  | DPP-2022 | East (ITC) | Study Not Started | Network Resource Interconnection Service (NRIS) | 200 | 200 | Not Started | 0 | 0 | 0 | 0
MISO |  |  |  | 2022-09-15T04:00:00+00:00 | Active |  | Battery Storage |  |  |  | Battery Storage | [16 empty] | Macon | IL |  |  | Faraday 345 kV | 2027-05-07T04:00:00+00:00 | [9 empty] | AMEREN TRANSMISSION COMPANY OF ILLINOIS | [23 empty] | J2375 |  |  | DPP-2022 | Central | Phase 1 | Network Resource Interconnection Service (NRIS) | 100 | 100 | Not Started | 0 | 0 | 0 | 0
MISO |  |  |  | 2022-09-15T04:00:00+00:00 | Active |  | Battery Storage |  |  |  | Battery Storage | [16 empty] | Shelby | IL |  |  | 4PANA-4SHELBYVL 138kV | 2024-12-01T05:00:00+00:00 | [9 empty] | AMEREN ILLINOIS | [23 empty] | J2376 |  |  | DPP-2022 | Central | Phase 1 | Network Resource Interconnection Service (NRIS) | 60 | 60 | Not Started | 0 | 0 | 0 | 0
MISO |  |  |  | 2022-09-15T04:00:00+00:00 | Active |  | Battery Storage |  |  |  | Battery Storage | [16 empty] | Peoria | IL |  |  | Bloomington Brokaw 345 kV | 2028-04-01T04:00:00+00:00 | [9 empty] | AMEREN ILLINOIS | [23 empty] | J2377 |  |  | DPP-2022 | Central | Phase 1 | Network Resource Interconnection Service (NRIS) | 300 | 300 | Not Started | 0 | 0 | 0 | 0
MISO |  |  |  | 2022-09-15T04:00:00+00:00 | Active |  | Battery Storage |  |  |  | Battery Storage | [16 empty] | Macomb | MI |  |  | Lenox - St. Clair 120 kV line | 2026-05-01T04:00:00+00:00 | [9 empty] | ITC | [23 empty] | J2378 |  |  | DPP-2022 | East (ITC) | Study Not Started | Network Resource Interconnection Service (NRIS) | 190 | 190 | Not Started | 0 | 0 | 0 | 0
MISO |  |  |  | 2022-09-14T04:00:00+00:00 | Active |  | Battery Storage |  |  |  | Battery Storage | [16 empty] | Clay | IL |  |  | Xenia 345kV Substation | 2026-11-01T04:00:00+00:00 | [9 empty] | AMEREN ILLINOIS | [23 empty] | J2379 |  |  | DPP-2022 | Central | Phase 1 | Network Resource Interconnection Service (NRIS) | 200 | 200 | Not Started | 0 | 0 | 0 | 0
MISO |  |  |  | 2022-09-14T04:00:00+00:00 | Active |  | Battery Storage |  |  |  | Battery Storage | [16 empty] | Meade | KY |  |  | Meade County 161kV Substation | 2027-11-01T04:00:00+00:00 | [9 empty] | BIG RIVERS ELECTRIC CORPORATION | [23 empty] | J2380 |  |  | DPP-2022 | Central | Phase 1 | Network Resource Interconnection Service (NRIS) | 100 | 100 | Not Started | 0 | 0 | 0 | 0
MISO |  |  |  | 2022-09-14T04:00:00+00:00 | Active |  | Photovoltaic |  |  |  | Solar | [16 empty] | Union | LA |  |  | DOWNSVILLE- RUSTON EAST (LAGEN) 115 kV | 2026-10-31T04:00:00+00:00 | [9 empty] | ENTERGY LOUISIANA, LLC | [23 empty] | J2381 |  |  | DPP-2022 | South | Study Not Started | Network Resource Interconnection Service (NRIS) | 200 | 200 | Not Started | 0 | 0 | 0 | 0
MISO |  |  |  | 2022-09-14T04:00:00+00:00 | Active |  | Solar/Battery |  |  |  | Hybrid | [16 empty] | Randolph | MO |  |  | 5ADAIR - 5THMHIL (AECI) 161 kV | 2026-04-24T04:00:00+00:00 | [9 empty] | AMEREN MISSOURI | [23 empty] | J2382 |  |  | DPP-2022 | Central | Phase 1 | Network Resource Interconnection Service (NRIS) | 115 | 115 | Not Started | 0 | 0 | 0 | 0
MISO |  |  |  | 2022-09-15T04:00:00+00:00 | Active |  | Battery Storage |  |  |  | Battery Storage | [16 empty] | Macon | IL |  |  | Faraday 345kV | 2027-05-07T04:00:00+00:00 | [9 empty] | AMEREN TRANSMISSION COMPANY OF ILLINOIS | [23 empty] | J2383 |  |  | DPP-2022 | Central | Phase 1 | Network Resource Interconnection Service (NRIS) | 100 | 100 | Not Started | 0 | 0 | 0 | 0
MISO |  |  |  | 2022-09-15T04:00:00+00:00 | Active |  | Photovoltaic |  |  |  | Solar | [16 empty] | Shelby | IL |  |  | 4PANA-4SHELBYVL 138kV | 2024-12-01T05:00:00+00:00 | [9 empty] | AMEREN ILLINOIS | [23 empty] | J2384 |  |  | DPP-2022 | Central | Phase 1 | Network Resource Interconnection Service (NRIS) | 125 | 125 | Not Started | 0 | 0 | 0 | 0
MISO |  |  |  | 2022-09-14T04:00:00+00:00 | Active |  | Photovoltaic |  |  |  | Solar | [16 empty] | Franklin | LA |  |  | SWARTZ 115 KV | 2027-04-15T04:00:00+00:00 | [9 empty] | ENTERGY LOUISIANA, LLC | [23 empty] | J2385 |  |  | DPP-2022 | South | Study Not Started | Network Resource Interconnection Service (NRIS) | 179 | 179 | Not Started | 0 | 0 | 0 | 0
MISO |  |  |  | 2022-09-13T04:00:00+00:00 | Active |  | Photovoltaic |  |  |  | Solar | [16 empty] | Poinsett | AR |  |  | Marked Tree 161 kV | 2026-10-31T04:00:00+00:00 | [9 empty] | ENTERGY ARKANSAS, LLC | [23 empty] | J2386 |  |  | DPP-2022 | South | Study Not Started | Network Resource Interconnection Service (NRIS) | 300 | 300 | Not Started | 0 | 0 | 0 | 0
MISO |  |  |  | 2022-09-15T04:00:00+00:00 | Active |  | Photovoltaic |  |  |  | Solar | [16 empty] | Stoddard | MO |  |  | Stoddard 161 kV Substation | 2025-12-31T05:00:00+00:00 | [9 empty] | AMEREN MISSOURI | [23 empty] | J2387 |  |  | DPP-2022 | Central | Phase 1 | Network Resource Interconnection Service (NRIS) | 50 | 50 | Not Started | 0 | 0 | 0 | 0
MISO |  |  |  | 2022-09-15T04:00:00+00:00 | Active |  | Solar/Battery |  |  |  | Hybrid | [16 empty] | Macon | IL |  |  | Faraday 345kV | 2026-09-30T04:00:00+00:00 | [9 empty] | AMEREN TRANSMISSION COMPANY OF ILLINOIS | [23 empty] | J2388 |  |  | DPP-2022 | Central | Phase 1 | Network Resource Interconnection Service (NRIS) | 200 | 200 | Not Started | 0 | 0 | 0 | 0
MISO |  |  |  | 2022-09-15T04:00:00+00:00 | Active |  | Solar/Battery |  |  |  | Hybrid | [16 empty] | Adams | IL |  |  | Monument 138kV | 2026-09-30T04:00:00+00:00 | [9 empty] | AMEREN ILLINOIS | [23 empty] | J2389 |  |  | DPP-2022 | Central | Phase 1 | Network Resource Interconnection Service (NRIS) | 150 | 150 | Not Started | 0 | 0 | 0 | 0
MISO |  |  |  | 2022-09-15T04:00:00+00:00 | Active |  | Solar/Battery |  |  |  | Hybrid | [16 empty] | Fulton | IL |  |  | Ipava 138kV | 2026-09-30T04:00:00+00:00 | [9 empty] | AMEREN ILLINOIS | [23 empty] | J2390 |  |  | DPP-2022 | Central | Phase 1 | Network Resource Interconnection Service (NRIS) | 350 | 350 | Not Started | 0 | 0 | 0 | 0
MISO |  |  |  | 2022-09-14T04:00:00+00:00 | Active |  | Photovoltaic |  |  |  | Solar | [16 empty] | Tallahatchie | MS |  |  | Webb 115 kV | 2026-10-31T04:00:00+00:00 | [9 empty] | ENTERGY MISSISSIPPI, LLC. | [23 empty] | J2391 |  |  | DPP-2022 | South | Study Not Started | Network Resource Interconnection Service (NRIS) | 100 | 100 | Not Started | 0 | 0 | 0 | 0
MISO |  |  |  | 2022-09-15T04:00:00+00:00 | Active |  | Battery Storage |  |  |  | Battery Storage | [16 empty] | Mason | MI |  |  | PERE MARQUETTE 138 KV | 2026-10-31T04:00:00+00:00 | [9 empty] | METC | [23 empty] | J2392 |  |  | DPP-2022 | East (ITC) | Study Not Started | Network Resource Interconnection Service (NRIS) | 100 | 100 | Not Started | 0 | 0 | 0 | 0
MISO |  |  |  | 2023-08-25T04:00:00+00:00 | Active |  | Photovoltaic |  |  |  | Solar | [16 empty] | Coles | IL |  |  | Kansas West Substation 138kV | 2027-09-01T04:00:00+00:00 | [9 empty] | AMEREN ILLINOIS | [23 empty] | J2393 |  |  | DPP-2022 | Central | Phase 1 | Network Resource Interconnection Service (NRIS) | 164 | 164 | Not Started | 0 | 0 | 0 | 0
MISO |  |  |  | 2022-09-15T04:00:00+00:00 | Withdrawn |  | Solar/Battery |  |  |  | Hybrid | [16 empty] | Craighead | AR |  |  | Independence ISES - Powerline Road 500 kV | 2025-05-31T04:00:00+00:00 | [9 empty] | ENTERGY ARKANSAS, LLC | [23 empty] | J2394 | 2023-03-24T04:00:00+00:00 |  | DPP-2022 | South | Study Not Started | Energy Resource Interconnection Service (ERIS) | 200 | 200 | Not Started | 0 | 0 | 0 | 0
MISO |  |  |  | 2022-09-14T04:00:00+00:00 | Active |  | Photovoltaic |  |  |  | Solar | [16 empty] | Calhoun | AR |  |  | Sheridan EHV - El Dorado EHV 500 kV | 2025-05-31T04:00:00+00:00 | [9 empty] | ENTERGY ARKANSAS, LLC | [23 empty] | J2395 |  |  | DPP-2022 | South | Study Not Started | Energy Resource Interconnection Service (ERIS) | 500 | 500 | Not Started | 0 | 0 | 0 | 0
MISO |  |  |  | 2022-09-15T04:00:00+00:00 | Active |  | Photovoltaic |  |  |  | Solar | [16 empty] | Calhoun | AR |  |  | SHERIDAN EHV - EL DORADO EHV 500 kV (851.1) | 2025-05-31T04:00:00+00:00 | [9 empty] | ENTERGY ARKANSAS, LLC | [23 empty] | J2396 |  |  | DPP-2022 | South | Study Not Started | Energy Resource Interconnection Service (ERIS) | 400 | 400 | Not Started | 0 | 0 | 0 | 0
MISO |  |  |  | 2022-09-15T04:00:00+00:00 | Active |  | Solar/Battery |  |  |  | Hybrid | [16 empty] | Calhoun | AR |  |  | SHERIDAN EHV - EL DORADO EHV 500 kV (851.1) | 2025-05-31T04:00:00+00:00 | [9 empty] | ENTERGY ARKANSAS, LLC | [23 empty] | J2397 |  |  | DPP-2022 | South | Study Not Started | Energy Resource Interconnection Service (ERIS) | 160 | 160 | Not Started | 0 | 0 | 0 | 0
MISO |  |  |  | 2022-09-15T04:00:00+00:00 | Withdrawn |  | Solar/Battery |  |  |  | Hybrid | [16 empty] | Craighead | AR |  |  | Independence ISES - Powerline Road 500 kV | 2025-05-31T04:00:00+00:00 | [9 empty] | ENTERGY ARKANSAS, LLC | [23 empty] | J2398 | 2023-03-24T04:00:00+00:00 |  | DPP-2022 | South | Study Not Started | Energy Resource Interconnection Service (ERIS) | 160 | 160 | Not Started | 0 | 0 | 0 | 0
MISO |  |  |  | 2022-09-15T04:00:00+00:00 | Withdrawn |  | Photovoltaic |  |  |  | Solar | [16 empty] | Craighead | AR |  |  | Independence ISES - Powerline Road 500 kV | 2025-05-31T04:00:00+00:00 | [9 empty] | ENTERGY ARKANSAS, LLC | [23 empty] | J2399 | 2023-03-24T04:00:00+00:00 |  | DPP-2022 | South | Study Not Started | Energy Resource Interconnection Service (ERIS) | 500 | 500 | Not Started | 0 | 0 | 0 | 0
MISO |  |  |  | 2022-09-15T04:00:00+00:00 | Active |  | Photovoltaic |  |  |  | Solar | [16 empty] | Bienville | LA |  |  | Sailes Substation 115kV | 2025-05-31T04:00:00+00:00 | [9 empty] | ENTERGY LOUISIANA, LLC | [23 empty] | J2400 |  |  | DPP-2022 | South | Study Not Started | Energy Resource Interconnection Service (ERIS) | 120 | 120 | Not Started | 0 | 0 | 0 | 0
MISO |  |  |  | 2022-09-15T04:00:00+00:00 | Active |  | Photovoltaic |  |  |  | Solar | [16 empty] | Johnson | IL |  |  | 7E W FKFT - 7SHAWNEE FP (TVA) 345kV | 2025-05-31T04:00:00+00:00 | [9 empty] | AMEREN ILLINOIS | [23 empty] | J2401 |  |  | DPP-2022 | Central | Phase 1 | Energy Resource Interconnection Service (ERIS) | 150 | 150 | Not Started | 0 | 0 | 0 | 0
MISO |  |  |  | 2022-09-15T04:00:00+00:00 | Active |  | Battery Storage |  |  |  | Battery Storage | [16 empty] | Johnson | IL |  |  | 7E W FKFT - 7SHAWNEE FP (TVA) 345kV | 2025-05-31T04:00:00+00:00 | [9 empty] | AMEREN ILLINOIS | [23 empty] | J2402 |  |  | DPP-2022 | Central | Phase 1 | Energy Resource Interconnection Service (ERIS) | 200 | 200 | Not Started | 0 | 0 | 0 | 0
MISO |  |  |  | 2022-09-15T04:00:00+00:00 | Active |  | Photovoltaic |  |  |  | Solar | [16 empty] | Massac | IL |  |  | Jordan - Massac 345 kV (Future Line: MTEP ID - 11925) | 2025-05-31T04:00:00+00:00 | [9 empty] | AMEREN TRANSMISSION COMPANY OF ILLINOIS | [23 empty] | J2403 |  |  | DPP-2022 | Central | Phase 1 | Energy Resource Interconnection Service (ERIS) | 200 | 200 | Not Started | 0 | 0 | 0 | 0
MISO |  |  |  | 2022-09-15T04:00:00+00:00 | Active |  | Battery Storage |  |  |  | Battery Storage | [16 empty] | East Baton Rouge | LA |  |  | EAST | 2025-11-01T04:00:00+00:00 | [9 empty] | ENTERGY LOUISIANA, LLC | [23 empty] | J2404 |  |  | DPP-2022 | South | Study Not Started | Network Resource Interconnection Service (NRIS) | 38.8 | 38.8 | Not Started | 0 | 0 | 0 | 0
MISO |  |  |  | 2022-09-13T04:00:00+00:00 | Active |  | Battery Storage |  |  |  | Battery Storage | [16 empty] | Jefferson | LA |  |  | Peters Road 230 kV substation | 2026-07-31T04:00:00+00:00 | [9 empty] | ENTERGY LOUISIANA, LLC | [23 empty] | J2405 |  |  | DPP-2022 | South | Study Not Started | Network Resource Interconnection Service (NRIS) | 200 | 200 | Not Started | 0 | 0 | 0 | 0
MISO |  |  |  | 2022-09-14T04:00:00+00:00 | Active |  | Photovoltaic |  |  |  | Solar | [16 empty] | Madison | MS |  |  | Pickens - Canton 230 kV | 2026-09-01T04:00:00+00:00 | [9 empty] | ENTERGY MISSISSIPPI, LLC. | [23 empty] | J2406 |  |  | DPP-2022 | South | Study Not Started | Network Resource Interconnection Service (NRIS) | 200 | 200 | Not Started | 0 | 0 | 0 | 0
MISO |  |  |  | 2022-09-14T04:00:00+00:00 | Active |  | Photovoltaic |  |  |  | Solar | [16 empty] | Sullivan | IN |  |  | Dresser-Merom (HED) 345kV line break | 2027-10-01T04:00:00+00:00 | [9 empty] | DUKE ENERGY INDIANA, LLC | [23 empty] | J2407 |  |  | DPP-2022 | Central | Phase 1 | Network Resource Interconnection Service (NRIS) | 198 | 198 | Not Started | 0 | 0 | 0 | 0
MISO |  |  |  | 2022-09-12T04:00:00+00:00 | Withdrawn |  | Battery Storage |  |  |  | Battery Storage | [16 empty] | Switzerland | IN |  |  | Fairview 138 kV Substation | 2026-03-07T05:00:00+00:00 | [9 empty] | DUKE ENERGY INDIANA, LLC | [23 empty] | J2408 | 2023-03-24T04:00:00+00:00 |  | DPP-2022 | Central | Phase 1 | Network Resource Interconnection Service (NRIS) | 100 | 100 | Not Started | 0 | 0 | 0 | 0
MISO |  |  |  | 2022-09-14T04:00:00+00:00 | Active |  | Battery Storage |  |  |  | Battery Storage | [16 empty] | Independence | AR |  |  | INDEPENDENCE-ISES 500kV Substation | 2026-11-01T04:00:00+00:00 | [9 empty] | ENTERGY ARKANSAS, LLC | [23 empty] | J2409 |  |  | DPP-2022 | South | Study Not Started | Network Resource Interconnection Service (NRIS) | 150 | 150 | Not Started | 0 | 0 | 0 | 0
MISO |  |  |  | 2022-09-15T04:00:00+00:00 | Active |  | Wind Turbine |  |  |  | Wind | [16 empty] | Pottawattamie | IA |  |  | Pony Creek-Rolling Hills Wind 345kV | 2027-10-01T04:00:00+00:00 | [9 empty] | MIDAMERICAN ENERGY CO. | [23 empty] | J2410 |  |  | DPP-2022 | West | Phase 1 | Network Resource Interconnection Service (NRIS) | 300 | 300 | Not Started | 0 | 0 | 0 | 0
MISO |  |  |  | 2022-09-13T04:00:00+00:00 | Active |  | Photovoltaic |  |  |  | Solar | [16 empty] | De Soto | LA |  |  | Red River-Mansfield 138kV | 2026-10-01T04:00:00+00:00 | [9 empty] | CLECO POWER LLC | [23 empty] | J2411 |  |  | DPP-2022 | South | Study Not Started | Network Resource Interconnection Service (NRIS) | 80 | 80 | Not Started | 0 | 0 | 0 | 0
MISO |  |  |  | 2022-09-15T04:00:00+00:00 | Withdrawn |  | Battery Storage |  |  |  | Battery Storage | [16 empty] | Pulaski | AR |  |  | LR Alexander 115kV | 2026-10-01T04:00:00+00:00 | [9 empty] | ENTERGY ARKANSAS, LLC | [23 empty] | J2412 | 2023-03-24T04:00:00+00:00 |  | DPP-2022 | South | Study Not Started | Network Resource Interconnection Service (NRIS) | 100 | 100 | Not Started | 0 | 0 | 0 | 0
MISO |  |  |  | 2022-09-13T04:00:00+00:00 | Active |  | Battery Storage |  |  |  | Battery Storage | [16 empty] | McLean | IL |  |  | Hoopeston West 138kV | 2027-10-01T04:00:00+00:00 | [9 empty] | AMEREN ILLINOIS | [23 empty] | J2413 |  |  | DPP-2022 | Central | Phase 1 | Network Resource Interconnection Service (NRIS) | 150 | 150 | Not Started | 0 | 0 | 0 | 0
MISO |  |  |  | 2022-09-13T04:00:00+00:00 | Active |  | Photovoltaic |  |  |  | Solar | [16 empty] | Vermilion | IL |  |  | Hoopeston 138kV | 2027-10-01T04:00:00+00:00 | [9 empty] | AMEREN ILLINOIS | [23 empty] | J2414 |  |  | DPP-2022 | Central | Phase 1 | Network Resource Interconnection Service (NRIS) | 150 | 150 | Not Started | 0 | 0 | 0 | 0
MISO |  |  |  | 2022-09-13T04:00:00+00:00 | Active |  | Battery Storage |  |  |  | Battery Storage | [16 empty] | Acadia | LA |  |  | Richard 138kV | 2026-10-01T04:00:00+00:00 | [9 empty] | ENTERGY LOUISIANA, LLC | [23 empty] | J2415 |  |  | DPP-2022 | South | Study Not Started | Network Resource Interconnection Service (NRIS) | 75 | 75 | Not Started | 0 | 0 | 0 | 0
MISO |  |  |  | 2022-09-12T04:00:00+00:00 | Active |  | Battery Storage |  |  |  | Battery Storage | [16 empty] | Trempealeau | WI |  |  | North Rochester-Briggs Road 345kV | 2027-10-01T04:00:00+00:00 | [9 empty] | NORTHERN STATES POWER COMPANY | [23 empty] | J2416 |  |  | DPP-2022 | West | Phase 1 | Network Resource Interconnection Service (NRIS) | 125 | 125 | Not Started | 0 | 0 | 0 | 0
MISO |  |  |  | 2022-09-12T04:00:00+00:00 | Active |  | Photovoltaic |  |  |  | Solar | [16 empty] | Trempealeau | WI |  |  | North Rochester-Briggs Road 345kV | 2027-10-01T04:00:00+00:00 | [9 empty] | NORTHERN STATES POWER COMPANY | [23 empty] | J2417 |  |  | DPP-2022 | West | Phase 1 | Network Resource Interconnection Service (NRIS) | 300 | 300 | Not Started | 0 | 0 | 0 | 0
MISO |  |  |  | 2022-09-14T04:00:00+00:00 | Active |  | Battery Storage |  |  |  | Battery Storage | [16 empty] | Marshall | IN |  |  | Burr Oak 138kV | 2025-10-01T04:00:00+00:00 | [9 empty] | NORTHERN INDIANA PUBLIC SERVICE COMPANY LLC | [23 empty] | J2418 |  |  | DPP-2022 | Central | Phase 1 | Network Resource Interconnection Service (NRIS) | 140 | 140 | Not Started | 0 | 0 | 0 | 0
MISO |  |  |  | 2022-09-12T04:00:00+00:00 | Active |  | Battery Storage |  |  |  | Battery Storage | [16 empty] | Faribault | MN |  |  | Huntley 345kV | 2027-10-01T04:00:00+00:00 | [9 empty] | ITC MIDWEST | [23 empty] | J2419 |  |  | DPP-2022 | West | Phase 1 | Network Resource Interconnection Service (NRIS) | 300 | 300 | Not Started | 0 | 0 | 0 | 0
MISO |  |  |  | 2022-09-12T04:00:00+00:00 | Active |  | Photovoltaic |  |  |  | Solar | [16 empty] | Faribault | MN |  |  | Huntley 345kV | 2027-10-01T04:00:00+00:00 | [9 empty] | ITC MIDWEST | [23 empty] | J2420 |  |  | DPP-2022 | West | Phase 1 | Network Resource Interconnection Service (NRIS) | 95 | 95 | Not Started | 0 | 0 | 0 | 0
MISO |  |  |  | 2022-09-14T04:00:00+00:00 | Active |  | Battery Storage |  |  |  | Battery Storage | [16 empty] | Rush | IN |  |  | Greensboro-Gwynneville 345kV | 2025-10-01T04:00:00+00:00 | [9 empty] | DUKE ENERGY INDIANA, LLC | [23 empty] | J2421 |  |  | DPP-2022 | Central | Phase 1 | Network Resource Interconnection Service (NRIS) | 200 | 200 | Not Started | 0 | 0 | 0 | 0
MISO |  |  |  | 2022-09-12T04:00:00+00:00 | Withdrawn |  | Battery Storage |  |  |  | Battery Storage | [16 empty] | Washington | IL |  |  | Baldwin | 2027-10-01T04:00:00+00:00 | [9 empty] | AMEREN TRANSMISSION COMPANY OF ILLINOIS | [23 empty] | J2422 | 2023-03-24T04:00:00+00:00 |  | DPP-2022 | Central | Phase 1 | Network Resource Interconnection Service (NRIS) | 200 | 200 | Not Started | 0 | 0 | 0 | 0
MISO |  |  |  | 2022-09-13T04:00:00+00:00 | Active |  | Battery Storage |  |  |  | Battery Storage | [16 empty] | Columbia | WI |  |  | Columbia-North Madison 345kV | 2027-10-01T04:00:00+00:00 | [9 empty] | AMERICAN TRANSMISSION COMPANY | [23 empty] | J2423 |  |  | DPP-2022 | East (ATC) | Study Not Started | Network Resource Interconnection Service (NRIS) | 300 | 300 | Not Started | 0 | 0 | 0 | 0
MISO |  |  |  | 2022-09-13T04:00:00+00:00 | Active |  | Battery Storage |  |  |  | Battery Storage | [16 empty] | Evangeline | LA |  |  | Manuel 138kV | 2026-10-01T04:00:00+00:00 | [9 empty] | CLECO POWER LLC | [23 empty] | J2424 |  |  | DPP-2022 | South | Study Not Started | Network Resource Interconnection Service (NRIS) | 100 | 100 | Not Started | 0 | 0 | 0 | 0
MISO |  |  |  | 2022-09-13T04:00:00+00:00 | Active |  | Photovoltaic |  |  |  | Solar | [16 empty] | Montgomery | MO |  |  | 7ENON - 7MONTGMRY 345kV | 2027-10-01T04:00:00+00:00 | [9 empty] | AMEREN MISSOURI | [23 empty] | J2425 |  |  | DPP-2022 | Central | Phase 1 | Network Resource Interconnection Service (NRIS) | 150 | 150 | Not Started | 0 | 0 | 0 | 0
MISO |  |  |  | 2022-09-12T04:00:00+00:00 | Active |  | Battery Storage |  |  |  | Battery Storage | [16 empty] | Marion | IL |  |  | Kinmundy 138kV | 2027-10-01T04:00:00+00:00 | [9 empty] | AMEREN ILLINOIS | [23 empty] | J2426 |  |  | DPP-2022 | Central | Phase 1 | Network Resource Interconnection Service (NRIS) | 200 | 200 | Not Started | 0 | 0 | 0 | 0
MISO |  |  |  | 2022-09-12T04:00:00+00:00 | Active |  | Photovoltaic |  |  |  | Solar | [16 empty] | Marion | IL |  |  | Kinmundy 138kV | 2027-10-01T04:00:00+00:00 | [9 empty] | AMEREN ILLINOIS | [23 empty] | J2427 |  |  | DPP-2022 | Central | Phase 1 | Network Resource Interconnection Service (NRIS) | 200 | 200 | Not Started | 0 | 0 | 0 | 0
MISO |  |  |  | 2022-09-12T04:00:00+00:00 | Withdrawn |  | Photovoltaic |  |  |  | Solar | [16 empty] | Coahoma | MS |  |  | Clarksdale 115kV | 2026-10-01T04:00:00+00:00 | [9 empty] | ENTERGY MISSISSIPPI, LLC. | [23 empty] | J2428 | 2023-03-24T04:00:00+00:00 |  | DPP-2022 | South | Study Not Started | Network Resource Interconnection Service (NRIS) | 100 | 100 | Not Started | 0 | 0 | 0 | 0
MISO |  |  |  | 2022-09-12T04:00:00+00:00 | Active |  | Photovoltaic |  |  |  | Solar | [16 empty] | Dane | WI |  |  | North Madison 69kV Substation | 2027-10-01T04:00:00+00:00 | [9 empty] | AMERICAN TRANSMISSION COMPANY | [23 empty] | J2429 |  |  | DPP-2022 | East (ATC) | Study Not Started | Network Resource Interconnection Service (NRIS) | 50 | 50 | Not Started | 0 | 0 | 0 | 0
MISO |  |  |  | 2022-09-13T04:00:00+00:00 | Withdrawn |  | Photovoltaic |  |  |  | Solar | [16 empty] | Concordia | LA |  |  | Red Gum 115kV | 2026-10-01T04:00:00+00:00 | [9 empty] | ENTERGY LOUISIANA, LLC | [23 empty] | J2430 | 2023-03-24T04:00:00+00:00 |  | DPP-2022 | South | Study Not Started | Network Resource Interconnection Service (NRIS) | 80 | 80 | Not Started | 0 | 0 | 0 | 0
MISO |  |  |  | 2022-09-13T04:00:00+00:00 | Active |  | Battery Storage |  |  |  | Battery Storage | [16 empty] | St. Francis | AR |  |  | West Memphis-Genpower Keo 500kV Line Break (located at "CHALKBLUFFPV" 500kV POI SS, co-located with | 2026-10-01T04:00:00+00:00 | [9 empty] | ENTERGY ARKANSAS, LLC | [23 empty] | J2431 |  |  | DPP-2022 | South | Study Not Started | Network Resource Interconnection Service (NRIS) | 150 | 150 | Not Started | 0 | 0 | 0 | 0
MISO |  |  |  | 2022-09-12T04:00:00+00:00 | Active |  | Photovoltaic |  |  |  | Solar | [16 empty] | Tunica | MS |  |  | Lula-Tunica 115kV | 2026-10-01T04:00:00+00:00 | [9 empty] | ENTERGY MISSISSIPPI, LLC. | [23 empty] | J2432 |  |  | DPP-2022 | South | Study Not Started | Network Resource Interconnection Service (NRIS) | 150 | 150 | Not Started | 0 | 0 | 0 | 0
MISO |  |  |  | 2022-09-14T04:00:00+00:00 | Withdrawn |  | Photovoltaic |  |  |  | Solar | [16 empty] | Wadena | MN |  |  | Wing River-Riverton 230kV | 2027-10-01T04:00:00+00:00 | [9 empty] | GREAT RIVER ENERGY | [23 empty] | J2433 | 2023-03-24T04:00:00+00:00 |  | DPP-2022 | West | Phase 1 | Network Resource Interconnection Service (NRIS) | 150 | 150 | Not Started | 0 | 0 | 0 | 0
MISO |  |  |  | 2022-09-13T04:00:00+00:00 | Active |  | Wind Turbine |  |  |  | Wind | [16 empty] | Vermilion | IL |  |  | Hoopeston West 138kV | 2028-10-01T04:00:00+00:00 | [9 empty] | AMEREN ILLINOIS | [23 empty] | J2434 |  |  | DPP-2022 | Central | Phase 1 | Network Resource Interconnection Service (NRIS) | 150 | 150 | Not Started | 0 | 0 | 0 | 0
MISO |  |  |  | 2022-09-13T04:00:00+00:00 | Active |  | Wind Turbine |  |  |  | Wind | [16 empty] | Webster | IA |  |  | Webster-Wright 161kV | 2030-10-01T04:00:00+00:00 | [9 empty] | MIDAMERICAN ENERGY CO. | [23 empty] | J2435 |  |  | DPP-2022 | West | Phase 1 | Network Resource Interconnection Service (NRIS) | 150 | 150 | Not Started | 0 | 0 | 0 | 0
MISO |  |  |  | 2022-09-12T04:00:00+00:00 | Active |  | Wind Turbine |  |  |  | Wind | [16 empty] | Webster | IA |  |  | Webster-Lehigh 345kV | 2030-10-01T04:00:00+00:00 | [9 empty] | CEDAR FALLS MUNICIPAL ELECTRIC UTILITY | [23 empty] | J2436 |  |  | DPP-2022 | West | Phase 1 | Network Resource Interconnection Service (NRIS) | 300 | 300 | Not Started | 0 | 0 | 0 | 0
MISO |  |  |  | 2022-09-15T04:00:00+00:00 | Active |  | Wind Turbine |  |  |  | Wind | [16 empty] | Lee | AR |  |  | AECC AUBREY to BRINKLEY EAST 230kV | 2027-09-01T04:00:00+00:00 | [9 empty] | ENTERGY ARKANSAS, LLC | [23 empty] | J2437 |  |  | DPP-2022 | South | Study Not Started | Network Resource Interconnection Service (NRIS) | 250 | 250 | Not Started | 0 | 0 | 0 | 0
MISO |  |  |  | 2022-09-13T04:00:00+00:00 | Withdrawn |  | Battery Storage |  |  |  | Battery Storage | [16 empty] | Montgomery | MO |  |  | 7MONTGMRY -7ENON 345kV | 2027-10-01T04:00:00+00:00 | [9 empty] | AMEREN MISSOURI | [23 empty] | J2438 | 2023-03-24T04:00:00+00:00 |  | DPP-2022 | Central | Phase 1 | Network Resource Interconnection Service (NRIS) | 150 | 150 | Not Started | 0 | 0 | 0 | 0
MISO |  |  |  | 2022-09-12T04:00:00+00:00 | Active |  | Battery Storage |  |  |  | Battery Storage | [16 empty] | Marathon | WI |  |  | Gardner Park-Stone Lake 345kV | 2028-10-01T04:00:00+00:00 | [9 empty] | AMERICAN TRANSMISSION COMPANY | [23 empty] | J2439 |  |  | DPP-2022 | East (ATC) | Study Not Started | Network Resource Interconnection Service (NRIS) | 50 | 50 | Not Started | 0 | 0 | 0 | 0
MISO |  |  |  | 2022-09-15T04:00:00+00:00 | Active |  | Wind Turbine |  |  |  | Wind | [16 empty] | Benton | IN |  |  | GOODLAND to MORRISON DITCH 138kV | 2027-07-31T04:00:00+00:00 | [9 empty] | NORTHERN INDIANA PUBLIC SERVICE COMPANY LLC | [23 empty] | J2440 |  |  | DPP-2022 | Central | Phase 1 | Network Resource Interconnection Service (NRIS) | 100 | 100 | Not Started | 0 | 0 | 0 | 0
MISO |  |  |  | 2022-09-15T04:00:00+00:00 | Active |  | Photovoltaic |  |  |  | Solar | [16 empty] | Beauregard | LA |  |  | West Bay - Centennial 138 kV | 2026-10-31T04:00:00+00:00 | [9 empty] | CLECO POWER LLC | [23 empty] | J2441 |  |  | DPP-2022 | South | Study Not Started | Network Resource Interconnection Service (NRIS) | 250 | 250 | Not Started | 0 | 0 | 0 | 0
MISO |  |  |  | 2022-09-15T04:00:00+00:00 | Active |  | Photovoltaic |  |  |  | Solar | [16 empty] | Ripley | IN |  |  | Batesville 138 kV | 2025-10-31T04:00:00+00:00 | [9 empty] | DUKE ENERGY INDIANA, LLC | [23 empty] | J2442 |  |  | DPP-2022 | Central | Phase 1 | Network Resource Interconnection Service (NRIS) | 84 | 84 | Not Started | 0 | 0 | 0 | 0
MISO |  |  |  | 2022-09-14T04:00:00+00:00 | Active |  | Battery Storage |  |  |  | Battery Storage | [16 empty] | Kosciusko | IN |  |  | Leesburg 345 kV | 2025-10-31T04:00:00+00:00 | [9 empty] | NORTHERN INDIANA PUBLIC SERVICE COMPANY LLC | [23 empty] | J2443 |  |  | DPP-2022 | Central | Phase 1 | Network Resource Interconnection Service (NRIS) | 500 | 500 | Not Started | 0 | 0 | 0 | 0
MISO |  |  |  | 2022-09-14T04:00:00+00:00 | Active |  | Photovoltaic |  |  |  | Solar | [16 empty] | Van Buren | MI |  |  | Argenta - Twin Branch 345kV | 2026-08-01T04:00:00+00:00 | [9 empty] | METC | [23 empty] | J2444 |  |  | DPP-2022 | East (ITC) | Study Not Started | Network Resource Interconnection Service (NRIS) | 300 | 300 | Not Started | 0 | 0 | 0 | 0
MISO |  |  |  | 2022-09-15T04:00:00+00:00 | Withdrawn |  | Photovoltaic |  |  |  | Solar | [16 empty] | Greene | IA |  |  | Karma 161kV | 2025-09-01T04:00:00+00:00 | [9 empty] | ITC MIDWEST | [23 empty] | J2445 | 2023-03-24T04:00:00+00:00 |  | DPP-2022 | West | Phase 1 | Network Resource Interconnection Service (NRIS) | 50 | 50 | Not Started | 0 | 0 | 0 | 0
MISO |  |  |  | 2022-09-12T04:00:00+00:00 | Active |  | Photovoltaic |  |  |  | Solar | [16 empty] | Dunn | WI |  |  | Allen S King 345kV - Eau Claire 345 kV | 2027-09-01T04:00:00+00:00 | [9 empty] | NORTHERN STATES POWER COMPANY | [23 empty] | J2446 |  |  | DPP-2022 | West | Phase 1 | Network Resource Interconnection Service (NRIS) | 300 | 300 | Not Started | 0 | 0 | 0 | 0
MISO |  |  |  | 2022-09-15T04:00:00+00:00 | Active |  | Wind Turbine |  |  |  | Wind | [16 empty] | Redwood | MN |  |  | Lyon County - Cedar Mountain 345kV | 2027-09-01T04:00:00+00:00 | [9 empty] | NORTHERN STATES POWER COMPANY | [23 empty] | J2447 |  |  | DPP-2022 | West | Phase 1 | Network Resource Interconnection Service (NRIS) | 200 | 200 | Not Started | 0 | 0 | 0 | 0
MISO |  |  |  | 2022-09-15T04:00:00+00:00 | Active |  | Photovoltaic |  |  |  | Solar | [16 empty] | Webster | LA |  |  | Haynesville South to Sarepta 115kV | 2026-10-31T04:00:00+00:00 | [9 empty] | ENTERGY LOUISIANA, LLC | [23 empty] | J2448 |  |  | DPP-2022 | South | Study Not Started | Network Resource Interconnection Service (NRIS) | 100 | 100 | Not Started | 0 | 0 | 0 | 0
MISO |  |  |  | 2022-09-15T04:00:00+00:00 | Active |  | Battery Storage |  |  |  | Battery Storage | [16 empty] | Faulkner | AR |  |  | Mayflower EHV 500 kV | 2026-10-31T04:00:00+00:00 | [9 empty] | ENTERGY ARKANSAS, LLC | [23 empty] | J2449 |  |  | DPP-2022 | South | Study Not Started | Network Resource Interconnection Service (NRIS) | 200 | 200 | Not Started | 0 | 0 | 0 | 0
MISO |  |  |  | 2022-09-15T04:00:00+00:00 | Active |  | Battery Storage |  |  |  | Battery Storage | [16 empty] | Tippecanoe | IN |  |  | WESTWOOD 345 KV | 2026-10-31T04:00:00+00:00 | [9 empty] | DUKE ENERGY INDIANA, LLC | [23 empty] | J2450 |  |  | DPP-2022 | Central | Phase 1 | Network Resource Interconnection Service (NRIS) | 100 | 100 | Not Started | 0 | 0 | 0 | 0
MISO |  |  |  | 2022-09-15T04:00:00+00:00 | Active |  | Photovoltaic |  |  |  | Solar | [16 empty] | Chicot | AR |  |  | Gerald Andrus SES Switchyard-Lake Village Bagby 230 Kv | 2026-10-01T04:00:00+00:00 | [9 empty] | ENTERGY ARKANSAS, LLC | [23 empty] | J2451 |  |  | DPP-2022 | South | Study Not Started | Network Resource Interconnection Service (NRIS) | 200 | 200 | Not Started | 0 | 0 | 0 | 0
MISO |  |  |  | 2022-09-15T04:00:00+00:00 | Active |  | Photovoltaic |  |  |  | Solar | [16 empty] | Cleveland | AR |  |  | Sheridan EHV- EL Dorado EHV 500 Kv | 2026-09-15T04:00:00+00:00 | [9 empty] | ENTERGY ARKANSAS, LLC | [23 empty] | J2452 |  |  | DPP-2022 | South | Study Not Started | Network Resource Interconnection Service (NRIS) | 500 | 500 | Not Started | 0 | 0 | 0 | 0
MISO |  |  |  | 2022-09-15T04:00:00+00:00 | Active |  | Photovoltaic |  |  |  | Solar | [16 empty] | Cumberland | IL |  |  | Casey West 345kV | 2027-06-01T04:00:00+00:00 | [9 empty] | AMEREN ILLINOIS | [23 empty] | J2453 |  |  | DPP-2022 | Central | Phase 1 |  | 100 | 100 | Not Started | 0 | 0 | 0 | 0
MISO |  |  |  | 2022-09-14T04:00:00+00:00 | Active |  | Battery Storage |  |  |  | Battery Storage | [16 empty] | Montcalm | MI |  |  | Eureka - Vestaburg 138kV | 2025-11-12T05:00:00+00:00 | [9 empty] | METC | [23 empty] | J2454 |  |  | DPP-2022 | East (ITC) | Study Not Started | Network Resource Interconnection Service (NRIS) | 150 | 150 | Not Started | 0 | 0 | 0 | 0
MISO |  |  |  | 2022-09-15T04:00:00+00:00 | Active |  | Battery Storage |  |  |  | Battery Storage | [16 empty] | La Crosse | WI |  |  | French Island 69 kV Substation | 2026-09-15T04:00:00+00:00 | [9 empty] | NORTHERN STATES POWER COMPANY | [23 empty] | J2455 |  |  | DPP-2022 | West | Phase 1 | Network Resource Interconnection Service (NRIS) | 92 | 92 | Not Started | 0 | 0 | 0 | 0
MISO |  |  |  | 2022-09-14T04:00:00+00:00 | Active |  | Solar/Battery |  |  |  | Hybrid | [16 empty] | Phillips | AR |  |  | AECC AUBREY-RITCHIE SES SWITCHYARD 230 KV | 2027-03-01T05:00:00+00:00 | [9 empty] | ENTERGY ARKANSAS, LLC | [23 empty] | J2456 |  |  | DPP-2022 | South | Study Not Started | Network Resource Interconnection Service (NRIS) | 100 | 100 | Not Started | 0 | 0 | 0 | 0
MISO |  |  |  | 2022-09-15T04:00:00+00:00 | Active |  | Battery Storage |  |  |  | Battery Storage | [16 empty] | Orleans | LA |  |  | PATERSON | 2025-11-01T04:00:00+00:00 | [9 empty] | ENTERGY NEW ORLEANS, LLC | [23 empty] | J2457 |  |  | DPP-2022 | South | Study Not Started | Network Resource Interconnection Service (NRIS) | 40 | 40 | Not Started | 0 | 0 | 0 | 0
MISO |  |  |  | 2022-09-14T04:00:00+00:00 | Active |  | Battery Storage |  |  |  | Battery Storage | [16 empty] | Conway | AR |  |  | Pleasant Hill 500kV Substation | 2026-11-01T04:00:00+00:00 | [9 empty] | ENTERGY ARKANSAS, LLC | [23 empty] | J2458 |  |  | DPP-2022 | South | Study Not Started | Network Resource Interconnection Service (NRIS) | 100 | 100 | Not Started | 0 | 0 | 0 | 0
MISO |  |  |  | 2022-09-14T04:00:00+00:00 | Active |  | Battery Storage |  |  |  | Battery Storage | [16 empty] | Jefferson | AR |  |  | White Bluff EHV 500kV | 2026-11-01T04:00:00+00:00 | [9 empty] | ENTERGY ARKANSAS, LLC | [23 empty] | J2459 |  |  | DPP-2022 | South | Study Not Started | Network Resource Interconnection Service (NRIS) | 100 | 100 | Not Started | 0 | 0 | 0 | 0
MISO |  |  |  | 2022-09-14T04:00:00+00:00 | Active |  | Battery Storage |  |  |  | Battery Storage | [16 empty] | Jefferson | AR |  |  | White Bluff EHV 500kV | 2026-11-01T04:00:00+00:00 | [9 empty] | ENTERGY ARKANSAS, LLC | [23 empty] | J2460 |  |  | DPP-2022 | South | Study Not Started | Network Resource Interconnection Service (NRIS) | 100 | 100 | Not Started | 0 | 0 | 0 | 0
MISO |  |  |  | 2022-09-14T04:00:00+00:00 | Withdrawn |  | Battery Storage |  |  |  | Battery Storage | [16 empty] | Christian | IL |  |  | Pana 138 kV | 2026-11-01T04:00:00+00:00 | [9 empty] | AMEREN TRANSMISSION COMPANY OF ILLINOIS | [23 empty] | J2461 | 2022-11-30T05:00:00+00:00 |  | DPP-2022 | Central | Study Not Started | Network Resource Interconnection Service (NRIS) | 100 | 100 | Not Started | 0 | 0 | 0 | 0
MISO |  |  |  | 2022-09-13T04:00:00+00:00 | Active |  | Battery Storage |  |  |  | Battery Storage | [16 empty] | Worth | IA |  |  | Ledyard-Colby 345kV | 2027-10-01T04:00:00+00:00 | [9 empty] | ITC MIDWEST | [23 empty] | J2462 |  |  | DPP-2022 | West | Phase 1 | Network Resource Interconnection Service (NRIS) | 200 | 200 | Not Started | 0 | 0 | 0 | 0
MISO |  |  |  | 2022-09-13T04:00:00+00:00 | Active |  | Photovoltaic |  |  |  | Solar | [16 empty] | Washington | IL |  |  | Baldwin | 2027-10-01T04:00:00+00:00 | [9 empty] | AMEREN ILLINOIS | [23 empty] | J2463 |  |  | DPP-2022 | Central | Phase 1 | Network Resource Interconnection Service (NRIS) | 200 | 200 | Not Started | 0 | 0 | 0 | 0
MISO |  |  |  | 2022-09-12T04:00:00+00:00 | Active |  | Photovoltaic |  |  |  | Solar | [16 empty] | Worth | IA |  |  | Ledyard-Colby 345kV | 2027-10-01T04:00:00+00:00 | [9 empty] | ITC MIDWEST | [23 empty] | J2464 |  |  | DPP-2022 | West | Phase 1 | Network Resource Interconnection Service (NRIS) | 200 | 200 | Not Started | 0 | 0 | 0 | 0
MISO |  |  |  | 2022-09-12T04:00:00+00:00 | Active |  | Wind Turbine |  |  |  | Wind | [16 empty] | Logan | IL |  |  | Goose Creek Energy Center to Maroa East 345 kV | 2028-10-01T04:00:00+00:00 | [9 empty] | AMEREN ILLINOIS | [23 empty] | J2465 |  |  | DPP-2022 | Central | Phase 1 | Network Resource Interconnection Service (NRIS) | 200 | 200 | Not Started | 0 | 0 | 0 | 0
MISO |  |  |  | 2022-09-12T04:00:00+00:00 | Active |  | Wind Turbine |  |  |  | Wind | [16 empty] | Howard | IA |  |  | Hazleton-Mitchell County 345kV line | 2027-10-01T04:00:00+00:00 | [9 empty] | MIDAMERICAN ENERGY CO. | [23 empty] | J2466 |  |  | DPP-2022 | West | Phase 1 | Network Resource Interconnection Service (NRIS) | 130 | 130 | Not Started | 0 | 0 | 0 | 0
MISO |  |  |  | 2022-09-13T04:00:00+00:00 | Active |  | Photovoltaic |  |  |  | Solar | [16 empty] | Evangeline | LA |  |  | Manuel 138kV | 2026-10-01T04:00:00+00:00 | [9 empty] | CLECO POWER LLC | [23 empty] | J2467 |  |  | DPP-2022 | South | Study Not Started | Network Resource Interconnection Service (NRIS) | 105 | 105 | Not Started | 0 | 0 | 0 | 0
MISO |  |  |  | 2022-09-15T04:00:00+00:00 | Withdrawn |  | Battery Storage |  |  |  | Battery Storage | [16 empty] | Union | AR |  |  | El Dorado East 115kV | 2026-10-01T04:00:00+00:00 | [9 empty] | ENTERGY ARKANSAS, LLC | [23 empty] | J2468 | 2023-03-24T04:00:00+00:00 |  | DPP-2022 | South | Study Not Started | Network Resource Interconnection Service (NRIS) | 130 | 130 | Not Started | 0 | 0 | 0 | 0
MISO |  |  |  | 2022-09-12T04:00:00+00:00 | Active |  | Battery Storage |  |  |  | Battery Storage | [16 empty] | Linn | IA |  |  | Sub K (Tiffin)-Duane Arnold 345kV | 2027-10-01T04:00:00+00:00 | [9 empty] | ITC MIDWEST | [23 empty] | J2469 |  |  | DPP-2022 | West | Phase 1 | Network Resource Interconnection Service (NRIS) | 300 | 300 | Not Started | 0 | 0 | 0 | 0
MISO |  |  |  | 2022-09-13T04:00:00+00:00 | Active |  | Photovoltaic |  |  |  | Solar | [16 empty] | Rapides | LA |  |  | Donahue-Marksville 138kV | 2026-10-01T04:00:00+00:00 | [9 empty] | CLECO POWER LLC | [23 empty] | J2470 |  |  | DPP-2022 | South | Study Not Started | Network Resource Interconnection Service (NRIS) | 100 | 100 | Not Started | 0 | 0 | 0 | 0
MISO |  |  |  | 2022-09-14T04:00:00+00:00 | Active |  | Photovoltaic |  |  |  | Solar | [16 empty] | Lenawee | MI |  |  | Beecher-Cement City 138kV | 2026-10-01T04:00:00+00:00 | [9 empty] | ITC | [23 empty] | J2471 |  |  | DPP-2022 | East (ITC) | Study Not Started | Network Resource Interconnection Service (NRIS) | 100 | 100 | Not Started | 0 | 0 | 0 | 0
MISO |  |  |  | 2022-09-15T04:00:00+00:00 | Active |  | Battery Storage |  |  |  | Battery Storage | [16 empty] | Sullivan | IN |  |  | Merom 345kV | 2027-05-07T04:00:00+00:00 | [9 empty] | HOOSIER ENERGY | [23 empty] | J2472 |  |  | DPP-2022 | Central | Phase 1 | Network Resource Interconnection Service (NRIS) | 200 | 200 | Not Started | 0 | 0 | 0 | 0
MISO |  |  |  | 2022-09-15T04:00:00+00:00 | Active |  | Battery Storage |  |  |  | Battery Storage | [16 empty] | Marion | IN |  |  | Hanna 138kV | 2026-09-30T04:00:00+00:00 | [9 empty] | INDIANAPOLIS POWER & LIGHT COMPANY | [23 empty] | J2473 |  |  | DPP-2022 | Central | Phase 1 | Network Resource Interconnection Service (NRIS) | 150 | 150 | Not Started | 0 | 0 | 0 | 0
MISO |  |  |  | 2022-09-15T04:00:00+00:00 | Active |  | Solar/Battery |  |  |  | Hybrid | [16 empty] | Sangamon | IL |  |  | 4Austin to 4Virden 138kV t-line | 2026-09-30T04:00:00+00:00 | [9 empty] | AMEREN ILLINOIS | [23 empty] | J2474 |  |  | DPP-2022 | Central | Phase 1 | Network Resource Interconnection Service (NRIS) | 100 | 100 | Not Started | 0 | 0 | 0 | 0
MISO |  |  |  | 2022-09-15T04:00:00+00:00 | Active |  | Battery Storage |  |  |  | Battery Storage | [16 empty] | Monroe | MI |  |  | Toll Rd 120kV | 2026-09-30T04:00:00+00:00 | [9 empty] | ITC | [23 empty] | J2475 |  |  | DPP-2022 | East (ITC) | Study Not Started | Network Resource Interconnection Service (NRIS) | 200 | 200 | Not Started | 0 | 0 | 0 | 0
MISO |  |  |  | 2022-09-15T04:00:00+00:00 | Active |  | Solar/Battery |  |  |  | Hybrid | [16 empty] | Fayette | IL |  |  | Otego 138kV | 2026-09-30T04:00:00+00:00 | [9 empty] | AMEREN ILLINOIS | [23 empty] | J2476 |  |  | DPP-2022 | Central | Phase 1 | Network Resource Interconnection Service (NRIS) | 150 | 150 | Not Started | 0 | 0 | 0 | 0
MISO |  |  |  | 2022-09-13T04:00:00+00:00 | Active |  | Photovoltaic |  |  |  | Solar | [16 empty] | Crittenden | AR |  |  | West Memphis EHV to Keo EHV 500 kV | 2026-10-31T04:00:00+00:00 | [9 empty] | ENTERGY ARKANSAS, LLC | [23 empty] | J2477 |  |  | DPP-2022 | South | Study Not Started | Network Resource Interconnection Service (NRIS) | 600 | 600 | Not Started | 0 | 0 | 0 | 0
MISO |  |  |  | 2022-09-14T04:00:00+00:00 | Active |  | Photovoltaic |  |  |  | Solar | [16 empty] | Jackson | AR |  |  | INDEPENDENCE-ISES - POWERLINE ROAD 500 kV | 2026-10-31T04:00:00+00:00 | [9 empty] | ENTERGY ARKANSAS, LLC | [23 empty] | J2478 |  |  | DPP-2022 | South | Study Not Started | Network Resource Interconnection Service (NRIS) | 700 | 700 | Not Started | 0 | 0 | 0 | 0
MISO |  |  |  | 2022-09-13T04:00:00+00:00 | Withdrawn |  | Battery Storage |  |  |  | Battery Storage | [16 empty] | Concordia | LA |  |  | Red Gum to Metropolis 115 kV | 2025-10-31T04:00:00+00:00 | [9 empty] | ENTERGY LOUISIANA, LLC | [23 empty] | J2479 | 2023-03-25T04:00:00+00:00 |  | DPP-2022 | South | Study Not Started | Network Resource Interconnection Service (NRIS) | 140 | 140 | Not Started | 0 | 0 | 0 | 0
MISO |  |  |  | 2022-09-13T04:00:00+00:00 | Active |  | Battery Storage |  |  |  | Battery Storage | [16 empty] | Daviess | KY |  |  | Reid to Daviess County 161 kV | 2026-10-31T04:00:00+00:00 | [9 empty] | BIG RIVERS ELECTRIC CORPORATION | [23 empty] | J2480 |  |  | DPP-2022 | Central | Phase 1 | Network Resource Interconnection Service (NRIS) | 75 | 75 | Not Started | 0 | 0 | 0 | 0
MISO |  |  |  | 2022-09-12T04:00:00+00:00 | Active |  | Wind Turbine |  |  |  | Wind | [16 empty] | Pocahontas | IA |  |  | Webster-Irvington 345kV | 2030-10-01T04:00:00+00:00 | [9 empty] | MIDAMERICAN ENERGY CO. | [23 empty] | J2481 |  |  | DPP-2022 | West | Phase 1 | Network Resource Interconnection Service (NRIS) | 300 | 300 | Not Started | 0 | 0 | 0 | 0
MISO |  |  |  | 2022-09-14T04:00:00+00:00 | Active |  | Photovoltaic |  |  |  | Solar | [16 empty] | Crittenden | AR |  |  | West Memphis EHV to Keo EHV 500 kV | 2026-10-31T04:00:00+00:00 | [9 empty] | ENTERGY ARKANSAS, LLC | [23 empty] | J2482 |  |  | DPP-2022 | South | Study Not Started | Network Resource Interconnection Service (NRIS) | 300 | 300 | Not Started | 0 | 0 | 0 | 0
MISO |  |  |  | 2022-09-09T04:00:00+00:00 | Withdrawn |  | Photovoltaic |  |  |  | Solar | [16 empty] | Amite | MS |  |  | GILLSBURG SS (CE)-LIBERTY115 Kv | 2025-11-01T04:00:00+00:00 | [9 empty] | ENTERGY MISSISSIPPI, LLC. | [23 empty] | J2483 | 2023-03-21T04:00:00+00:00 |  | DPP-2022 | South | Study Not Started | Network Resource Interconnection Service (NRIS) | 105 | 105 | Not Started | 0 | 0 | 0 | 0
MISO |  |  |  | 2022-09-14T04:00:00+00:00 | Active |  | Photovoltaic |  |  |  | Solar | [16 empty] | Monroe | MI |  |  | Seville TP-Niles TP 120 kV | 2025-11-01T04:00:00+00:00 | [9 empty] | ITC | [23 empty] | J2484 |  |  | DPP-2022 | East (ITC) | Study Not Started | Network Resource Interconnection Service (NRIS) | 100 | 100 | Not Started | 0 | 0 | 0 | 0
MISO |  |  |  | 2022-09-14T04:00:00+00:00 | Active |  | Photovoltaic |  |  |  | Solar | [16 empty] | Livingston | MI |  |  | Madrid - Blackfoot 345kV | 2025-11-01T04:00:00+00:00 | [9 empty] | ITC | [23 empty] | J2485 |  |  | DPP-2022 | East (ITC) | Study Not Started | Network Resource Interconnection Service (NRIS) | 200 | 200 | Not Started | 0 | 0 | 0 | 0
MISO |  |  |  | 2022-09-14T04:00:00+00:00 | Active |  | Photovoltaic |  |  |  | Solar | [16 empty] | Monroe | MI |  |  | Monroe-Lallendorf 345kV Transmission Line | 2025-11-01T04:00:00+00:00 | [9 empty] | ITC | [23 empty] | J2486 |  |  | DPP-2022 | East (ITC) | Study Not Started | Network Resource Interconnection Service (NRIS) | 200 | 200 | Not Started | 0 | 0 | 0 | 0
MISO |  |  |  | 2022-09-14T04:00:00+00:00 | Withdrawn |  | Photovoltaic |  |  |  | Solar | [16 empty] | Bay | MI |  |  | Gallagher-Tittabawassee 345kV Transmission Line | 2025-11-01T04:00:00+00:00 | [9 empty] | METC | [23 empty] | J2487 | 2023-03-24T04:00:00+00:00 |  | DPP-2022 | East (ITC) | Study Not Started | Network Resource Interconnection Service (NRIS) | 200 | 200 | Not Started | 0 | 0 | 0 | 0
MISO |  |  |  | 2022-09-14T04:00:00+00:00 | Withdrawn |  | Photovoltaic |  |  |  | Solar | [16 empty] | Bay | MI |  |  | Almeda Junction-Shale 138kV | 2025-11-01T04:00:00+00:00 | [9 empty] | METC | [23 empty] | J2488 | 2023-03-24T04:00:00+00:00 |  | DPP-2022 | East (ITC) | Study Not Started | Network Resource Interconnection Service (NRIS) | 150 | 150 | Not Started | 0 | 0 | 0 | 0
MISO |  |  |  | 2022-09-14T04:00:00+00:00 | Withdrawn |  | Battery Storage |  |  |  | Battery Storage | [16 empty] | Red River | LA |  |  | Western Kraft-Layfield 230 kV | 2026-10-31T04:00:00+00:00 | [9 empty] | CLECO POWER LLC | [23 empty] | J2489 | 2023-03-25T04:00:00+00:00 |  | DPP-2022 | South | Study Not Started | Network Resource Interconnection Service (NRIS) | 140 | 140 | Not Started | 0 | 0 | 0 | 0
MISO |  |  |  | 2022-09-14T04:00:00+00:00 | Active |  | Photovoltaic |  |  |  | Solar | [16 empty] | Tuscola | MI |  |  | Tuscola-Arrowhead 120kV Transmission Line | 2025-11-01T04:00:00+00:00 | [9 empty] | ITC | [23 empty] | J2490 |  |  | DPP-2022 | East (ITC) | Phase 2 | Network Resource Interconnection Service (NRIS) | 125 | 125 | Not Started | 0 | 0 | 0 | 0
MISO |  |  |  | 2022-09-14T04:00:00+00:00 | Active |  | Photovoltaic |  |  |  | Solar | [16 empty] | Midland | MI |  |  | Edenville - Price Rd. Jct 138 kV | 2025-11-01T04:00:00+00:00 | [9 empty] | METC | [23 empty] | J2491 |  |  | DPP-2022 | East (ITC) | Study Not Started | Network Resource Interconnection Service (NRIS) | 100 | 100 | Not Started | 0 | 0 | 0 | 0
MISO |  |  |  | 2022-09-15T04:00:00+00:00 | Active |  | Battery Storage |  |  |  | Battery Storage | [16 empty] | Wilkin | MN |  |  | Wahpeton 230kV | 2024-10-31T04:00:00+00:00 | [9 empty] | OTTER TAIL POWER COMPANY | [23 empty] | J2492 |  |  | DPP-2022 | West | Phase 1 | Network Resource Interconnection Service (NRIS) | 300 | 300 | Not Started | 0 | 0 | 0 | 0
MISO |  |  |  | 2022-09-14T04:00:00+00:00 | Active |  | Photovoltaic |  |  |  | Solar | [16 empty] | Arenac | MI |  |  | Gallagher - Tittabawassee 345 kV | 2025-11-01T04:00:00+00:00 | [9 empty] | METC | [23 empty] | J2493 |  |  | DPP-2022 | East (ITC) | Study Not Started | Network Resource Interconnection Service (NRIS) | 184 | 184 | Not Started | 0 | 0 | 0 | 0
MISO |  |  |  | 2022-09-14T04:00:00+00:00 | Withdrawn |  | Photovoltaic |  |  |  | Solar | [16 empty] | Midland | MI |  |  | Clare Jct to Vernon Jct 138 kV | 2025-11-01T04:00:00+00:00 | [9 empty] | METC | [23 empty] | J2494 | 2023-03-24T04:00:00+00:00 |  | DPP-2022 | East (ITC) | Study Not Started | Network Resource Interconnection Service (NRIS) | 178 | 178 | Not Started | 0 | 0 | 0 | 0
MISO |  |  |  | 2022-09-13T04:00:00+00:00 | Active |  | Photovoltaic |  |  |  | Solar | [16 empty] | Benton | MN |  |  | Benton County 115 kV | 2026-04-29T04:00:00+00:00 | [9 empty] | GREAT RIVER ENERGY | [23 empty] | J2495 |  |  | DPP-2022 | West | Phase 1 | Network Resource Interconnection Service (NRIS) | 100 | 100 | Not Started | 0 | 0 | 0 | 0
MISO |  |  |  | 2022-09-13T04:00:00+00:00 | Active |  | Battery Storage |  |  |  | Battery Storage | [16 empty] | White | IN |  |  | Reynolds 345 kV Substation | 2026-03-07T05:00:00+00:00 | [9 empty] | NORTHERN INDIANA PUBLIC SERVICE COMPANY LLC | [23 empty] | J2496 |  |  | DPP-2022 | Central | Phase 1 | Network Resource Interconnection Service (NRIS) | 400 | 400 | Not Started | 0 | 0 | 0 | 0
MISO |  |  |  | 2022-09-12T04:00:00+00:00 | Active |  | Battery Storage |  |  |  | Battery Storage | [16 empty] | Jefferson | IL |  |  | West Mt. Vernon | 2026-03-07T05:00:00+00:00 | [9 empty] | AMEREN ILLINOIS | [23 empty] | J2497 |  |  | DPP-2022 | Central | Phase 1 | Network Resource Interconnection Service (NRIS) | 300 | 300 | Not Started | 0 | 0 | 0 | 0
MISO |  |  |  | 2022-09-12T04:00:00+00:00 | Withdrawn |  | Battery Storage |  |  |  | Battery Storage | [16 empty] | Hamilton | IN |  |  | Hortonville-Noblesville Line 345 kV | 2026-03-07T05:00:00+00:00 | [9 empty] | INDIANAPOLIS POWER & LIGHT COMPANY | [23 empty] | J2498 | 2023-03-24T04:00:00+00:00 |  | DPP-2022 | Central | Phase 1 | Network Resource Interconnection Service (NRIS) | 250 | 250 | Not Started | 0 | 0 | 0 | 0
MISO |  |  |  | 2022-09-12T04:00:00+00:00 | Active |  | Battery Storage |  |  |  | Battery Storage | [16 empty] | Ottawa | MI |  |  | Blendon 138 kV | 2026-03-07T05:00:00+00:00 | [9 empty] | METC | [23 empty] | J2499 |  |  | DPP-2022 | East (ITC) | Study Not Started | Network Resource Interconnection Service (NRIS) | 100 | 100 | Not Started | 0 | 0 | 0 | 0
MISO |  |  |  | 2022-09-15T04:00:00+00:00 | Active |  | Battery Storage |  |  |  | Battery Storage | [16 empty] | Beauregard | LA |  |  | Bon Wier to Cooper 138 kV | 2026-10-31T04:00:00+00:00 | [9 empty] | ENTERGY TEXAS, INC. | [23 empty] | J2500 |  |  | DPP-2022 | South | Study Not Started | Network Resource Interconnection Service (NRIS) | 175 | 175 | Not Started | 0 | 0 | 0 | 0
MISO |  |  |  | 2022-09-13T04:00:00+00:00 | Active |  | Photovoltaic |  |  |  | Solar | [16 empty] | Goodhue | MN |  |  | North Rochester 345 kV | 2024-11-01T04:00:00+00:00 | [9 empty] | NORTHERN STATES POWER COMPANY | [23 empty] | J2501 |  |  | DPP-2022 | West | Phase 1 | Network Resource Interconnection Service (NRIS) | 150 | 150 | Not Started | 0 | 0 | 0 | 0
MISO |  |  |  | 2022-09-13T04:00:00+00:00 | Active |  | Wind Turbine |  |  |  | Wind | [16 empty] | Morton | ND |  |  | Square Butte East 230 kV | 2025-02-27T05:00:00+00:00 | [9 empty] | MINNESOTA POWER INC. | [23 empty] | J2502 |  |  | DPP-2022 | West | Phase 1 | Network Resource Interconnection Service (NRIS) | 200 | 200 | Not Started | 0 | 0 | 0 | 0
MISO |  |  |  | 2022-09-14T04:00:00+00:00 | Withdrawn |  | Battery Storage |  |  |  | Battery Storage | [16 empty] | Lincoln | LA |  |  | Downsville - Ruston East 115 kV | 2026-10-31T04:00:00+00:00 | [9 empty] | ENTERGY LOUISIANA, LLC | [23 empty] | J2503 | 2023-03-25T04:00:00+00:00 |  | DPP-2022 | South | Study Not Started | Network Resource Interconnection Service (NRIS) | 100 | 100 | Not Started | 0 | 0 | 0 | 0
MISO |  |  |  | 2022-09-15T04:00:00+00:00 | Withdrawn |  | Battery Storage |  |  |  | Battery Storage | [16 empty] | Coles | IL |  |  | Mattoon East 138 kV | 2026-10-31T04:00:00+00:00 | [9 empty] | AMEREN ILLINOIS | [23 empty] | J2504 | 2023-03-25T04:00:00+00:00 |  | DPP-2022 | Central | Phase 1 | Network Resource Interconnection Service (NRIS) | 300 | 300 | Not Started | 0 | 0 | 0 | 0
MISO |  |  |  | 2022-09-15T04:00:00+00:00 | Active |  | Photovoltaic |  |  |  | Solar | [16 empty] | Beauregard | LA |  |  | Bon Wier to Cooper 138 kV | 2026-10-31T04:00:00+00:00 | [9 empty] | CLECO POWER LLC | [23 empty] | J2505 |  |  | DPP-2022 | South | Study Not Started | Network Resource Interconnection Service (NRIS) | 250 | 250 | Not Started | 0 | 0 | 0 | 0
MISO |  |  |  | 2022-09-15T04:00:00+00:00 | Active |  | Battery Storage |  |  |  | Battery Storage | [16 empty] | Boone | MO |  |  | 5BOLSTAD 161kV Substation | 2026-11-01T04:00:00+00:00 | [9 empty] | CITY OF COLUMBIA, MISSOURI (WATER AND LIGHT DEPT.) | [23 empty] | J2506 |  |  | DPP-2022 | Central | Phase 1 | Network Resource Interconnection Service (NRIS) | 100 | 100 | Not Started | 0 | 0 | 0 | 0
MISO |  |  |  | 2022-09-14T04:00:00+00:00 | Active |  | Photovoltaic |  |  |  | Solar | [16 empty] | Pike | IN |  |  | Gibson Sta to Petersburg (IP&L) 345 kV | 2025-10-31T04:00:00+00:00 | [9 empty] | DUKE ENERGY INDIANA, LLC | [23 empty] | J2507 |  |  | DPP-2022 | Central | Phase 1 | Network Resource Interconnection Service (NRIS) | 250 | 250 | Not Started | 0 | 0 | 0 | 0
MISO |  |  |  | 2022-09-14T04:00:00+00:00 | Active |  | Photovoltaic |  |  |  | Solar | [16 empty] | Webster | LA |  |  | El Dorado Ehv - Sarepta 345kV | 2026-11-01T04:00:00+00:00 | [9 empty] | ENTERGY LOUISIANA, LLC | [23 empty] | J2508 |  |  | DPP-2022 | South | Study Not Started | Network Resource Interconnection Service (NRIS) | 300 | 300 | Not Started | 0 | 0 | 0 | 0
MISO |  |  |  | 2022-09-15T04:00:00+00:00 | Active |  | Wind Turbine |  |  |  | Wind | [16 empty] | Tippecanoe | IN |  |  | Westwood 345 kV | 2025-10-31T04:00:00+00:00 | [9 empty] | DUKE ENERGY INDIANA, LLC | [23 empty] | J2509 |  |  | DPP-2022 | Central | Phase 1 | Network Resource Interconnection Service (NRIS) | 200 | 200 | Not Started | 0 | 0 | 0 | 0
MISO |  |  |  | 2022-09-15T04:00:00+00:00 | Active |  | Photovoltaic |  |  |  | Solar | [16 empty] | Jefferson | AR |  |  | Stuttgart Rcuskey - Woodward 230kV | 2026-11-01T04:00:00+00:00 | [9 empty] | ENTERGY ARKANSAS, LLC | [23 empty] | J2510 |  |  | DPP-2022 | South | Study Not Started | Network Resource Interconnection Service (NRIS) | 350 | 350 | Not Started | 0 | 0 | 0 | 0
MISO |  |  |  | 2022-09-14T04:00:00+00:00 | Active |  | Photovoltaic |  |  |  | Solar | [16 empty] | Conway | AR |  |  | Pleasant Hill 500kV Substation | 2026-11-01T04:00:00+00:00 | [9 empty] | ENTERGY ARKANSAS, LLC | [23 empty] | J2511 |  |  | DPP-2022 | South | Study Not Started | Network Resource Interconnection Service (NRIS) | 85 | 85 | Not Started | 0 | 0 | 0 | 0
MISO |  |  |  | 2022-09-14T04:00:00+00:00 | Active |  | Photovoltaic |  |  |  | Solar | [16 empty] | Kosciusko | IN |  |  | Leesburg 345 kV | 2025-10-31T04:00:00+00:00 | [9 empty] | NORTHERN INDIANA PUBLIC SERVICE COMPANY LLC | [23 empty] | J2512 |  |  | DPP-2022 | Central | Phase 1 | Network Resource Interconnection Service (NRIS) | 173 | 173 | Not Started | 0 | 0 | 0 | 0
MISO |  |  |  | 2022-09-14T04:00:00+00:00 | Active |  | Photovoltaic |  |  |  | Solar | [16 empty] | Vigo | IN |  |  | Wabash River-Whitesville South 230 kV | 2025-10-31T04:00:00+00:00 | [9 empty] | DUKE ENERGY INDIANA, LLC | [23 empty] | J2513 |  |  | DPP-2022 | Central | Phase 1 | Network Resource Interconnection Service (NRIS) | 220 | 220 | Not Started | 0 | 0 | 0 | 0
MISO |  |  |  | 2022-09-14T04:00:00+00:00 | Active |  | Battery Storage |  |  |  | Battery Storage | [16 empty] | Pike | IN |  |  | Gibson Sta to Petersburg (IP&L) 345 kV | 2025-10-31T04:00:00+00:00 | [9 empty] | DUKE ENERGY INDIANA, LLC | [23 empty] | J2514 |  |  | DPP-2022 | Central | Phase 1 | Network Resource Interconnection Service (NRIS) | 100 | 100 | Not Started | 0 | 0 | 0 | 0
MISO |  |  |  | 2022-09-14T04:00:00+00:00 | Active |  | Photovoltaic |  |  |  | Solar | [16 empty] | Jefferson | AR |  |  | White Bluff EHV 500kV | 2026-11-01T04:00:00+00:00 | [9 empty] | ENTERGY ARKANSAS, LLC | [23 empty] | J2515 |  |  | DPP-2022 | South | Study Not Started | Network Resource Interconnection Service (NRIS) | 300 | 300 | Not Started | 0 | 0 | 0 | 0
MISO |  |  |  | 2022-09-14T04:00:00+00:00 | Active |  | Photovoltaic |  |  |  | Solar | [16 empty] | Jefferson | AR |  |  | White Bluff EHV 500kV | 2026-11-01T04:00:00+00:00 | [9 empty] | ENTERGY ARKANSAS, LLC | [23 empty] | J2516 |  |  | DPP-2022 | South | Study Not Started | Network Resource Interconnection Service (NRIS) | 300 | 300 | Not Started | 0 | 0 | 0 | 0
MISO |  |  |  | 2022-09-13T04:00:00+00:00 | Withdrawn |  | Battery Storage |  |  |  | Battery Storage | [16 empty] | Lee | AR |  |  | AECC Aubrey to Brinkley East 230 kV | 2026-10-31T04:00:00+00:00 | [9 empty] | ENTERGY ARKANSAS, LLC | [23 empty] | J2517 | 2023-03-25T04:00:00+00:00 |  | DPP-2022 | South | Study Not Started | Network Resource Interconnection Service (NRIS) | 100 | 100 | Not Started | 0 | 0 | 0 | 0
MISO |  |  |  | 2022-09-13T04:00:00+00:00 | Active |  | Battery Storage |  |  |  | Battery Storage | [16 empty] | LaMoure | ND |  |  | Jamestown 345 kV | 2024-11-01T04:00:00+00:00 | [9 empty] | OTTER TAIL POWER COMPANY | [23 empty] | J2518 |  |  | DPP-2022 | West | Phase 1 | Network Resource Interconnection Service (NRIS) | 200 | 200 | Not Started | 0 | 0 | 0 | 0
MISO |  |  |  | 2022-09-13T04:00:00+00:00 | Active |  | Photovoltaic |  |  |  | Solar | [16 empty] | Richland | LA |  |  | BAXTER WILSON SES SWYD - PERRYVILLE 500 500 kV (181.1,503.0) | 2026-10-31T04:00:00+00:00 | [9 empty] | ENTERGY LOUISIANA, LLC | [23 empty] | J2519 |  |  | DPP-2022 | South | Study Not Started | Network Resource Interconnection Service (NRIS) | 600 | 600 | Not Started | 0 | 0 | 0 | 0
MISO |  |  |  | 2022-09-13T04:00:00+00:00 | Active |  | Photovoltaic |  |  |  | Solar | [16 empty] | Adams | WI |  |  | Saratoga-ACEC Badger West 138kV | 2025-10-31T04:00:00+00:00 | [9 empty] | AMERICAN TRANSMISSION COMPANY | [23 empty] | J2520 |  |  | DPP-2022 | East (ATC) | Study Not Started | Network Resource Interconnection Service (NRIS) | 200 | 200 | Not Started | 0 | 0 | 0 | 0
MISO |  |  |  | 2022-09-13T04:00:00+00:00 | Withdrawn |  | Battery Storage |  |  |  | Battery Storage | [16 empty] | Poinsett | AR |  |  | Marked Tree 161 kV | 2026-10-31T04:00:00+00:00 | [9 empty] | ENTERGY ARKANSAS, LLC | [23 empty] | J2521 | 2023-03-25T04:00:00+00:00 |  | DPP-2022 | South | Study Not Started | Network Resource Interconnection Service (NRIS) | 50 | 50 | Not Started | 0 | 0 | 0 | 0
MISO |  |  |  | 2022-09-13T04:00:00+00:00 | Withdrawn |  | Battery Storage |  |  |  | Battery Storage | [16 empty] | Mississippi | AR |  |  | AECC Manila - Dell EHV 161 kV (J2089 POI) | 2026-10-31T04:00:00+00:00 | [9 empty] | ENTERGY ARKANSAS, LLC | [23 empty] | J2522 | 2023-03-25T04:00:00+00:00 |  | DPP-2022 | South | Study Not Started | Network Resource Interconnection Service (NRIS) | 100 | 100 | Not Started | 0 | 0 | 0 | 0
MISO |  |  |  | 2022-09-14T04:00:00+00:00 | Active |  | Photovoltaic |  |  |  | Solar | [16 empty] | Independence | AR |  |  | INDEPENDENCE-ISES 500kV Substation | 2026-11-01T04:00:00+00:00 | [9 empty] | ENTERGY ARKANSAS, LLC | [23 empty] | J2523 |  |  | DPP-2022 | South | Study Not Started | Network Resource Interconnection Service (NRIS) | 250 | 250 | Not Started | 0 | 0 | 0 | 0
MISO |  |  |  | 2022-09-15T04:00:00+00:00 | Active |  | Photovoltaic |  |  |  | Solar | [16 empty] | Stoddard | MO |  |  | 5STODDARD - 5MORLEY (AECI) 161kV | 2026-11-01T04:00:00+00:00 | [9 empty] | AMEREN MISSOURI | [23 empty] | J2524 |  |  | DPP-2022 | Central | Phase 1 | Network Resource Interconnection Service (NRIS) | 200 | 200 | Not Started | 0 | 0 | 0 | 0
MISO |  |  |  | 2022-09-15T04:00:00+00:00 | Withdrawn |  | Photovoltaic |  |  |  | Hybrid | [16 empty] | Morehouse | LA |  |  | Dunn - Oak Ridge 115 kV | 2026-11-01T04:00:00+00:00 | [9 empty] | ENTERGY LOUISIANA, LLC | [23 empty] | J2525 | 2023-03-25T04:00:00+00:00 |  | DPP-2022 | South | Study Not Started | Network Resource Interconnection Service (NRIS) | 175 | 175 | Not Started | 0 | 0 | 0 | 0
MISO |  |  |  | 2022-09-14T04:00:00+00:00 | Active |  | Photovoltaic |  |  |  | Solar | [16 empty] | Red River | LA |  |  | Western Kraft-Layfield 230 kV | 2026-10-31T04:00:00+00:00 | [9 empty] | CLECO POWER LLC | [23 empty] | J2526 |  |  | DPP-2022 | South | Study Not Started | Network Resource Interconnection Service (NRIS) | 200 | 200 | Not Started | 0 | 0 | 0 | 0
MISO |  |  |  | 2022-09-13T04:00:00+00:00 | Withdrawn |  | Battery Storage |  |  |  | Battery Storage | [16 empty] | Allen | LA |  |  | Caney 138 kV | 2025-10-31T04:00:00+00:00 | [9 empty] | CLECO POWER LLC | [23 empty] | J2527 | 2023-03-25T04:00:00+00:00 |  | DPP-2022 | South | Study Not Started | Network Resource Interconnection Service (NRIS) | 140 | 140 | Not Started | 0 | 0 | 0 | 0
MISO |  |  |  | 2022-09-14T04:00:00+00:00 | Withdrawn |  | Battery Storage |  |  |  | Battery Storage | [16 empty] | Crittenden | AR |  |  | Parkin to Kuhn Road 161 kV | 2026-10-31T04:00:00+00:00 | [9 empty] | ENTERGY ARKANSAS, LLC | [23 empty] | J2528 | 2023-03-25T04:00:00+00:00 |  | DPP-2022 | South | Study Not Started | Network Resource Interconnection Service (NRIS) | 100 | 100 | Not Started | 0 | 0 | 0 | 0
MISO |  |  |  | 2022-09-14T04:00:00+00:00 | Active |  | Photovoltaic |  |  |  | Solar | [16 empty] | Rapides | LA |  |  | Cocodrie - Hineston 230kV line | 2026-11-01T04:00:00+00:00 | [9 empty] | CLECO POWER LLC | [23 empty] | J2529 |  |  | DPP-2022 | South | Study Not Started | Network Resource Interconnection Service (NRIS) | 200 | 200 | Not Started | 0 | 0 | 0 | 0
MISO |  |  |  | 2022-09-14T04:00:00+00:00 | Active |  | Battery Storage |  |  |  | Battery Storage | [16 empty] | Clinton | IN |  |  | Thorntown to Kokomo HP 230 kV | 2026-10-31T04:00:00+00:00 | [9 empty] | DUKE ENERGY INDIANA, LLC | [23 empty] | J2530 |  |  | DPP-2022 | Central | Phase 1 | Network Resource Interconnection Service (NRIS) | 170 | 170 | Not Started | 0 | 0 | 0 | 0
MISO |  |  |  | 2022-09-14T04:00:00+00:00 | Withdrawn |  | Battery Storage |  |  |  | Battery Storage | [16 empty] | Union | LA |  |  | Bernice - Vienna 115 kV | 2026-10-31T04:00:00+00:00 | [9 empty] | ENTERGY LOUISIANA, LLC | [23 empty] | J2531 | 2023-03-25T04:00:00+00:00 |  | DPP-2022 | South | Study Not Started | Network Resource Interconnection Service (NRIS) | 140 | 140 | Not Started | 0 | 0 | 0 | 0
MISO |  |  |  | 2022-09-15T04:00:00+00:00 | Active |  | Battery Storage |  |  |  | Battery Storage | [16 empty] | Sangamon | IL |  |  | Latham 345 kV | 2026-11-01T04:00:00+00:00 | [9 empty] | AMEREN ILLINOIS | [23 empty] | J2532 |  |  | DPP-2022 | Central | Phase 1 | Network Resource Interconnection Service (NRIS) | 200 | 200 | Not Started | 0 | 0 | 0 | 0
MISO |  |  |  | 2022-09-14T04:00:00+00:00 | Active |  | Photovoltaic |  |  |  | Solar | [16 empty] | Union | LA |  |  | Bernice - Vienna 115 kV | 2026-10-31T04:00:00+00:00 | [9 empty] | ENTERGY LOUISIANA, LLC | [23 empty] | J2533 |  |  | DPP-2022 | South | Study Not Started | Network Resource Interconnection Service (NRIS) | 100 | 100 | Not Started | 0 | 0 | 0 | 0
MISO |  |  |  | 2022-09-15T04:00:00+00:00 | Active |  | Photovoltaic |  |  |  | Solar | [16 empty] | Mason | MI |  |  | Pere Marquette 138 KV | 2025-10-31T04:00:00+00:00 | [9 empty] | METC | [23 empty] | J2534 |  |  | DPP-2022 | East (ITC) | Study Not Started | Network Resource Interconnection Service (NRIS) | 100 | 100 | Not Started | 0 | 0 | 0 | 0
MISO |  |  |  | 2022-09-15T04:00:00+00:00 | Active |  | Battery Storage |  |  |  | Battery Storage | [16 empty] | Vermilion | LA |  |  | Cooper - Leesville 138 kV | 2026-10-31T04:00:00+00:00 | [9 empty] | CLECO POWER LLC | [23 empty] | J2535 |  |  | DPP-2022 | South | Study Not Started | Network Resource Interconnection Service (NRIS) | 210 | 210 | Not Started | 0 | 0 | 0 | 0
MISO |  |  |  | 2022-09-15T04:00:00+00:00 | Active |  | Battery Storage |  |  |  | Battery Storage | [16 empty] | LaSalle | IL |  |  | Fox River - Ottawa 138kV | 2026-10-31T04:00:00+00:00 | [9 empty] | AMEREN ILLINOIS | [23 empty] | J2536 |  |  | DPP-2022 | Central | Phase 1 | Network Resource Interconnection Service (NRIS) | 200 | 200 | Not Started | 0 | 0 | 0 | 0
MISO |  |  |  | 2022-09-15T04:00:00+00:00 | Active |  | Battery Storage |  |  |  | Battery Storage | [16 empty] | Shawano | WI |  |  | Highway 22 345 kV Substation | 2024-12-01T05:00:00+00:00 | [9 empty] | AMERICAN TRANSMISSION COMPANY | [23 empty] | J2537 |  |  | DPP-2022 | East (ATC) | Study Not Started | Network Resource Interconnection Service (NRIS) | 100 | 100 | Not Started | 0 | 0 | 0 | 0
MISO |  |  |  | 2022-09-15T04:00:00+00:00 | Active |  | Photovoltaic |  |  |  | Solar | [16 empty] | Clark | IN |  |  | Speed - Trimble (LGEE) 345kV | 2026-03-01T05:00:00+00:00 | [9 empty] | DUKE ENERGY INDIANA, LLC | [23 empty] | J2538 |  |  | DPP-2022 | Central | Phase 1 | Network Resource Interconnection Service (NRIS) | 200 | 200 | Not Started | 0 | 0 | 0 | 0
MISO |  |  |  | 2022-09-15T04:00:00+00:00 | Active |  | Photovoltaic |  |  |  | Solar | [16 empty] | Clark | IN |  |  | Trimble (LGEE) - Speed 345 kV | 2026-03-01T05:00:00+00:00 | [9 empty] | DUKE ENERGY INDIANA, LLC | [23 empty] | J2539 |  |  | DPP-2022 | Central | Phase 1 | Network Resource Interconnection Service (NRIS) | 150 | 150 | Not Started | 0 | 0 | 0 | 0
MISO |  |  |  | 2022-09-15T04:00:00+00:00 | Active |  | Photovoltaic |  |  |  | Solar | [16 empty] | Graves | KY |  |  | Bryan Road | 2026-03-01T05:00:00+00:00 | [9 empty] | BIG RIVERS ELECTRIC CORPORATION | [23 empty] | J2540 |  |  | DPP-2022 | Central | Phase 1 | Network Resource Interconnection Service (NRIS) | 150 | 150 | Not Started | 0 | 0 | 0 | 0
MISO |  |  |  | 2022-09-15T04:00:00+00:00 | Active |  | Photovoltaic |  |  |  | Solar | [16 empty] | Graves | KY |  |  | Bryan Road | 2026-03-01T05:00:00+00:00 | [9 empty] | BIG RIVERS ELECTRIC CORPORATION | [23 empty] | J2541 |  |  | DPP-2022 | Central | Phase 1 | Network Resource Interconnection Service (NRIS) | 50 | 50 | Not Started | 0 | 0 | 0 | 0
MISO |  |  |  | 2022-09-15T04:00:00+00:00 | Withdrawn |  | Photovoltaic |  |  |  | Solar | [16 empty] | Clark | IN |  |  | Vesta Rd 138kV | 2026-03-01T05:00:00+00:00 | [9 empty] | DUKE ENERGY INDIANA, LLC | [23 empty] | J2542 | 2023-03-24T04:00:00+00:00 |  | DPP-2022 | Central | Phase 1 | Network Resource Interconnection Service (NRIS) | 100 | 100 | Not Started | 0 | 0 | 0 | 0
MISO |  |  |  | 2022-09-15T04:00:00+00:00 | Active |  | Battery Storage |  |  |  | Battery Storage | [16 empty] | Beauregard | LA |  |  | West Bay - Centennial 138 kV | 2026-10-31T04:00:00+00:00 | [9 empty] | CLECO POWER LLC | [23 empty] | J2543 |  |  | DPP-2022 | South | Study Not Started | Network Resource Interconnection Service (NRIS) | 175 | 175 | Not Started | 0 | 0 | 0 | 0
MISO |  |  |  | 2022-09-15T04:00:00+00:00 | Active |  | Photovoltaic |  |  |  | Solar | [16 empty] | Shawano | WI |  |  | Highway 22 345 kV Substation | 2024-12-01T05:00:00+00:00 | [9 empty] | AMERICAN TRANSMISSION COMPANY | [23 empty] | J2544 |  |  | DPP-2022 | East (ATC) | Study Not Started | Network Resource Interconnection Service (NRIS) | 95 | 95 | Not Started | 0 | 0 | 0 | 0
MISO |  |  |  | 2022-09-15T04:00:00+00:00 | Active |  | Battery Storage |  |  |  | Battery Storage | [16 empty] | Buchanan | IA |  |  | Duane Arnold 345 kV | 2026-11-01T04:00:00+00:00 | [9 empty] | ITC MIDWEST | [23 empty] | J2545 |  |  | DPP-2022 | West | Phase 1 | Network Resource Interconnection Service (NRIS) | 200 | 200 | Not Started | 0 | 0 | 0 | 0
MISO |  |  |  | 2022-09-14T04:00:00+00:00 | Active |  | Wind Turbine |  |  |  | Wind | [16 empty] | Deuel | SD |  |  | Astoria 345kV | 2027-10-01T04:00:00+00:00 | [9 empty] | OTTER TAIL POWER COMPANY | [23 empty] | J2546 |  |  | DPP-2022 | West | Phase 1 | Network Resource Interconnection Service (NRIS) | 185 | 185 | Not Started | 0 | 0 | 0 | 0
MISO |  |  |  | 2022-09-15T04:00:00+00:00 | Active |  | Photovoltaic |  |  |  | Solar | [16 empty] | McCracken | KY |  |  | McCracken co sub to Bryan rd sub 161kV | 2027-07-18T04:00:00+00:00 | [9 empty] | BIG RIVERS ELECTRIC CORPORATION | [23 empty] | J2547 |  |  | DPP-2022 | Central | Phase 1 | Network Resource Interconnection Service (NRIS) | 150 | 150 | Not Started | 0 | 0 | 0 | 0
MISO |  |  |  | 2022-09-15T04:00:00+00:00 | Active |  | Battery Storage |  |  |  | Battery Storage | [16 empty] | McCracken | KY |  |  | McCracken County Sub to Bryan Rd Sub 161kV | 2027-07-18T04:00:00+00:00 | [9 empty] | BIG RIVERS ELECTRIC CORPORATION | [23 empty] | J2548 |  |  | DPP-2022 | Central | Phase 1 | Network Resource Interconnection Service (NRIS) | 75 | 75 | Not Started | 0 | 0 | 0 | 0
MISO |  |  |  | 2022-09-14T04:00:00+00:00 | Withdrawn |  | Battery Storage |  |  |  | Battery Storage | [16 empty] | Clark | MO |  |  | Sub T to Maywood 345kV line | 2027-07-18T04:00:00+00:00 | [9 empty] | AMEREN MISSOURI | [23 empty] | J2549 | 2023-03-24T04:00:00+00:00 |  | DPP-2022 | Central | Phase 1 | Network Resource Interconnection Service (NRIS) | 75 | 75 | Not Started | 0 | 0 | 0 | 0
MISO |  |  |  | 2022-09-14T04:00:00+00:00 | Active |  | Battery Storage |  |  |  | Battery Storage | [16 empty] | Yellow Medicine | MN |  |  | Hazel Creek 345kV Substation | 2030-07-18T04:00:00+00:00 | [9 empty] | NORTHERN STATES POWER COMPANY | [23 empty] | J2550 |  |  | DPP-2022 | West | Phase 1 | Network Resource Interconnection Service (NRIS) | 75 | 75 | Not Started | 0 | 0 | 0 | 0
MISO |  |  |  | 2022-09-14T04:00:00+00:00 | Active |  | Battery Storage |  |  |  | Battery Storage | [16 empty] | Putnam | IL |  |  | Putnam 138kV Substation, MTEP20 Project ID 13709 | 2026-06-18T04:00:00+00:00 | [9 empty] | AMEREN ILLINOIS | [23 empty] | J2551 |  |  | DPP-2022 | Central | Phase 1 | Network Resource Interconnection Service (NRIS) | 110 | 110 | Not Started | 0 | 0 | 0 | 0
MISO |  |  |  | 2022-09-14T04:00:00+00:00 | Active |  | Battery Storage |  |  |  | Battery Storage | [16 empty] | Whiteside | IL |  |  | Cordova to Sub 39 345kV line | 2026-06-18T04:00:00+00:00 | [9 empty] | MIDAMERICAN ENERGY CO. | [23 empty] | J2552 |  |  | DPP-2022 | West | Phase 1 | Network Resource Interconnection Service (NRIS) | 80 | 80 | Not Started | 0 | 0 | 0 | 0
MISO |  |  |  | 2022-09-14T04:00:00+00:00 | Active |  | Photovoltaic |  |  |  | Solar | [16 empty] | Cerro Gordo | IA |  |  | Killdeer | 2026-09-01T04:00:00+00:00 | [9 empty] | ITC MIDWEST | [23 empty] | J2553 |  |  | DPP-2022 | West | Phase 1 | Network Resource Interconnection Service (NRIS) | 250 | 250 | Not Started | 0 | 0 | 0 | 0
MISO |  |  |  | 2022-09-14T04:00:00+00:00 | Active |  | Photovoltaic |  |  |  | Solar | [16 empty] | Putnam | IL |  |  | Putnam 138kV Substation, MTEP20 Project ID 13709 | 2026-06-18T04:00:00+00:00 | [9 empty] | AMEREN ILLINOIS | [23 empty] | J2554 |  |  | DPP-2022 | Central | Phase 1 | Network Resource Interconnection Service (NRIS) | 220 | 220 | Not Started | 0 | 0 | 0 | 0
MISO |  |  |  | 2023-08-28T04:00:00+00:00 | Active |  | Battery Storage |  |  |  | Battery Storage | [16 empty] | Ingham | MI |  |  | DELHI to TOMPKINS 138kV | 2026-09-01T04:00:00+00:00 | [9 empty] | METC | [23 empty] | J2555 |  |  | DPP-2022 | East (ITC) | Study Not Started | Network Resource Interconnection Service (NRIS) | 100 | 100 | Not Started | 0 | 0 | 0 | 0
MISO |  |  |  | 2022-09-14T04:00:00+00:00 | Active |  | Photovoltaic |  |  |  | Solar | [16 empty] | Whiteside | IL |  |  | Cordova to Sub 39 345kV line | 2026-06-18T04:00:00+00:00 | [9 empty] | MIDAMERICAN ENERGY CO. | [23 empty] | J2556 |  |  | DPP-2022 | West | Phase 1 | Network Resource Interconnection Service (NRIS) | 300 | 300 | Not Started | 0 | 0 | 0 | 0
MISO |  |  |  | 2022-09-14T04:00:00+00:00 | Active |  | Battery Storage |  |  |  | Battery Storage | [16 empty] | Wood | WI |  |  | Arpin 345kV | 2029-07-18T04:00:00+00:00 | [9 empty] | AMERICAN TRANSMISSION COMPANY | [23 empty] | J2557 |  |  | DPP-2022 | East (ATC) | Study Not Started | Network Resource Interconnection Service (NRIS) | 100 | 100 | Not Started | 0 | 0 | 0 | 0
MISO |  |  |  | 2022-09-14T04:00:00+00:00 | Withdrawn |  | Photovoltaic |  |  |  | Solar | [16 empty] | Sunflower | MS |  |  | Delta Ms - Ruleville 115kV Line | 2027-07-18T04:00:00+00:00 | [9 empty] | ENTERGY MISSISSIPPI, LLC. | [23 empty] | J2558 | 2023-03-24T04:00:00+00:00 |  | DPP-2022 | South | Study Not Started | Network Resource Interconnection Service (NRIS) | 150 | 150 | Not Started | 0 | 0 | 0 | 0
MISO |  |  |  | 2022-09-14T04:00:00+00:00 | Active |  | Photovoltaic |  |  |  | Solar | [16 empty] | Wood | WI |  |  | Arpin 345kV | 2029-07-18T04:00:00+00:00 | [9 empty] | AMERICAN TRANSMISSION COMPANY | [23 empty] | J2559 |  |  | DPP-2022 | East (ATC) | Study Not Started | Network Resource Interconnection Service (NRIS) | 200 | 200 | Not Started | 0 | 0 | 0 | 0
MISO |  |  |  | 2022-09-14T04:00:00+00:00 | Active |  | Photovoltaic |  |  |  | Solar | [16 empty] | Sunflower | MS |  |  | Cleveland South - Indianola 115kV | 2027-06-15T04:00:00+00:00 | [9 empty] | ENTERGY MISSISSIPPI, LLC. | [23 empty] | J2560 |  |  | DPP-2022 | South | Study Not Started | Network Resource Interconnection Service (NRIS) | 130 | 130 | Not Started | 0 | 0 | 0 | 0
MISO |  |  |  | 2022-09-15T04:00:00+00:00 | Active |  | Photovoltaic |  |  |  | Solar | [16 empty] | Yellow Medicine | MN |  |  | Hazel Creek 345kV Substation | 2030-07-18T04:00:00+00:00 | [9 empty] | NORTHERN STATES POWER COMPANY | [23 empty] | J2561 |  |  | DPP-2022 | West | Phase 1 | Network Resource Interconnection Service (NRIS) | 153 | 153 | Not Started | 0 | 0 | 0 | 0
MISO |  |  |  | 2022-09-15T04:00:00+00:00 | Active |  | Photovoltaic |  |  |  | Solar | [16 empty] | Arkansas | AR |  |  | Dewitt - Deluce | 2025-11-20T05:00:00+00:00 | [9 empty] | ENTERGY ARKANSAS, LLC | [23 empty] | J2562 |  |  | DPP-2022 | South | Study Not Started | Network Resource Interconnection Service (NRIS) | 80 | 80 | Not Started | 0 | 0 | 0 | 0
MISO |  |  |  | 2022-09-15T04:00:00+00:00 | Active |  | Wind Turbine |  |  |  | Wind | [16 empty] | Jackson | MN |  |  | Crandall | 2026-06-30T04:00:00+00:00 | [9 empty] | NORTHERN STATES POWER COMPANY | [23 empty] | J2563 |  |  | DPP-2022 | West | Phase 1 | Network Resource Interconnection Service (NRIS) | 200 | 200 | Not Started | 0 | 0 | 0 | 0
MISO |  |  |  | 2022-09-14T04:00:00+00:00 | Active |  | Solar/Battery |  |  |  | Hybrid | [16 empty] | Montgomery | IN |  |  | 138kV Crawfordsville | 2025-05-31T04:00:00+00:00 | [9 empty] | DUKE ENERGY INDIANA, LLC | [23 empty] | J2564 |  |  | DPP-2022 | Central | Phase 1 | Network Resource Interconnection Service (NRIS) | 18.9 | 18.9 | Not Started | 0 | 0 | 0 | 0
MISO |  |  |  | 2022-09-14T04:00:00+00:00 | Active |  | Photovoltaic |  |  |  | Solar | [16 empty] | Iroquois | IL |  |  | 4GILMAN-4PAXTON E 138kV | 2026-09-01T04:00:00+00:00 | [9 empty] | AMEREN ILLINOIS | [23 empty] | J2565 |  |  | DPP-2022 | Central | Phase 1 | Network Resource Interconnection Service (NRIS) | 265 | 265 | Not Started | 0 | 0 | 0 | 0
MISO |  |  |  | 2022-09-14T04:00:00+00:00 | Active |  | Photovoltaic |  |  |  | Solar | [16 empty] | Daviess | IN |  |  | Gibson - Bedford 345 kV Line | 2026-08-01T04:00:00+00:00 | [9 empty] | DUKE ENERGY INDIANA, LLC | [23 empty] | J2566 |  |  | DPP-2022 | Central | Phase 1 | Network Resource Interconnection Service (NRIS) | 200 | 200 | Not Started | 0 | 0 | 0 | 0
MISO |  |  |  | 2022-09-15T04:00:00+00:00 | Active |  | Battery Storage |  |  |  | Battery Storage | [16 empty] | Ottawa | MI |  |  | KENOWA | 2025-04-01T04:00:00+00:00 | [9 empty] | METC | [23 empty] | J2567 |  |  | DPP-2022 | East (ITC) | Study Not Started | Network Resource Interconnection Service (NRIS) | 240 | 240 | Not Started | 0 | 0 | 0 | 0
MISO |  |  |  | 2022-09-15T04:00:00+00:00 | Withdrawn |  | Battery Storage |  |  |  | Battery Storage | [16 empty] | Acadia | LA |  |  | Habetz - Sellers Road 138 kV Line | 2025-04-01T04:00:00+00:00 | [9 empty] | CLECO POWER LLC | [23 empty] | J2568 | 2023-03-24T04:00:00+00:00 |  | DPP-2022 | South | Study Not Started | Network Resource Interconnection Service (NRIS) | 120 | 120 | Not Started | 0 | 0 | 0 | 0
MISO |  |  |  | 2022-09-15T04:00:00+00:00 | Active |  | Battery Storage |  |  |  | Battery Storage | [16 empty] | St. Louis | MN |  |  | Arrowhead 115 kV Substation | 2026-05-01T04:00:00+00:00 | [9 empty] | MINNESOTA POWER INC. | [23 empty] | J2569 |  |  | DPP-2022 | West | Phase 1 | Network Resource Interconnection Service (NRIS) | 300 | 300 | Not Started | 0 | 0 | 0 | 0
MISO |  |  |  | 2022-09-15T04:00:00+00:00 | Active |  | Battery Storage |  |  |  | Battery Storage | [16 empty] | Lafourche | LA |  |  | Thibodaux 230 kV Substation | 2026-05-01T04:00:00+00:00 | [9 empty] | ENTERGY LOUISIANA, LLC | [23 empty] | J2570 |  |  | DPP-2022 | South | Study Not Started | Network Resource Interconnection Service (NRIS) | 200 | 200 | Not Started | 0 | 0 | 0 | 0
MISO |  |  |  | 2022-09-15T04:00:00+00:00 | Active |  | Wind Turbine |  |  |  | Wind | [16 empty] | Tunica | MS |  |  | New J866 Substation (Batesville - Robert E. Ritchie 230 kV line) | 2024-01-31T05:00:00+00:00 | [9 empty] | ENTERGY MISSISSIPPI, LLC. | [23 empty] | J2571 |  |  | DPP-2022 | South | Phase 1 | Network Resource Interconnection Service (NRIS) | 176.6 | 176.6 | Not Started | 0 | 0 | 0 | 0
MISO |  |  |  | 2022-09-15T04:00:00+00:00 | Active |  | Battery Storage |  |  |  | Battery Storage | [16 empty] | Hamilton | IN |  |  | Noblesville STA - Hortonsville 345 kV line | 2025-04-01T04:00:00+00:00 | [9 empty] | INDIANAPOLIS POWER & LIGHT COMPANY | [23 empty] | J2572 |  |  | DPP-2022 | Central | Phase 1 | Network Resource Interconnection Service (NRIS) | 200 | 200 | Not Started | 0 | 0 | 0 | 0
MISO |  |  |  | 2022-09-14T04:00:00+00:00 | Active |  | Photovoltaic |  |  |  | Solar | [16 empty] | Washington | IN |  |  | Gallagher to Bedford 138kV Line | 2026-09-01T04:00:00+00:00 | [9 empty] | DUKE ENERGY INDIANA, LLC | [23 empty] | J2573 |  |  | DPP-2022 | Central | Phase 1 | Network Resource Interconnection Service (NRIS) | 200 | 200 | Not Started | 0 | 0 | 0 | 0
MISO |  |  |  | 2022-09-14T04:00:00+00:00 | Active |  | Solar/Battery |  |  |  | Hybrid | [16 empty] | Arkansas | AR |  |  | STUTTGART RICUSKEY - WOODWARD 230 kV | 2027-09-30T04:00:00+00:00 | [9 empty] | ENTERGY ARKANSAS, LLC | [23 empty] | J2574 |  |  | DPP-2022 | South | Study Not Started | Network Resource Interconnection Service (NRIS) | 172 | 172 | Not Started | 0 | 0 | 0 | 0
MISO |  |  |  | 2022-09-15T04:00:00+00:00 | Active |  | Battery Storage |  |  |  | Battery Storage | [16 empty] | Tazewell | IL |  |  | Cincinnati 138 kV Substation | 2027-06-15T04:00:00+00:00 | [9 empty] | AMEREN ILLINOIS | [23 empty] | J2575 |  |  | DPP-2022 | Central | Phase 1 | Network Resource Interconnection Service (NRIS) | 198 | 198 | Not Started | 0 | 0 | 0 | 0
MISO |  |  |  | 2022-09-15T04:00:00+00:00 | Active |  | Wind Turbine |  |  |  | Wind | [16 empty] | Louisa | IA |  |  | Denmark 161kV - Newport 161kV | 2025-01-31T05:00:00+00:00 | [9 empty] | ITC MIDWEST | [23 empty] | J2576 |  |  | DPP-2022 | West | Phase 1 | Network Resource Interconnection Service (NRIS) | 164.1 | 164.1 | Not Started | 0 | 0 | 0 | 0
MISO |  |  |  | 2022-09-15T04:00:00+00:00 | Active |  | Wind Turbine |  |  |  | Wind | [16 empty] | Cross | AR |  |  | Parkin 161kV | 2025-10-01T04:00:00+00:00 | [9 empty] | ENTERGY ARKANSAS, LLC | [23 empty] | J2577 |  |  | DPP-2022 | South | Study Not Started | Network Resource Interconnection Service (NRIS) | 260 | 260 | Not Started | 0 | 0 | 0 | 0
MISO |  |  |  | 2022-09-13T04:00:00+00:00 | Active |  | Photovoltaic |  |  |  | Solar | [16 empty] | Tuscola | MI |  |  | Thetford (Atlanta) - Karn 138kV | 2026-09-01T04:00:00+00:00 | [9 empty] | METC | [23 empty] | J2578 |  |  | DPP-2022 | East (ITC) | Study Not Started | Network Resource Interconnection Service (NRIS) | 240 | 240 | Not Started | 0 | 0 | 0 | 0
MISO |  |  |  | 2022-09-15T04:00:00+00:00 | Withdrawn |  | Photovoltaic |  |  |  | Solar | [16 empty] | Tazewell | IL |  |  | Cincinnati 138 kV Substation | 2027-06-15T04:00:00+00:00 | [9 empty] | AMEREN ILLINOIS | [23 empty] | J2579 | 2023-03-10T05:00:00+00:00 |  | DPP-2022 | Central | Phase 1 | Network Resource Interconnection Service (NRIS) | 362 | 362 | Not Started | 0 | 0 | 0 | 0
MISO |  |  |  | 2022-09-14T04:00:00+00:00 | Active |  | Photovoltaic |  |  |  | Solar | [16 empty] | Winn | LA |  |  | Montgomery to Winnfield 230 kV | 2027-06-01T04:00:00+00:00 | [9 empty] | ENTERGY LOUISIANA, LLC | [23 empty] | J2580 |  |  | DPP-2022 | South | Study Not Started | Network Resource Interconnection Service (NRIS) | 100 | 100 | Not Started | 0 | 0 | 0 | 0
MISO |  |  |  | 2022-09-15T04:00:00+00:00 | Active |  | Battery Storage |  |  |  | Battery Storage | [16 empty] | Ripley | IN |  |  | Batesville 138kV Substation | 2026-09-30T04:00:00+00:00 | [9 empty] | DUKE ENERGY INDIANA, LLC | [23 empty] | J2581 |  |  | DPP-2022 | Central | Phase 1 | Network Resource Interconnection Service (NRIS) | 250 | 250 | Not Started | 0 | 0 | 0 | 0
MISO |  |  |  | 2022-09-15T04:00:00+00:00 | Active |  | Battery Storage |  |  |  | Battery Storage | [16 empty] | Clark | IN |  |  | Speed 138 kV substation | 2026-09-30T04:00:00+00:00 | [9 empty] | DUKE ENERGY INDIANA, LLC | [23 empty] | J2582 |  |  | DPP-2022 | Central |  | Network Resource Interconnection Service (NRIS) | 100 | 100 | Not Started | 0 | 0 | 0 | 0
MISO |  |  |  | 2022-09-14T04:00:00+00:00 | Active |  | Photovoltaic |  |  |  | Solar | [16 empty] | Eaton | MI |  |  | Battle Creek - Island Road 138 kV Line | 2025-09-15T04:00:00+00:00 | [9 empty] | METC | [23 empty] | J2583 |  |  | DPP-2022 | East (ITC) | Study Not Started | Network Resource Interconnection Service (NRIS) | 50 | 50 | Not Started | 0 | 0 | 0 | 0
MISO |  |  |  | 2022-09-13T04:00:00+00:00 | Withdrawn |  | Battery Storage |  |  |  | Battery Storage | [16 empty] | Warren | MO |  |  | Warrenton 161kV Substation | 2026-09-01T04:00:00+00:00 | [9 empty] | AMEREN MISSOURI | [23 empty] | J2584 | 2023-03-24T04:00:00+00:00 |  | DPP-2022 | Central | Phase 1 | Network Resource Interconnection Service (NRIS) | 100 | 100 | Not Started | 0 | 0 | 0 | 0
MISO |  |  |  | 2022-09-15T04:00:00+00:00 | Withdrawn |  | Battery Storage |  |  |  | Battery Storage | [16 empty] | Greene | IN |  |  | Worthington Primary - Merom Primary 345 kV line | 2025-04-01T04:00:00+00:00 | [9 empty] | HOOSIER ENERGY | [23 empty] | J2585 | 2023-03-24T04:00:00+00:00 |  | DPP-2022 | Central | Phase 1 | Network Resource Interconnection Service (NRIS) | 240 | 240 | Not Started | 0 | 0 | 0 | 0
MISO |  |  |  | 2022-09-15T04:00:00+00:00 | Active |  | Battery Storage |  |  |  | Battery Storage | [16 empty] | Clark | IN |  |  | SPEED 345 | 2025-04-01T04:00:00+00:00 | [9 empty] | DUKE ENERGY INDIANA, LLC | [23 empty] | J2586 |  |  | DPP-2022 | Central | Phase 1 | Network Resource Interconnection Service (NRIS) | 200 | 200 | Not Started | 0 | 0 | 0 | 0
MISO |  |  |  | 2022-09-15T04:00:00+00:00 | Active |  | Battery Storage |  |  |  | Battery Storage | [16 empty] | Vigo | IN |  |  | Sugar Creek - Cayuga 345 kV Transmission Line | 2025-04-01T04:00:00+00:00 | [9 empty] | DUKE ENERGY INDIANA, LLC | [23 empty] | J2587 |  |  | DPP-2022 | Central | Phase 1 | Network Resource Interconnection Service (NRIS) | 200 | 200 | Not Started | 0 | 0 | 0 | 0
MISO |  |  |  | 2022-09-15T04:00:00+00:00 | Active |  | Battery Storage |  |  |  | Battery Storage | [16 empty] | Jackson | MI |  |  | Tompkins - Vrooman 138 kV Line | 2025-04-01T04:00:00+00:00 | [9 empty] | METC | [23 empty] | J2588 |  |  | DPP-2022 | East (ITC) | Study Not Started | Network Resource Interconnection Service (NRIS) | 120 | 120 | Not Started | 0 | 0 | 0 | 0
MISO |  |  |  | 2022-09-15T04:00:00+00:00 | Active |  | Battery Storage |  |  |  | Battery Storage | [16 empty] | Jackson | MI |  |  | Tompkins - Vrooman 138 kV line | 2025-04-01T04:00:00+00:00 | [9 empty] | METC | [23 empty] | J2589 |  |  | DPP-2022 | East (ITC) | Study Not Started | Network Resource Interconnection Service (NRIS) | 150 | 150 | Not Started | 0 | 0 | 0 | 0
MISO |  |  |  | 2022-09-15T04:00:00+00:00 | Active |  | Battery Storage |  |  |  | Battery Storage | [16 empty] | Huron | MI |  |  | Stein - Rapson 345 kV line | 2025-04-01T04:00:00+00:00 | [9 empty] | ITC | [23 empty] | J2590 |  |  | DPP-2022 | East (ITC) | Study Not Started | Network Resource Interconnection Service (NRIS) | 500 | 500 | Not Started | 0 | 0 | 0 | 0
MISO |  |  |  | 2022-09-14T04:00:00+00:00 | Active |  | Wind Turbine |  |  |  | High Voltage DC | [16 empty] | Choctaw | MS |  |  | WOLF CREEK 500 kV | 2028-10-02T04:00:00+00:00 | [9 empty] | ENTERGY MISSISSIPPI, LLC. | [23 empty] | J2591 |  |  | DPP-2022 | South | Study Not Started | Network Resource Interconnection Service (NRIS) | 500 | 500 | Not Started | 0 | 0 | 0 | 0
MISO |  |  |  | 2022-09-14T04:00:00+00:00 | Active |  | Battery Storage |  |  |  | Battery Storage | [16 empty] | Tuscola | MI |  |  | Thetford (Atlanta) - Karn 138 kV line | 2026-09-01T04:00:00+00:00 | [9 empty] | METC | [23 empty] | J2592 |  |  | DPP-2022 | East (ITC) | Study Not Started | Network Resource Interconnection Service (NRIS) | 50 | 50 | Not Started | 0 | 0 | 0 | 0
MISO |  |  |  | 2022-09-14T04:00:00+00:00 | Active |  | Solar/Battery |  |  |  | Hybrid | [16 empty] | Gasconade | MO |  |  | Bland 138 kV Substation | 2026-04-24T04:00:00+00:00 | [9 empty] | AMEREN MISSOURI | [23 empty] | J2593 |  |  | DPP-2022 | Central | Phase 1 | Network Resource Interconnection Service (NRIS) | 140 | 140 | Not Started | 0 | 0 | 0 | 0
MISO |  |  |  | 2022-09-15T04:00:00+00:00 | Active |  | Photovoltaic |  |  |  | Solar | [16 empty] | Hinds | MS |  |  | Ray Braswell 230 kV | 2026-06-30T04:00:00+00:00 | [9 empty] | ENTERGY MISSISSIPPI, LLC. | [23 empty] | J2594 |  |  | DPP-2022 | South | Study Not Started | Network Resource Interconnection Service (NRIS) | 650 | 650 | Not Started | 0 | 0 | 0 | 0
MISO |  |  |  | 2022-09-15T04:00:00+00:00 | Withdrawn |  | Photovoltaic |  |  |  | Solar | [16 empty] | Hinds | MS |  |  | LAKEOVER EHV-RAY BRASWELL EHV 500 kV | 2026-06-30T04:00:00+00:00 | [9 empty] | ENTERGY MISSISSIPPI, LLC. | [23 empty] | J2595 | 2023-03-24T04:00:00+00:00 |  | DPP-2022 | South | Study Not Started | Network Resource Interconnection Service (NRIS) | 650 | 650 | Not Started | 0 | 0 | 0 | 0
MISO |  |  |  | 2022-09-15T04:00:00+00:00 | Withdrawn |  | Photovoltaic |  |  |  | Solar | [16 empty] | Crittenden | AR |  |  | West Memphis 500 kV | 2026-06-30T04:00:00+00:00 | [9 empty] | ENTERGY ARKANSAS, LLC | [23 empty] | J2596 | 2023-03-24T04:00:00+00:00 |  | DPP-2022 | South | Study Not Started | Network Resource Interconnection Service (NRIS) | 200 | 200 | Not Started | 0 | 0 | 0 | 0
MISO |  |  |  | 2022-09-15T04:00:00+00:00 | Withdrawn |  | Battery Storage |  |  |  | Battery Storage | [16 empty] | Crittenden | AR |  |  | West Memphis 500 kV | 2026-06-30T04:00:00+00:00 | [9 empty] | ENTERGY ARKANSAS, LLC | [23 empty] | J2597 | 2023-03-24T04:00:00+00:00 |  | DPP-2022 | South | Study Not Started | Network Resource Interconnection Service (NRIS) | 100 | 100 | Not Started | 0 | 0 | 0 | 0
MISO |  |  |  | 2022-09-14T04:00:00+00:00 | Active |  | Solar/Battery |  |  |  | Solar | [16 empty] | Mower | MN |  |  | Adams to Hayward 161 kV Tap | 2026-06-30T04:00:00+00:00 | [9 empty] | ITC MIDWEST | [23 empty] | J2598 |  |  | DPP-2022 | West | Phase 1 | Network Resource Interconnection Service (NRIS) | 198 | 198 | Not Started | 0 | 0 | 0 | 0
MISO |  |  |  | 2022-09-15T04:00:00+00:00 | Active |  | Photovoltaic |  |  |  | Solar | [16 empty] | Redwood | MN |  |  | Lyon County 345kV Substation | 2026-06-30T04:00:00+00:00 | [9 empty] | NORTHERN STATES POWER COMPANY | [23 empty] | J2599 |  |  | DPP-2022 | West | Phase 1 | Network Resource Interconnection Service (NRIS) | 216 | 216 | Not Started | 0 | 0 | 0 | 0
MISO |  |  |  | 2022-09-14T04:00:00+00:00 | Active |  | Photovoltaic |  |  |  | Solar | [16 empty] | Wabasha | MN |  |  | Wabaco to Alma 161 kV Tap | 2026-06-30T04:00:00+00:00 | [9 empty] | DAIRYLAND POWER COOPERATIVE | [23 empty] | J2600 |  |  | DPP-2022 | West | Phase 1 | Network Resource Interconnection Service (NRIS) | 245 | 245 | Not Started | 0 | 0 | 0 | 0
MISO |  |  |  | 2022-09-15T04:00:00+00:00 | Active |  | Battery Storage |  |  |  | Battery Storage | [16 empty] | Wabasha | MN |  |  | North Rochester to Briggs Road 345 kV Tap | 2026-06-30T04:00:00+00:00 | [9 empty] | NORTHERN STATES POWER COMPANY | [23 empty] | J2601 |  |  | DPP-2022 | West | Phase 1 | Network Resource Interconnection Service (NRIS) | 200 | 200 | Not Started | 0 | 0 | 0 | 0
MISO |  |  |  | 2022-09-14T04:00:00+00:00 | Active |  | Photovoltaic |  |  |  | Solar | [16 empty] | DeSoto | MS |  |  | Twinkletown 230 kV | 2026-06-30T04:00:00+00:00 | [9 empty] | ENTERGY MISSISSIPPI, LLC. | [23 empty] | J2602 |  |  | DPP-2022 | South | Study Not Started | Network Resource Interconnection Service (NRIS) | 250 | 250 | Not Started | 0 | 0 | 0 | 0
MISO |  |  |  | 2022-09-15T04:00:00+00:00 | Active |  | Photovoltaic |  |  |  | Solar | [16 empty] | Mason | IL |  |  | Havana-Shockey 138 kV | 2026-06-30T04:00:00+00:00 | [9 empty] | AMEREN ILLINOIS | [23 empty] | J2603 |  |  | DPP-2022 | Central | Phase 1 | Network Resource Interconnection Service (NRIS) | 320 | 320 | Not Started | 0 | 0 | 0 | 0
MISO |  |  |  | 2022-09-15T04:00:00+00:00 | Active |  | Photovoltaic |  |  |  | Solar | [16 empty] | Clinton | IL |  |  | South Centralia 138 kV | 2026-06-30T04:00:00+00:00 | [9 empty] | AMEREN ILLINOIS | [23 empty] | J2604 |  |  | DPP-2022 | Central | Phase 1 | Network Resource Interconnection Service (NRIS) | 100 | 100 | Not Started | 0 | 0 | 0 | 0
MISO |  |  |  | 2022-09-15T04:00:00+00:00 | Active |  | Wind Turbine |  |  |  | Wind | [16 empty] | Steele | ND |  |  | ALEXANDRIA 345 KV | 2027-06-30T04:00:00+00:00 | [9 empty] | MISSOURI RIVER ENERGY SERVICES - TRANSMISSION | [23 empty] | J2605 |  |  | DPP-2022 | West | Phase 1 | Network Resource Interconnection Service (NRIS) | 339 | 339 | Not Started | 0 | 0 | 0 | 0
MISO |  |  |  | 2022-09-15T04:00:00+00:00 | Active |  | Battery Storage |  |  |  | Battery Storage | [16 empty] | Steele | ND |  |  | Alexandria 345kV | 2027-06-30T04:00:00+00:00 | [9 empty] | MISSOURI RIVER ENERGY SERVICES - TRANSMISSION | [23 empty] | J2606 |  |  | DPP-2022 | West | Phase 1 | Network Resource Interconnection Service (NRIS) | 361 | 361 | Not Started | 0 | 0 | 0 | 0
MISO |  |  |  | 2022-09-15T04:00:00+00:00 | Active |  | Battery Storage |  |  |  | Battery Storage | [16 empty] | Montgomery | IL |  |  | Redhawk 138 kV - MTEP Project (17976) | 2026-06-30T04:00:00+00:00 | [9 empty] | AMEREN ILLINOIS | [23 empty] | J2607 |  |  | DPP-2022 | Central | Phase 1 | Network Resource Interconnection Service (NRIS) | 200 | 200 | Not Started | 0 | 0 | 0 | 0
MISO |  |  |  | 2022-09-14T04:00:00+00:00 | Active |  | Photovoltaic |  |  |  | Solar | [16 empty] | Stevens | MN |  |  | Hancock 161kV Substation | 2026-09-01T04:00:00+00:00 | [9 empty] | BIG RIVERS ELECTRIC CORPORATION | [23 empty] | J2608 |  |  | DPP-2022 | Central | Phase 1 | Network Resource Interconnection Service (NRIS) | 160 | 160 | Not Started | 0 | 0 | 0 | 0
MISO |  |  |  | 2022-09-13T04:00:00+00:00 | Active |  | Photovoltaic |  |  |  | Solar | [16 empty] | Waushara | WI |  |  | Sand Lake 138kV Sub | 2026-09-01T04:00:00+00:00 | [9 empty] | AMERICAN TRANSMISSION COMPANY | [23 empty] | J2609 |  |  | DPP-2022 | East (ATC) | Study Not Started | Network Resource Interconnection Service (NRIS) | 80 | 80 | Not Started | 0 | 0 | 0 | 0
MISO |  |  |  | 2022-09-13T04:00:00+00:00 | Active |  | Photovoltaic |  |  |  | Solar | [16 empty] | Bond | IL |  |  | 4GREENVIL to 4HOOKDALE 138kV | 2026-09-01T04:00:00+00:00 | [9 empty] | AMEREN ILLINOIS | [23 empty] | J2610 |  |  | DPP-2022 | Central | Phase 1 | Network Resource Interconnection Service (NRIS) | 150 | 150 | Not Started | 0 | 0 | 0 | 0
MISO |  |  |  | 2022-09-14T04:00:00+00:00 | Active |  | Photovoltaic |  |  |  | Solar | [16 empty] | Alcona | MI |  |  | IOSCO-SPRUCE ROAD 138 | 2026-09-01T04:00:00+00:00 | [9 empty] | METC | [23 empty] | J2611 |  |  | DPP-2022 | East (ITC) | Study Not Started | Network Resource Interconnection Service (NRIS) | 215 | 215 | Not Started | 0 | 0 | 0 | 0
MISO |  |  |  | 2023-09-07T04:00:00+00:00 | Active |  | Photovoltaic |  |  |  | Solar | [16 empty] | Madison | MS |  |  | Flora 115kV Substation | 2026-09-01T04:00:00+00:00 | [9 empty] | ENTERGY MISSISSIPPI, LLC. | [23 empty] | J2612 |  |  | DPP-2022 | South | Study Not Started | Network Resource Interconnection Service (NRIS) | 150 | 150 | Not Started | 0 | 0 | 0 | 0
MISO |  |  |  | 2022-09-15T04:00:00+00:00 | Active |  | Wind Turbine |  |  |  | Wind | [16 empty] | Jackson | AR |  |  | Independent - Holland Bottom 500kV | 2025-10-01T04:00:00+00:00 | [9 empty] | ENTERGY ARKANSAS, LLC | [23 empty] | J2613 |  |  | DPP-2022 | South | Study Not Started | Network Resource Interconnection Service (NRIS) | 300 | 300 | Not Started | 0 | 0 | 0 | 0
MISO |  |  |  | 2022-09-15T04:00:00+00:00 | Active |  | Wind Turbine |  |  |  | Wind | [16 empty] | Henry | IL |  |  | Oak Grove 161 kV | 2026-09-30T04:00:00+00:00 | [9 empty] | AMEREN ILLINOIS | [23 empty] | J2614 |  |  | DPP-2022 | Central | Phase 1 | Network Resource Interconnection Service (NRIS) | 200 | 200 | Not Started | 0 | 0 | 0 | 0
MISO |  |  |  | 2022-09-15T04:00:00+00:00 | Active |  | Solar/Battery |  |  |  | Hybrid | [16 empty] | Warren | IN |  |  | FB Culley to Dubois Transmission Line | 2026-09-30T04:00:00+00:00 | [9 empty] | Southern Indiana Gas & Electric Company d/b/a Centerpoint Energy Indiana South | [23 empty] | J2615 |  |  | DPP-2022 | Central | Phase 1 | Network Resource Interconnection Service (NRIS) | 145 | 145 | Not Started | 0 | 0 | 0 | 0
MISO |  |  |  | 2022-09-15T04:00:00+00:00 | Active |  | Solar/Battery |  |  |  | Hybrid | [16 empty] | Acadia | LA |  |  | Scanlan (Cajun) to Bosco SS 138 kV line | 2026-09-30T04:00:00+00:00 | [9 empty] | ENTERGY LOUISIANA, LLC | [23 empty] | J2616 |  |  | DPP-2022 | South | Study Not Started | Network Resource Interconnection Service (NRIS) | 100 | 100 | Not Started | 0 | 0 | 0 | 0
MISO |  |  |  | 2022-09-15T04:00:00+00:00 | Active |  | Solar/Battery |  |  |  | Hybrid | [16 empty] | Van Buren | MI |  |  | Palisades to Argenta 345 kV | 2026-09-30T04:00:00+00:00 | [9 empty] | METC | [23 empty] | J2617 |  |  | DPP-2022 | East (ITC) | Study Not Started | Network Resource Interconnection Service (NRIS) | 240 | 240 | Not Started | 0 | 0 | 0 | 0
MISO |  |  |  | 2022-09-15T04:00:00+00:00 | Active |  | Battery Storage |  |  |  | Battery Storage | [16 empty] | Macomb | MI |  |  | Lenox 120kV | 2026-09-30T04:00:00+00:00 | [9 empty] | ITC | [23 empty] | J2618 |  |  | DPP-2022 | East (ITC) | Study Not Started | Network Resource Interconnection Service (NRIS) | 100 | 100 | Not Started | 0 | 0 | 0 | 0
MISO |  |  |  | 2022-09-15T04:00:00+00:00 | Active |  | Solar/Battery |  |  |  | Hybrid | [16 empty] | Montcalm | MI |  |  | Kenowa to Nelson Rd. 345kV | 2026-09-30T04:00:00+00:00 | [9 empty] | METC | [23 empty] | J2619 |  |  | DPP-2022 | East (ITC) | Study Not Started | Network Resource Interconnection Service (NRIS) | 140 | 140 | Not Started | 0 | 0 | 0 | 0
MISO |  |  |  | 2022-09-14T04:00:00+00:00 | Active |  | Photovoltaic |  |  |  | Solar | [16 empty] | Ouachita | AR |  |  | Bearden to Camden North 115 kV | 2027-06-01T04:00:00+00:00 | [9 empty] | ENTERGY ARKANSAS, LLC | [23 empty] | J2620 |  |  | DPP-2022 | South | Study Not Started | Network Resource Interconnection Service (NRIS) | 164 | 164 | Not Started | 0 | 0 | 0 | 0
MISO |  |  |  | 2022-09-14T04:00:00+00:00 | Active |  | Battery Storage |  |  |  | Battery Storage | [16 empty] | St. Croix | WI |  |  | Pine Lake 161 kV Substation | 2027-06-01T04:00:00+00:00 | [9 empty] | NORTHERN STATES POWER COMPANY | [23 empty] | J2621 |  |  | DPP-2022 | West | Phase 1 | Network Resource Interconnection Service (NRIS) | 115 | 115 | Not Started | 0 | 0 | 0 | 0
MISO |  |  |  | 2022-09-14T04:00:00+00:00 | Active |  | Photovoltaic |  |  |  | Solar | [16 empty] | Drew | AR |  |  | Wilmar to Monticello South 115 kV | 2027-06-01T04:00:00+00:00 | [9 empty] | ENTERGY ARKANSAS, LLC | [23 empty] | J2622 |  |  | DPP-2022 | South | Study Not Started | Network Resource Interconnection Service (NRIS) | 107 | 107 | Not Started | 0 | 0 | 0 | 0
MISO |  |  |  | 2022-09-14T04:00:00+00:00 | Active |  | Photovoltaic |  |  |  | Solar | [16 empty] | Hot Spring | AR |  |  | H.S. EHV to Friendship 115 kV | 2027-06-01T04:00:00+00:00 | [9 empty] | ENTERGY ARKANSAS, LLC | [23 empty] | J2623 |  |  | DPP-2022 | South | Study Not Started | Network Resource Interconnection Service (NRIS) | 125 | 125 | Not Started | 0 | 0 | 0 | 0
MISO |  |  |  | 2022-09-14T04:00:00+00:00 | Withdrawn |  | Battery Storage |  |  |  | Battery Storage | [16 empty] | Stevens | MN |  |  | Big Stone South 345kV Substation | 2026-01-01T05:00:00+00:00 | [9 empty] | OTTER TAIL POWER COMPANY | [23 empty] | J2624 | 2023-03-24T04:00:00+00:00 |  | DPP-2022 | West | Phase 1 | Network Resource Interconnection Service (NRIS) | 450 | 450 | Not Started | 0 | 0 | 0 | 0
MISO |  |  |  | 2022-09-15T04:00:00+00:00 | Active |  | Solar/Battery |  |  |  | Hybrid | [16 empty] | Marion | MO |  |  | Maywood 345kV | 2026-09-30T04:00:00+00:00 | [9 empty] | AMEREN TRANSMISSION COMPANY OF ILLINOIS | [23 empty] | J2625 |  |  | DPP-2022 | Central | Phase 1 | Network Resource Interconnection Service (NRIS) | 100 | 100 | Not Started | 0 | 0 | 0 | 0
MISO |  |  |  | 2022-09-15T04:00:00+00:00 | Active |  | Photovoltaic |  |  |  | Solar | [16 empty] | Perry | IL |  |  | 345kV Commodore to Jordan | 2026-07-31T04:00:00+00:00 | [9 empty] | AMEREN ILLINOIS | [23 empty] | J2626 |  |  | DPP-2022 | Central | Phase 1 | Network Resource Interconnection Service (NRIS) | 300 | 300 | Not Started | 0 | 0 | 0 | 0
MISO |  |  |  | 2022-09-15T04:00:00+00:00 | Active |  | Battery Storage |  |  |  | Battery Storage | [16 empty] | Adams | IL |  |  | East Quincy 138 kV substation | 2025-09-30T04:00:00+00:00 | [9 empty] | AMEREN ILLINOIS | [23 empty] | J2627 |  |  | DPP-2022 | Central | Phase 1 | Network Resource Interconnection Service (NRIS) | 150 | 150 | Not Started | 0 | 0 | 0 | 0
MISO |  |  |  | 2022-09-15T04:00:00+00:00 | Active |  | Battery Storage |  |  |  | Battery Storage | [16 empty] | Huron | MI |  |  | Rapson 345 kV | 2024-07-01T04:00:00+00:00 | [9 empty] | ITC | [23 empty] | J2628 |  |  | DPP-2022 | East (ITC) | Study Not Started | Network Resource Interconnection Service (NRIS) | 250 | 250 | Not Started | 0 | 0 | 0 | 0
MISO |  |  |  | 2022-09-14T04:00:00+00:00 | Active |  | Photovoltaic |  |  |  | Solar | [16 empty] | Newton | TX |  |  | Leach to Newton Bulk 138 kV Line | 2026-09-30T04:00:00+00:00 | [9 empty] | ENTERGY TEXAS, INC. | [23 empty] | J2629 |  |  | DPP-2022 | South | Study Not Started | Network Resource Interconnection Service (NRIS) | 175 | 175 | Not Started | 0 | 0 | 0 | 0
MISO |  |  |  | 2022-09-15T04:00:00+00:00 | Active |  | Photovoltaic |  |  |  | Solar | [16 empty] | Woodruff | AR |  |  | Des Arc to Cotton Plant 115 kV | 2025-10-31T04:00:00+00:00 | [9 empty] | ENTERGY ARKANSAS, LLC | [23 empty] | J2630 |  |  | DPP-2022 | South | Study Not Started | Network Resource Interconnection Service (NRIS) | 100 | 100 | Not Started | 0 | 0 | 0 | 0
MISO |  |  |  | 2022-09-15T04:00:00+00:00 | Active |  | Photovoltaic |  |  |  | Solar | [16 empty] | Arkansas | AR |  |  | Stuttgart Ricuskey- Tarleton 230 KV | 2025-10-31T04:00:00+00:00 | [9 empty] | ENTERGY ARKANSAS, LLC | [23 empty] | J2631 |  |  | DPP-2022 | South | Study Not Started | Network Resource Interconnection Service (NRIS) | 250 | 250 | Not Started | 0 | 0 | 0 | 0
MISO |  |  |  | 2022-09-15T04:00:00+00:00 | Active |  | Photovoltaic |  |  |  | Solar | [16 empty] | Webster | LA |  |  | Sarpeta to Minden 115 kV | 2025-10-31T04:00:00+00:00 | [9 empty] | ENTERGY LOUISIANA, LLC | [23 empty] | J2632 |  |  | DPP-2022 | South | Study Not Started | Network Resource Interconnection Service (NRIS) | 100 | 100 | Not Started | 0 | 0 | 0 | 0
MISO |  |  |  | 2022-09-13T04:00:00+00:00 | Withdrawn |  | Photovoltaic |  |  |  | Solar | [16 empty] | Van Buren | AR |  |  | AECC Clinton Industrial - AECC Clinton West 161 KV | 2025-06-01T04:00:00+00:00 | [9 empty] | ENTERGY ARKANSAS, LLC | [23 empty] | J2633 | 2023-03-24T04:00:00+00:00 |  | DPP-2022 | South | Study Not Started | Network Resource Interconnection Service (NRIS) | 61 | 61 | Not Started | 0 | 0 | 0 | 0
MISO |  |  |  | 2022-09-12T04:00:00+00:00 | Active |  | Photovoltaic |  |  |  | Solar | [16 empty] | Ouachita | AR |  |  | Camden Maguire - Smackover 115 KV | 2025-06-01T04:00:00+00:00 | [9 empty] | ENTERGY ARKANSAS, LLC | [23 empty] | J2634 |  |  | DPP-2022 | South | Study Not Started | Network Resource Interconnection Service (NRIS) | 131.1 | 131.1 | Not Started | 0 | 0 | 0 | 0
MISO |  |  |  | 2022-09-15T04:00:00+00:00 | Withdrawn |  | Photovoltaic |  |  |  | Solar | [16 empty] | Mason | IL |  |  | Cane 138 kV | 2026-09-30T04:00:00+00:00 | [9 empty] | AMEREN ILLINOIS | [23 empty] | J2635 | 2023-03-24T04:00:00+00:00 |  | DPP-2022 | Central | Phase 1 | Network Resource Interconnection Service (NRIS) | 52 | 52 | Not Started | 0 | 0 | 0 | 0
MISO |  |  |  | 2022-09-12T04:00:00+00:00 | Withdrawn |  | Photovoltaic |  |  |  | Solar | [16 empty] | Clark | AR |  |  | BISMARCK-AECC ALPINE 115 KV | 2025-06-01T04:00:00+00:00 | [9 empty] | ENTERGY ARKANSAS, LLC | [23 empty] | J2636 | 2023-03-24T04:00:00+00:00 |  | DPP-2022 | South | Study Not Started | Network Resource Interconnection Service (NRIS) | 78.5 | 78.5 | Not Started | 0 | 0 | 0 | 0
MISO |  |  |  | 2022-09-10T04:00:00+00:00 | Withdrawn |  | Photovoltaic |  |  |  | Solar | [16 empty] | Monroe | AR |  |  | Cotton Plant- Brinkley West 115KV | 2025-06-01T04:00:00+00:00 | [9 empty] | ENTERGY ARKANSAS, LLC | [23 empty] | J2637 | 2023-03-24T04:00:00+00:00 |  | DPP-2022 | South | Study Not Started | Network Resource Interconnection Service (NRIS) | 64.5 | 64.5 | Not Started | 0 | 0 | 0 | 0
MISO |  |  |  | 2022-09-12T04:00:00+00:00 | Withdrawn |  | Photovoltaic |  |  |  | Solar | [16 empty] | Nevada | AR |  |  | Emmet SS - Hope East SS 115KV | 2025-06-01T04:00:00+00:00 | [9 empty] | ENTERGY ARKANSAS, LLC | [23 empty] | J2638 | 2023-03-24T04:00:00+00:00 |  | DPP-2022 | South | Study Not Started | Network Resource Interconnection Service (NRIS) | 58 | 58 | Not Started | 0 | 0 | 0 | 0
MISO |  |  |  | 2022-09-09T04:00:00+00:00 | Active |  | Photovoltaic |  |  |  | Solar | [16 empty] | Bradley | AR |  |  | AECC Hermitage South - Hilo 115KV | 2025-06-01T04:00:00+00:00 | [9 empty] | ENTERGY ARKANSAS, LLC | [23 empty] | J2639 |  |  | DPP-2022 | South | Study Not Started | Network Resource Interconnection Service (NRIS) | 105.8 | 105.8 | Not Started | 0 | 0 | 0 | 0
MISO |  |  |  | 2022-09-15T04:00:00+00:00 | Active |  | Photovoltaic |  |  |  | Solar | [16 empty] | Calhoun | AR |  |  | Sheridan EHV - El Dorado EHV 500KV | 2025-06-01T04:00:00+00:00 | [9 empty] | ENTERGY ARKANSAS, LLC | [23 empty] | J2640 |  |  | DPP-2022 | South | Study Not Started | Network Resource Interconnection Service (NRIS) | 394.5 | 394.5 | Not Started | 0 | 0 | 0 | 0
MISO |  |  |  | 2022-09-15T04:00:00+00:00 | Active |  | Wind Turbine |  |  |  | Wind | [16 empty] | Jackson | AR |  |  | New Port 161kV | 2025-10-01T04:00:00+00:00 | [9 empty] | ENTERGY ARKANSAS, LLC | [23 empty] | J2641 |  |  | DPP-2022 | South | Study Not Started | Network Resource Interconnection Service (NRIS) | 200 | 200 | Not Started | 0 | 0 | 0 | 0
MISO |  |  |  | 2022-09-12T04:00:00+00:00 | Active |  | Battery Storage |  |  |  | Battery Storage | [16 empty] | Washington | LA |  |  | Bogalusa 115 kV - Dexter 115 kV | 2027-10-01T04:00:00+00:00 | [9 empty] | ENTERGY LOUISIANA, LLC | [23 empty] | J2642 |  |  | DPP-2022 | South | Study Not Started | Network Resource Interconnection Service (NRIS) | 50 | 50 | Not Started | 0 | 0 | 0 | 0
MISO |  |  |  | 2022-09-12T04:00:00+00:00 | Active |  | Photovoltaic |  |  |  | Solar | [16 empty] | Washington | LA |  |  | Bogslusa 115 kV - Dexter 115 kV | 2027-10-01T04:00:00+00:00 | [9 empty] | ENTERGY LOUISIANA, LLC | [23 empty] | J2643 |  |  | DPP-2022 | South | Study Not Started | Network Resource Interconnection Service (NRIS) | 150 | 150 | Not Started | 0 | 0 | 0 | 0
MISO |  |  |  | 2022-09-10T04:00:00+00:00 | Active |  | Photovoltaic |  |  |  | Solar | [16 empty] | Chicot | AR |  |  | Eudora - Chickasaw (LAGEN) | 2025-06-01T04:00:00+00:00 | [9 empty] | ENTERGY ARKANSAS, LLC | [23 empty] | J2644 |  |  | DPP-2022 | South | Study Not Started | Network Resource Interconnection Service (NRIS) | 90 | 90 | Not Started | 0 | 0 | 0 | 0
MISO |  |  |  | 2022-09-15T04:00:00+00:00 | Active |  | Photovoltaic |  |  |  | Solar | [16 empty] | St. Clair | IL |  |  | 4PREST - 4BALDWIN 138 kV | 2024-12-01T05:00:00+00:00 | [9 empty] | AMEREN ILLINOIS | [23 empty] | J2645 |  |  | DPP-2022 | Central | Phase 1 | Network Resource Interconnection Service (NRIS) | 199 | 199 | Not Started | 0 | 0 | 0 | 0
MISO |  |  |  | 2022-09-14T04:00:00+00:00 | Active |  | Battery Storage |  |  |  | Battery Storage | [16 empty] | Lincoln | LA |  |  | REESE 115 - TRUSSELS CROSSING (LAGEN) | 2026-10-31T04:00:00+00:00 | [9 empty] | ENTERGY LOUISIANA, LLC | [23 empty] | J2646 |  |  | DPP-2022 | South | Study Not Started | Network Resource Interconnection Service (NRIS) | 130 | 130 | Not Started | 0 | 0 | 0 | 0
MISO |  |  |  | 2022-09-14T04:00:00+00:00 | Active |  | Battery Storage |  |  |  | Battery Storage | [16 empty] | Franklin | IL |  |  | West Frankfort East 345 kV (7E W FKFT) | 2026-01-02T05:00:00+00:00 | [9 empty] | AMEREN ILLINOIS | [23 empty] | J2647 |  |  | DPP-2022 | Central | Phase 1 | Network Resource Interconnection Service (NRIS) | 300 | 300 | Not Started | 0 | 0 | 0 | 0
MISO |  |  |  | 2022-09-15T04:00:00+00:00 | Active |  | Solar/Battery |  |  |  | Hybrid | [16 empty] | Champaign | IL |  |  | Sidney 138 kV | 2027-09-02T04:00:00+00:00 | [9 empty] | AMEREN ILLINOIS | [23 empty] | J2648 |  |  | DPP-2022 | Central | Phase 1 | Network Resource Interconnection Service (NRIS) | 135 | 135 | Not Started | 0 | 0 | 0 | 0
MISO |  |  |  | 2022-09-15T04:00:00+00:00 | Withdrawn |  | Solar/Battery |  |  |  | Hybrid | [16 empty] | Lee | AR |  |  | WEST MEMPHIS EHV - KEO EHV 500kv | 2027-09-02T04:00:00+00:00 | [9 empty] | ENTERGY ARKANSAS, LLC | [23 empty] | J2649 | 2023-03-24T04:00:00+00:00 |  | DPP-2022 | South | Study Not Started | Network Resource Interconnection Service (NRIS) | 250 | 250 | Not Started | 0 | 0 | 0 | 0
MISO |  |  |  | 2022-09-14T04:00:00+00:00 | Withdrawn |  | Solar/Battery |  |  |  | Hybrid | [16 empty] | Hancock | IN |  |  | Sunnyside to Hanna 345 kV | 2027-09-30T04:00:00+00:00 | [9 empty] | INDIANAPOLIS POWER & LIGHT COMPANY | [23 empty] | J2650 | 2024-02-05T05:00:00+00:00 |  | DPP-2022 | Central | Phase 1 | Network Resource Interconnection Service (NRIS) | 236 | 236 | Not Started | 0 | 0 | 0 | 0
MISO |  |  |  | 2022-09-15T04:00:00+00:00 | Active |  | Photovoltaic |  |  |  | Solar | [16 empty] | East Baton Rouge | LA |  |  | Colfel - Moler 230 kV line | 2026-05-01T04:00:00+00:00 | [9 empty] | ENTERGY LOUISIANA, LLC | [23 empty] | J2651 |  |  | DPP-2022 | South | Study Not Started | Network Resource Interconnection Service (NRIS) | 160 | 160 | Not Started | 0 | 0 | 0 | 0
MISO |  |  |  | 2022-09-15T04:00:00+00:00 | Active |  | Battery Storage |  |  |  | Battery Storage | [16 empty] | Dakota | MN |  |  | Rosemount - Nininger (GRE) 115 kV line | 2026-05-01T04:00:00+00:00 | [9 empty] | NORTHERN STATES POWER COMPANY | [23 empty] | J2652 |  |  | DPP-2022 | West | Phase 1 | Network Resource Interconnection Service (NRIS) | 197 | 197 | Not Started | 0 | 0 | 0 | 0
MISO |  |  |  | 2022-09-15T04:00:00+00:00 | Active |  | Battery Storage |  |  |  | Battery Storage | [16 empty] | Polk | IA |  |  | Army Post 161kV Substation | 2027-05-01T04:00:00+00:00 | [9 empty] | MIDAMERICAN ENERGY CO. | [23 empty] | J2653 |  |  | DPP-2022 | West | Phase 1 | Network Resource Interconnection Service (NRIS) | 170 | 170 | Not Started | 0 | 0 | 0 | 0
MISO |  |  |  | 2022-09-14T04:00:00+00:00 | Active |  | Wind Turbine |  |  |  | Wind | [16 empty] | Clinton | IN |  |  | Tap on Frankfort - New London 230 kV Line | 2026-07-01T04:00:00+00:00 | [9 empty] | DUKE ENERGY INDIANA, LLC | [23 empty] | J2654 |  |  | DPP-2022 | Central | Phase 1 | Energy Resource Interconnection Service (ERIS) | 180 | 180 | Not Started | 0 | 0 | 0 | 0
MISO |  |  |  | 2022-09-15T04:00:00+00:00 | Active |  | Battery Storage |  |  |  | Battery Storage | [16 empty] | Polk | IA |  |  | Army Post 161 kV Substation | 2026-05-01T04:00:00+00:00 | [9 empty] | MIDAMERICAN ENERGY CO. | [23 empty] | J2655 |  |  | DPP-2022 | West | Phase 1 | Network Resource Interconnection Service (NRIS) | 170 | 170 | Not Started | 0 | 0 | 0 | 0
MISO |  |  |  | 2022-09-15T04:00:00+00:00 | Active |  | Photovoltaic |  |  |  | Solar | [16 empty] | Macon | IL |  |  | 4LATHAM-4N DEC E 138 kV | 2026-05-01T04:00:00+00:00 | [9 empty] | AMEREN ILLINOIS | [23 empty] | J2656 |  |  | DPP-2022 | Central | Phase 1 | Network Resource Interconnection Service (NRIS) | 180 | 180 | Not Started | 0 | 0 | 0 | 0
MISO |  |  |  | 2022-09-15T04:00:00+00:00 | Active |  | Battery Storage |  |  |  | Battery Storage | [16 empty] | White | IN |  |  | Reynolds - Burr Oak 345 kV Line | 2027-05-01T04:00:00+00:00 | [9 empty] | NORTHERN INDIANA PUBLIC SERVICE COMPANY LLC | [23 empty] | J2657 |  |  | DPP-2022 | Central | Phase 1 | Network Resource Interconnection Service (NRIS) | 200 | 200 | Not Started | 0 | 0 | 0 | 0
MISO |  |  |  | 2022-09-15T04:00:00+00:00 | Withdrawn |  | Battery Storage |  |  |  | Battery Storage | [16 empty] | Cumberland | IL |  |  | 7CASEY-7NEWTON 345kV | 2026-05-01T04:00:00+00:00 | [9 empty] | AMEREN ILLINOIS | [23 empty] | J2658 | 2023-03-23T04:00:00+00:00 |  | DPP-2022 | Central | Phase 1 | Network Resource Interconnection Service (NRIS) | 150 | 150 | Not Started | 0 | 0 | 0 | 0
MISO |  |  |  | 2022-09-15T04:00:00+00:00 | Active |  | Photovoltaic |  |  |  | Solar | [16 empty] | Sangamon | IL |  |  | Turner Switchyard Substation 345 kV | 2026-07-20T04:00:00+00:00 | [9 empty] | AMEREN TRANSMISSION COMPANY OF ILLINOIS | [23 empty] | J2659 |  |  | DPP-2022 | Central | Phase 1 | Network Resource Interconnection Service (NRIS) | 150 | 150 | Not Started | 0 | 0 | 0 | 0
MISO |  |  |  | 2022-09-15T04:00:00+00:00 | Withdrawn |  | Battery Storage |  |  |  | Battery Storage | [16 empty] | Cumberland | IL |  |  | 7CASEY-7NEWTON 345kV | 2027-05-01T04:00:00+00:00 | [9 empty] | AMEREN ILLINOIS | [23 empty] | J2660 | 2023-03-23T04:00:00+00:00 |  | DPP-2022 | Central | Phase 1 | Network Resource Interconnection Service (NRIS) | 150 | 150 | Not Started | 0 | 0 | 0 | 0
MISO |  |  |  | 2022-09-15T04:00:00+00:00 | Active |  | Photovoltaic |  |  |  | Solar | [16 empty] | Marion | IL |  |  | 7Xenia- 7MT Vrnon 345 KV | 2026-05-01T04:00:00+00:00 | [9 empty] | AMEREN ILLINOIS | [23 empty] | J2661 |  |  | DPP-2022 | Central | Phase 1 | Network Resource Interconnection Service (NRIS) | 200 | 200 | Not Started | 0 | 0 | 0 | 0
MISO |  |  |  | 2022-09-15T04:00:00+00:00 | Active |  | Photovoltaic |  |  |  | Solar | [16 empty] | Cumberland | IL |  |  | 7CASEY-7NEWTON 345kV | 2026-05-01T04:00:00+00:00 | [9 empty] | AMEREN ILLINOIS | [23 empty] | J2662 |  |  | DPP-2022 | Central | Phase 1 | Network Resource Interconnection Service (NRIS) | 395 | 395 | Not Started | 0 | 0 | 0 | 0
MISO |  |  |  | 2022-09-15T04:00:00+00:00 | Active |  | Battery Storage |  |  |  | Battery Storage | [16 empty] | White | IN |  |  | Reynolds - Burr Oak 345 kV Line | 2026-05-01T04:00:00+00:00 | [9 empty] | NORTHERN INDIANA PUBLIC SERVICE COMPANY LLC | [23 empty] | J2663 |  |  | DPP-2022 | Central | Phase 1 | Network Resource Interconnection Service (NRIS) | 200 | 200 | Not Started | 0 | 0 | 0 | 0
MISO |  |  |  | 2022-09-15T04:00:00+00:00 | Active |  | Photovoltaic |  |  |  | Solar | [16 empty] | Montgomery | IN |  |  | Cayuga Sta - Nucor 345 kV line | 2026-09-30T04:00:00+00:00 | [9 empty] | DUKE ENERGY INDIANA, LLC | [23 empty] | J2664 |  |  | DPP-2022 | Central | Phase 1 | Network Resource Interconnection Service (NRIS) | 200 | 200 | Not Started | 0 | 0 | 0 | 0
MISO |  |  |  | 2022-09-15T04:00:00+00:00 | Active |  | Solar/Battery |  |  |  | Hybrid | [16 empty] | Mercer | ND |  |  | Coyote Switchyard 345kV Substation | 2027-09-01T04:00:00+00:00 | [9 empty] | MONTANA-DAKOTA UTILITIES CO. | [23 empty] | J2665 |  |  | DPP-2022 | West | Phase 1 | Network Resource Interconnection Service (NRIS) | 347 | 347 | Not Started | 0 | 0 | 0 | 0
MISO |  |  |  | 2024-01-09T05:00:00+00:00 | Active |  | Photovoltaic |  |  |  | Solar | [16 empty] | Walworth | WI |  |  | Brick Church 138 kV | 2026-06-30T04:00:00+00:00 | [9 empty] | AMERICAN TRANSMISSION COMPANY | [23 empty] | J2666 |  |  | DPP-2022 | East (ATC) | Study Not Started | Network Resource Interconnection Service (NRIS) | 100 | 100 | Not Started | 0 | 0 | 0 | 0
MISO |  |  |  | 2022-09-14T04:00:00+00:00 | Active |  | Photovoltaic |  |  |  | Solar | [16 empty] | Sanilac | MI |  |  | Greenwood-Rapson 345 kV Transmission Line | 2025-11-01T04:00:00+00:00 | [9 empty] | ITC | [23 empty] | J2667 |  |  | DPP-2022 | East (ITC) | Study Not Started | Network Resource Interconnection Service (NRIS) | 200 | 200 | Not Started | 0 | 0 | 0 | 0
MISO |  |  |  | 2022-09-14T04:00:00+00:00 | Active |  | Photovoltaic |  |  |  | Solar | [16 empty] | Mason | MI |  |  | Lake County to Pere Marquette 138 kV | 2025-11-01T04:00:00+00:00 | [9 empty] | WOLVERINE POWER SUPPLY COOPERATIVE | [23 empty] | J2668 |  |  | DPP-2022 | East (ITC) | Phase 2 | Network Resource Interconnection Service (NRIS) | 225 | 225 | Not Started | 0 | 0 | 0 | 0
MISO |  |  |  | 2022-09-14T04:00:00+00:00 | Active |  | Photovoltaic |  |  |  | Solar | [16 empty] | Mason | MI |  |  | Lake County to Pere Marquette 138 kV | 2025-11-01T04:00:00+00:00 | [9 empty] | WOLVERINE POWER SUPPLY COOPERATIVE | [23 empty] | J2669 |  |  | DPP-2022 | East (ITC) | Study Not Started | Network Resource Interconnection Service (NRIS) | 140 | 140 | Not Started | 0 | 0 | 0 | 0
MISO |  |  |  | 2022-09-14T04:00:00+00:00 | Active |  | Photovoltaic |  |  |  | Solar | [16 empty] | Mason | MI |  |  | Ludington to Keystone 345 kV | 2025-11-01T04:00:00+00:00 | [9 empty] | METC | [23 empty] | J2670 |  |  | DPP-2022 | East (ITC) | Study Not Started | Network Resource Interconnection Service (NRIS) | 223 | 223 | Not Started | 0 | 0 | 0 | 0
MISO |  |  |  | 2022-09-14T04:00:00+00:00 | Active |  | Photovoltaic |  |  |  | Solar | [16 empty] | Arenac | MI |  |  | Whittemore to Twining 138 kV | 2025-11-01T04:00:00+00:00 | [9 empty] | METC | [23 empty] | J2671 |  |  | DPP-2022 | East (ITC) | Study Not Started | Network Resource Interconnection Service (NRIS) | 150 | 150 | Not Started | 0 | 0 | 0 | 0
MISO |  |  |  | 2022-09-14T04:00:00+00:00 | Active |  | Photovoltaic |  |  |  | Solar | [16 empty] | Shiawassee | MI |  |  | Cornell to Bingham 138 kV | 2025-11-01T04:00:00+00:00 | [9 empty] | METC | [23 empty] | J2672 |  |  | DPP-2022 | East (ITC) | Study Not Started | Network Resource Interconnection Service (NRIS) | 200 | 200 | Not Started | 0 | 0 | 0 | 0
MISO |  |  |  | 2022-09-14T04:00:00+00:00 | Active |  | Photovoltaic |  |  |  | Solar | [16 empty] | Clare | MI |  |  | Bard Rd to Warren 138 kV | 2025-11-01T04:00:00+00:00 | [9 empty] | METC | [23 empty] | J2673 |  |  | DPP-2022 | East (ITC) | Phase 1 | Network Resource Interconnection Service (NRIS) | 225 | 225 | Not Started | 0 | 0 | 0 | 0
MISO |  |  |  | 2022-09-14T04:00:00+00:00 | Active |  | Photovoltaic |  |  |  | Solar | [16 empty] | Clinton | MI |  |  | Bingham to Marquette 138 kV | 2025-11-01T04:00:00+00:00 | [9 empty] | METC | [23 empty] | J2674 |  |  | DPP-2022 | East (ITC) | Study Not Started | Network Resource Interconnection Service (NRIS) | 200 | 200 | Not Started | 0 | 0 | 0 | 0
MISO |  |  |  | 2022-09-14T04:00:00+00:00 | Active |  | Photovoltaic |  |  |  | Solar | [16 empty] | Gladwin | MI |  |  | BARD ROAD - GALLAGHER 138 KV | 2025-11-01T04:00:00+00:00 | [9 empty] | METC | [23 empty] | J2675 |  |  | DPP-2022 | East (ITC) | Study Not Started | Network Resource Interconnection Service (NRIS) | 170 | 170 | Not Started | 0 | 0 | 0 | 0
MISO |  |  |  | 2022-09-14T04:00:00+00:00 | Active |  | Photovoltaic |  |  |  | Solar | [16 empty] | Huron | MI |  |  | Rapson -Stein 345kV | 2025-11-01T04:00:00+00:00 | [9 empty] | ITC | [23 empty] | J2676 |  |  | DPP-2022 | East (ITC) | Phase 2 | Network Resource Interconnection Service (NRIS) | 200 | 200 | Not Started | 0 | 0 | 0 | 0
MISO |  |  |  | 2022-09-14T04:00:00+00:00 | Active |  | Photovoltaic |  |  |  | Solar | [16 empty] | St. Clair | MI |  |  | Greenwood 120 kV | 2025-11-01T04:00:00+00:00 | [9 empty] | ITC | [23 empty] | J2677 |  |  | DPP-2022 | East (ITC) | Study Not Started | Network Resource Interconnection Service (NRIS) | 200 | 200 | Not Started | 0 | 0 | 0 | 0
MISO |  |  |  | 2022-09-14T04:00:00+00:00 | Active |  | Photovoltaic |  |  |  | Solar | [16 empty] | Delta | MI |  |  | Chandler 138 kV | 2025-11-01T04:00:00+00:00 | [9 empty] | AMERICAN TRANSMISSION COMPANY | [23 empty] | J2678 |  |  | DPP-2022 | East (ATC) | Study Not Started | Network Resource Interconnection Service (NRIS) | 150 | 150 | Not Started | 0 | 0 | 0 | 0
MISO |  |  |  | 2022-09-14T04:00:00+00:00 | Active |  | Photovoltaic |  |  |  | Solar | [16 empty] | Livingston | MI |  |  | COLFAX to Madrid 120 kV | 2027-04-15T04:00:00+00:00 | [9 empty] | ITC | [23 empty] | J2679 |  |  | DPP-2022 | East (ITC) | Study Not Started | Network Resource Interconnection Service (NRIS) | 100 | 100 | Not Started | 0 | 0 | 0 | 0
MISO |  |  |  | 2022-09-15T04:00:00+00:00 | Withdrawn |  | Photovoltaic |  |  |  | Solar | [16 empty] | Dunklin | MO |  |  | Jim Hill-Hayti South 161 kV Line | 2026-10-20T04:00:00+00:00 | [9 empty] | ENTERGY ARKANSAS, LLC | [23 empty] | J2680 | 2023-03-24T04:00:00+00:00 |  | DPP-2022 | South | Phase 1 | Network Resource Interconnection Service (NRIS) | 150 | 150 | Not Started | 0 | 0 | 0 | 0
MISO |  |  |  | 2022-09-13T04:00:00+00:00 | Withdrawn |  | Photovoltaic |  |  |  | Solar | [16 empty] | Columbia | AR |  |  | Springhill 115kV (A) to Taylor 115kV (B) | 2027-08-31T04:00:00+00:00 | [9 empty] | ENTERGY ARKANSAS, LLC | [23 empty] | J2681 | 2023-03-24T04:00:00+00:00 |  | DPP-2022 | South | Study Not Started | Network Resource Interconnection Service (NRIS) | 170 | 170 | Not Started | 0 | 0 | 0 | 0
MISO |  |  |  | 2022-09-15T04:00:00+00:00 | Withdrawn |  | Photovoltaic |  |  |  | Solar | [16 empty] | Jackson | AR |  |  | Independence-ISES- Newport 161 KV | 2025-10-31T04:00:00+00:00 | [9 empty] | ENTERGY ARKANSAS, LLC | [23 empty] | J2682 | 2023-03-02T05:00:00+00:00 |  | DPP-2022 | South | Study Not Started | Network Resource Interconnection Service (NRIS) | 500 | 500 | Not Started | 0 | 0 | 0 | 0
MISO |  |  |  | 2022-09-14T04:00:00+00:00 | Active |  | Photovoltaic |  |  |  | Solar | [16 empty] | Hardin | TX |  |  | New Substation on Rye Co - Cypress 138 kV (Same POI as J2071) | 2026-01-01T05:00:00+00:00 | [9 empty] | ENTERGY TEXAS, INC. | [23 empty] | J2683 |  |  | DPP-2022 | South | Study Not Started | Network Resource Interconnection Service (NRIS) | 120 | 120 | Not Started | 0 | 0 | 0 | 0
MISO |  |  |  | 2022-09-08T04:00:00+00:00 | Active |  | Battery Storage |  |  |  | Battery Storage | [16 empty] | St. Clair | MI |  |  | BUNCE (120kV) (Bus Name: 19BUNCE1) | 2025-01-01T05:00:00+00:00 | [9 empty] | ITC | [23 empty] | J2684 |  |  | DPP-2022 | East (ITC) | Study Not Started | Network Resource Interconnection Service (NRIS) | 200 | 200 | Not Started | 0 | 0 | 0 | 0
MISO |  |  |  | 2022-09-14T04:00:00+00:00 | Active |  | Photovoltaic |  |  |  | Solar | [16 empty] | Sharkey | MS |  |  | Rolling Fork 115 kV Substation | 2026-01-01T05:00:00+00:00 | [9 empty] | ENTERGY MISSISSIPPI, LLC. | [23 empty] | J2685 |  |  | DPP-2022 | South | Study Not Started | Network Resource Interconnection Service (NRIS) | 120 | 120 | Not Started | 0 | 0 | 0 | 0
MISO |  |  |  | 2022-09-15T04:00:00+00:00 | Active |  | Wind Turbine |  |  |  | Wind | [16 empty] | Muscatine | IA |  |  | Walcott 345 kV | 2026-09-30T04:00:00+00:00 | [9 empty] | MIDAMERICAN ENERGY CO. | [23 empty] | J2686 |  |  | DPP-2022 | West | Phase 1 | Network Resource Interconnection Service (NRIS) | 150 | 150 | Not Started | 0 | 0 | 0 | 0
MISO |  |  |  | 2022-09-15T04:00:00+00:00 | Active |  | Solar/Battery |  |  |  | Hybrid | [16 empty] | Hancock | IN |  |  | Sunnyside to Gwynneville 345kV line | 2026-09-30T04:00:00+00:00 | [9 empty] | INDIANAPOLIS POWER & LIGHT COMPANY | [23 empty] | J2687 |  |  | DPP-2022 | Central | Phase 1 | Network Resource Interconnection Service (NRIS) | 300 | 300 | Not Started | 0 | 0 | 0 | 0
MISO |  |  |  | 2022-09-15T04:00:00+00:00 | Active |  | Solar/Battery |  |  |  | Hybrid | [16 empty] | Newton | TX |  |  | NEWTON 138 kV | 2026-05-26T04:00:00+00:00 | [9 empty] | ENTERGY TEXAS, INC. | [23 empty] | J2688 |  |  | DPP-2022 | South | Study Not Started | Network Resource Interconnection Service (NRIS) | 130 | 130 | Not Started | 0 | 0 | 0 | 0
MISO |  |  |  | 2022-09-15T04:00:00+00:00 | Active |  | Solar/Battery |  |  |  | Hybrid | [16 empty] | Liberty | TX |  |  | JACINTO 230 kV | 2026-05-26T04:00:00+00:00 | [9 empty] | ENTERGY TEXAS, INC. | [23 empty] | J2689 |  |  | DPP-2022 | South | Study Not Started | Network Resource Interconnection Service (NRIS) | 180 | 180 | Not Started | 0 | 0 | 0 | 0
MISO |  |  |  | 2022-09-15T04:00:00+00:00 | Active |  | Wind/Battery |  |  |  | Hybrid | [16 empty] | Washington | IL |  |  | Prairie State-W. Mt. Vernon-4541 | 2027-04-15T04:00:00+00:00 | [9 empty] | AMEREN ILLINOIS | [23 empty] | J2690 |  |  | DPP-2022 | Central | Phase 1 | Network Resource Interconnection Service (NRIS) | 500 | 500 | Not Started | 0 | 0 | 0 | 0
MISO |  |  |  | 2022-09-15T04:00:00+00:00 | Active |  | Solar/Wind/Battery |  |  |  | Hybrid | [16 empty] | Bollinger | MO |  |  | Rush-Baldwin-4585 345 kV | 2027-04-15T04:00:00+00:00 | [9 empty] | AMEREN MISSOURI | [23 empty] | J2691 |  |  | DPP-2022 | Central | Phase 1 | Network Resource Interconnection Service (NRIS) | 500 | 500 | Not Started | 0 | 0 | 0 | 0
MISO |  |  |  | 2022-09-14T04:00:00+00:00 | Active |  | Solar/Wind/Battery |  |  |  | High Voltage DC | [16 empty] | Choctaw | MS |  |  | WOLF CREEK 500 kV | 2028-10-02T04:00:00+00:00 | [9 empty] | ENTERGY MISSISSIPPI, LLC. | [23 empty] | J2692 |  |  | DPP-2022 | South | Study Not Started | Network Resource Interconnection Service (NRIS) | 500 | 500 | Not Started | 0 | 0 | 0 | 0
MISO |  |  |  | 2022-09-14T04:00:00+00:00 | Active |  | Photovoltaic |  |  |  | Solar | [16 empty] | Franklin | LA |  |  | 115 kV WISNER | 2027-04-15T04:00:00+00:00 | [9 empty] | ENTERGY LOUISIANA, LLC | [23 empty] | J2693 |  |  | DPP-2022 | South | Study Not Started | Network Resource Interconnection Service (NRIS) | 105 | 105 | Not Started | 0 | 0 | 0 | 0
MISO |  |  |  | 2022-09-15T04:00:00+00:00 | Active |  | Solar/Wind/Battery |  |  |  | Hybrid | [16 empty] | Christian | IL |  |  | 7COFFEEN-7PANA 345 kV | 2027-04-15T04:00:00+00:00 | [9 empty] | AMEREN ILLINOIS | [23 empty] | J2694 |  |  | DPP-2022 | Central | Phase 1 | Network Resource Interconnection Service (NRIS) | 500 | 500 | Not Started | 0 | 0 | 0 | 0
MISO |  |  |  | 2022-09-14T04:00:00+00:00 | Active |  | Photovoltaic |  |  |  | Solar | [16 empty] | Carroll | IN |  |  | Other_ | 2027-04-15T04:00:00+00:00 | [9 empty] | DUKE ENERGY INDIANA, LLC | [23 empty] | J2695 |  |  | DPP-2022 | Central | Phase 1 | Network Resource Interconnection Service (NRIS) | 234 | 234 | Not Started | 0 | 0 | 0 | 0
MISO |  |  |  | 2022-09-15T04:00:00+00:00 | Active |  | Photovoltaic |  |  |  | Solar | [16 empty] | Mississippi | AR |  |  | SANDY BAYOU 500 kV MTEP Project 22530 | 2027-04-15T04:00:00+00:00 | [9 empty] | ENTERGY ARKANSAS, LLC | [23 empty] | J2696 |  |  | DPP-2022 | South | Study Not Started | Network Resource Interconnection Service (NRIS) | 500 | 500 | Not Started | 0 | 0 | 0 | 0
MISO |  |  |  | 2022-09-15T04:00:00+00:00 | Active |  | Solar/Wind/Battery |  |  |  | Hybrid | [16 empty] | St. Clair | IL |  |  | Aster - Commodore 345 kV MTEP Project# 11928/11929 | 2027-04-15T04:00:00+00:00 | [9 empty] | AMEREN ILLINOIS | [23 empty] | J2697 |  |  | DPP-2022 | Central | Phase 1 | Network Resource Interconnection Service (NRIS) | 500 | 500 | Not Started | 0 | 0 | 0 | 0
MISO |  |  |  | 2022-09-14T04:00:00+00:00 | Active |  | Wind Turbine |  |  |  | High Voltage DC | [16 empty] | Choctaw | MS |  |  | WOLF CREEK 500 kV | 2028-10-02T04:00:00+00:00 | [9 empty] | ENTERGY MISSISSIPPI, LLC. | [23 empty] | J2698 |  |  | DPP-2022 | South | Study Not Started | Network Resource Interconnection Service (NRIS) | 500 | 500 | Not Started | 0 | 0 | 0 | 0
MISO |  |  |  | 2022-09-14T04:00:00+00:00 | Active |  | Photovoltaic |  |  |  | Solar | [16 empty] | East Carroll | LA |  |  | 115 kV DARNELL | 2027-04-15T04:00:00+00:00 | [9 empty] | ENTERGY LOUISIANA, LLC | [23 empty] | J2699 |  |  | DPP-2022 | South | Study Not Started | Network Resource Interconnection Service (NRIS) | 58.1 | 58.1 | Not Started | 0 | 0 | 0 | 0
MISO |  |  |  | 2022-09-14T04:00:00+00:00 | Active |  | Photovoltaic |  |  |  | Solar | [16 empty] | Calcasieu | LA |  |  | 138 kV LAKE CHARLES BULK | 2027-04-15T04:00:00+00:00 | [9 empty] | ENTERGY LOUISIANA, LLC | [23 empty] | J2700 |  |  | DPP-2022 | South | Study Not Started | Network Resource Interconnection Service (NRIS) | 170 | 170 | Not Started | 0 | 0 | 0 | 0
MISO |  |  |  | 2022-09-14T04:00:00+00:00 | Active |  | Photovoltaic |  |  |  | Solar | [16 empty] | Jefferson Davis | LA |  |  | COLONIAL WELSH 138 | 2027-04-15T04:00:00+00:00 | [9 empty] | ENTERGY LOUISIANA, LLC | [23 empty] | J2701 |  |  | DPP-2022 | South | Study Not Started | Network Resource Interconnection Service (NRIS) | 100 | 100 | Not Started | 0 | 0 | 0 | 0
MISO |  |  |  | 2022-09-14T04:00:00+00:00 | Active |  | Photovoltaic |  |  |  | Solar | [16 empty] | Fulton | IL |  |  | Ipava-Macomb, West-1429 138 kV | 2027-04-15T04:00:00+00:00 | [9 empty] | AMEREN TRANSMISSION COMPANY OF ILLINOIS | [23 empty] | J2702 |  |  | DPP-2022 | Central | Phase 1 | Network Resource Interconnection Service (NRIS) | 100.8 | 100.8 | Not Started | 0 | 0 | 0 | 0
MISO |  |  |  | 2022-09-14T04:00:00+00:00 | Active |  | Photovoltaic |  |  |  | Solar | [16 empty] | Scott | IL |  |  | Meredosia 345 kV | 2027-04-15T04:00:00+00:00 | [9 empty] | AMEREN TRANSMISSION COMPANY OF ILLINOIS | [23 empty] | J2703 |  |  | DPP-2022 | Central | Phase 1 | Network Resource Interconnection Service (NRIS) | 398 | 398 | Not Started | 0 | 0 | 0 | 0
MISO |  |  |  | 2022-09-14T04:00:00+00:00 | Active |  | Photovoltaic |  |  |  | Solar | [16 empty] | Ouachita | LA |  |  | BAXTER WILSON SES SWYD - PERRYVILLE 500 500 kV (181.1,503.0) | 2027-04-15T04:00:00+00:00 | [9 empty] | ENTERGY LOUISIANA, LLC | [23 empty] | J2704 |  |  | DPP-2022 | South | Study Not Started | Network Resource Interconnection Service (NRIS) | 500 | 500 | Not Started | 0 | 0 | 0 | 0
MISO |  |  |  | 2022-09-15T04:00:00+00:00 | Active |  | Photovoltaic |  |  |  | Solar | [16 empty] | Assumption | LA |  |  | NAPOLEONVILLE 115 kV | 2027-04-15T04:00:00+00:00 | [9 empty] | ENTERGY LOUISIANA, LLC | [23 empty] | J2705 |  |  | DPP-2022 | South | Study Not Started | Network Resource Interconnection Service (NRIS) | 220 | 220 | Not Started | 0 | 0 | 0 | 0
MISO |  |  |  | 2022-09-14T04:00:00+00:00 | Active |  | Photovoltaic |  |  |  | Solar | [16 empty] | Morehouse | LA |  |  | BAXTER WILSON SES SWYD - PERRYVILLE 500 500 kV (181.1,503.0) | 2027-04-15T04:00:00+00:00 | [9 empty] | ENTERGY LOUISIANA, LLC | [23 empty] | J2706 |  |  | DPP-2022 | South | Study Not Started | Network Resource Interconnection Service (NRIS) | 500 | 500 | Not Started | 0 | 0 | 0 | 0
MISO |  |  |  | 2022-09-15T04:00:00+00:00 | Active |  | Photovoltaic |  |  |  | Solar | [16 empty] | Assumption | LA |  |  | PAINCOURTVILLE 115 kV | 2027-04-15T04:00:00+00:00 | [9 empty] | ENTERGY LOUISIANA, LLC | [23 empty] | J2707 |  |  | DPP-2022 | South | Study Not Started | Network Resource Interconnection Service (NRIS) | 165 | 165 | Not Started | 0 | 0 | 0 | 0
MISO |  |  |  | 2022-09-14T04:00:00+00:00 | Active |  | Photovoltaic |  |  |  | Solar | [16 empty] | Ouachita | LA |  |  | BAXTER WILSON SES SWYD - PERRYVILLE 500 500 kV (181.1,503.0) | 2027-04-15T04:00:00+00:00 | [9 empty] | ENTERGY LOUISIANA, LLC | [23 empty] | J2708 |  |  | DPP-2022 | South | Study Not Started | Network Resource Interconnection Service (NRIS) | 500 | 500 | Not Started | 0 | 0 | 0 | 0
MISO |  |  |  | 2022-09-14T04:00:00+00:00 | Withdrawn |  | Photovoltaic |  |  |  | Solar | [16 empty] | Miami | IN |  |  | DEEDSVILLE 345 | 2027-04-15T04:00:00+00:00 | [9 empty] | DUKE ENERGY INDIANA, LLC | [23 empty] | J2709 | 2023-03-24T04:00:00+00:00 |  | DPP-2022 | Central | Phase 1 | Network Resource Interconnection Service (NRIS) | 228 | 228 | Not Started | 0 | 0 | 0 | 0
MISO |  |  |  | 2022-09-14T04:00:00+00:00 | Active |  | Photovoltaic |  |  |  | Solar | [16 empty] | Clinton | MI |  |  | Mulliken Jct.- Chester 69 kV | 2027-04-15T04:00:00+00:00 | [9 empty] | WOLVERINE POWER SUPPLY COOPERATIVE | [23 empty] | J2710 |  |  | DPP-2022 | East (ITC) | Study Not Started | Network Resource Interconnection Service (NRIS) | 100 | 100 | Not Started | 0 | 0 | 0 | 0
MISO |  |  |  | 2022-09-14T04:00:00+00:00 | Active |  | Photovoltaic |  |  |  | Solar | [16 empty] | Porter | IN |  |  | FLINT LAKE - SOUTH VALPARAISO 138 kV | 2027-04-15T04:00:00+00:00 | [9 empty] | NORTHERN INDIANA PUBLIC SERVICE COMPANY LLC | [23 empty] | J2711 |  |  | DPP-2022 | Central | Phase 1 | Network Resource Interconnection Service (NRIS) | 122 | 122 | Not Started | 0 | 0 | 0 | 0
MISO |  |  |  | 2022-09-14T04:00:00+00:00 | Active |  | Photovoltaic |  |  |  | Solar | [16 empty] | Vermillion | IN |  |  | Clinton 230 | 2027-04-15T04:00:00+00:00 | [9 empty] | DUKE ENERGY INDIANA, LLC | [23 empty] | J2712 |  |  | DPP-2022 | Central | Phase 1 | Network Resource Interconnection Service (NRIS) | 75 | 75 | Not Started | 0 | 0 | 0 | 0
MISO |  |  |  | 2022-09-14T04:00:00+00:00 | Active |  | Photovoltaic |  |  |  | Solar | [16 empty] | Mercer | IL |  |  | OAK GROVE - MERCER CO (AMRN) | 2027-04-15T04:00:00+00:00 | [9 empty] | MIDAMERICAN ENERGY CO. | [23 empty] | J2713 |  |  | DPP-2022 | West | Phase 1 | Network Resource Interconnection Service (NRIS) | 47.6 | 47.6 | Not Started | 0 | 0 | 0 | 0
MISO |  |  |  | 2022-09-14T04:00:00+00:00 | Active |  | Photovoltaic |  |  |  | Solar | [16 empty] | St. Landry | LA |  |  | EUNICE 138 kV | 2027-04-15T04:00:00+00:00 | [9 empty] | CLECO POWER LLC | [23 empty] | J2714 |  |  | DPP-2022 | South | Study Not Started | Network Resource Interconnection Service (NRIS) | 162 | 162 | Not Started | 0 | 0 | 0 | 0
MISO |  |  |  | 2022-09-14T04:00:00+00:00 | Active |  | Photovoltaic |  |  |  | Solar | [16 empty] | Acadia | LA |  |  | COLONIAL ACADEMY CO 138 kV | 2027-04-15T04:00:00+00:00 | [9 empty] | ENTERGY LOUISIANA, LLC | [23 empty] | J2715 |  |  | DPP-2022 | South | Study Not Started | Network Resource Interconnection Service (NRIS) | 120 | 120 | Not Started | 0 | 0 | 0 | 0
MISO |  |  |  | 2022-09-14T04:00:00+00:00 | Active |  | Battery Storage |  |  |  | Battery Storage | [16 empty] | Dakota | MN |  |  | HAMPTON 345 KV | 2027-04-15T04:00:00+00:00 | [9 empty] | NORTHERN STATES POWER COMPANY | [23 empty] | J2716 |  |  | DPP-2022 | West | Phase 1 | Network Resource Interconnection Service (NRIS) | 300 | 300 | Not Started | 0 | 0 | 0 | 0
MISO |  |  |  | 2022-09-15T04:00:00+00:00 | Withdrawn |  | Solar/Battery |  |  |  | Hybrid | [16 empty] | Hot Spring | AR |  |  | ETTA 500kV Substation | 2029-05-01T04:00:00+00:00 | [9 empty] | ENTERGY ARKANSAS, LLC | [23 empty] | J2717 | 2023-10-23T04:00:00+00:00 |  | DPP-2022 | South | Study Not Started | Network Resource Interconnection Service (NRIS) | 600 | 600 | Not Started | 0 | 0 | 0 | 0
MISO |  |  |  | 2022-09-14T04:00:00+00:00 | Active |  | Photovoltaic |  |  |  | Solar | [16 empty] | New Madrid | MO |  |  | Other_ | 2025-12-31T05:00:00+00:00 | [9 empty] | AMEREN MISSOURI | [23 empty] | J2718 |  |  | DPP-2022 | Central | Phase 1 | Network Resource Interconnection Service (NRIS) | 50 | 50 | Not Started | 0 | 0 | 0 | 0
MISO |  |  |  | 2022-09-14T04:00:00+00:00 | Active |  | Photovoltaic |  |  |  | Solar | [16 empty] | Gladwin | MI |  |  | BARD ROAD 138kV Substation | 2026-10-31T04:00:00+00:00 | [9 empty] | METC | [23 empty] | J2719 |  |  | DPP-2022 | East (ITC) | Study Not Started | Network Resource Interconnection Service (NRIS) | 200 | 200 | Not Started | 0 | 0 | 0 | 0
MISO |  |  |  | 2022-09-14T04:00:00+00:00 | Active |  | Photovoltaic |  |  |  | Solar | [16 empty] | Yazoo | MS |  |  | Midway SS (CE) - Yazoo City SS 115 kV | 2025-04-25T04:00:00+00:00 | [9 empty] | ENTERGY MISSISSIPPI, LLC. | [23 empty] | J2720 |  |  | DPP-2022 | South | Study Not Started | Network Resource Interconnection Service (NRIS) | 200 | 200 | Not Started | 0 | 0 | 0 | 0
MISO |  |  |  | 2023-10-19T04:00:00+00:00 | Active |  | Photovoltaic |  |  |  | Solar | [16 empty] | Panola | MS |  |  | Senatobia-Sardis 115 kV Line | 2026-09-01T04:00:00+00:00 | [9 empty] | ENTERGY MISSISSIPPI, LLC. | [23 empty] | J2721 |  |  | DPP-2022 | South | Study Not Started | Network Resource Interconnection Service (NRIS) | 120 | 120 | Not Started | 0 | 0 | 0 | 0
MISO |  |  |  | 2022-09-14T04:00:00+00:00 | Active |  | Battery Storage |  |  |  | Battery Storage | [16 empty] | Clinton | IN |  |  | Tap on Frankfort - New London 230 kV Line | 2026-07-01T04:00:00+00:00 | [9 empty] | DUKE ENERGY INDIANA, LLC | [23 empty] | J2722 |  |  | DPP-2022 | Central | Phase 1 | Network Resource Interconnection Service (NRIS) | 100 | 100 | Not Started | 0 | 0 | 0 | 0
MISO |  |  |  | 2022-09-14T04:00:00+00:00 | Active |  | Wind Turbine |  |  |  | Wind | [16 empty] | Warren | IN |  |  | EAST WINAMAC-MONTICELLO 138kV | 2027-06-01T04:00:00+00:00 | [9 empty] | NORTHERN INDIANA PUBLIC SERVICE COMPANY LLC | [23 empty] | J2723 |  |  | DPP-2022 | Central | Phase 1 | Network Resource Interconnection Service (NRIS) | 249 | 249 | Not Started | 0 | 0 | 0 | 0
MISO |  |  |  | 2022-09-14T04:00:00+00:00 | Active |  | Battery Storage |  |  |  | Battery Storage | [16 empty] | Cumberland | IL |  |  | 7NEOGA-7HOLLAND 345 kV | 2027-06-01T04:00:00+00:00 | [9 empty] | AMEREN ILLINOIS | [23 empty] | J2724 |  |  | DPP-2022 | Central | Phase 1 | Network Resource Interconnection Service (NRIS) | 300 | 300 | Not Started | 0 | 0 | 0 | 0
MISO |  |  |  | 2022-09-15T04:00:00+00:00 | Active |  | Photovoltaic |  |  |  | Solar | [16 empty] | Ionia | MI |  |  | Marquette - North Belding 138kV | 2027-06-01T04:00:00+00:00 | [9 empty] | METC | [23 empty] | J2725 |  |  | DPP-2022 | East (ITC) | Study Not Started | Network Resource Interconnection Service (NRIS) | 100 | 100 | Not Started | 0 | 0 | 0 | 0
MISO |  |  |  | 2022-09-15T04:00:00+00:00 | Active |  | Photovoltaic |  |  |  | Solar | [16 empty] | Montgomery | MO |  |  | 7Enon- 7Montgmry 345 KV | 2027-06-01T04:00:00+00:00 | [9 empty] | AMEREN MISSOURI | [23 empty] | J2726 |  |  | DPP-2022 | Central | Phase 1 | Network Resource Interconnection Service (NRIS) | 248 | 248 | Not Started | 0 | 0 | 0 | 0
MISO |  |  |  | 2022-09-14T04:00:00+00:00 | Active |  | Solar/Battery |  |  |  | Hybrid | [16 empty] | Holmes | MS |  |  | Pickens - Midway SS (CE) 115kV | 2025-12-06T05:00:00+00:00 | [9 empty] | ENTERGY MISSISSIPPI, LLC. | [23 empty] | J2727 |  |  | DPP-2022 | South | Study Not Started | Network Resource Interconnection Service (NRIS) | 140 | 140 | Not Started | 0 | 0 | 0 | 0
MISO |  |  |  | 2022-09-14T04:00:00+00:00 | Active |  | Battery Storage |  |  |  | Battery Storage | [16 empty] | Freeborn | MN |  |  | Glenworth | 2025-07-24T04:00:00+00:00 | [9 empty] | ITC MIDWEST | [23 empty] | J2728 |  |  | DPP-2022 | West | Phase 1 | Network Resource Interconnection Service (NRIS) | 150 | 150 | Not Started | 0 | 0 | 0 | 0
MISO |  |  |  | 2022-09-14T04:00:00+00:00 | Active |  | Photovoltaic |  |  |  | Solar | [16 empty] | West Baton Rouge | LA |  |  | ADDIS-BIG CAJUN #1 230kV | 2025-02-01T05:00:00+00:00 | [9 empty] | ENTERGY LOUISIANA, LLC | [23 empty] | J2729 |  |  | DPP-2022 | South | Study Not Started | Network Resource Interconnection Service (NRIS) | 200 | 200 | Not Started | 0 | 0 | 0 | 0
MISO |  |  |  | 2022-09-15T04:00:00+00:00 | Active |  | Battery Storage |  |  |  | Battery Storage | [16 empty] | Jackson | MN |  |  | Jackson North 161kV Substation | 2025-07-24T04:00:00+00:00 | [9 empty] | Southern Illinois Power Cooperative | [23 empty] | J2730 |  |  | DPP-2022 | Central | Phase 1 | Network Resource Interconnection Service (NRIS) | 150 | 150 | Not Started | 0 | 0 | 0 | 0
MISO |  |  |  | 2022-09-15T04:00:00+00:00 | Active |  | Battery Storage |  |  |  | Battery Storage | [16 empty] | Olmsted | MN |  |  | Maple Leaf | 2025-07-24T04:00:00+00:00 | [9 empty] | SOUTHERN MINNESOTA MUNICIPAL POWER AGENCY | [23 empty] | J2731 |  |  | DPP-2022 | West | Phase 1 | Network Resource Interconnection Service (NRIS) | 150 | 150 | Not Started | 0 | 0 | 0 | 0
MISO |  |  |  | 2022-09-15T04:00:00+00:00 | Active |  | Solar/Battery |  |  |  | Hybrid | [16 empty] | Ogemaw | MI |  |  | Gallagher to Twinning 138kV | 2025-12-06T05:00:00+00:00 | [9 empty] | METC | [23 empty] | J2732 |  |  | DPP-2022 | East (ITC) | Study Not Started | Network Resource Interconnection Service (NRIS) | 250 | 250 | Not Started | 0 | 0 | 0 | 0
MISO |  |  |  | 2022-09-15T04:00:00+00:00 | Active |  | Photovoltaic |  |  |  | Solar | [16 empty] | Lawrence | AR |  |  | Swifton - AECC Hoxie South 161kV | 2026-09-30T04:00:00+00:00 | [9 empty] | ENTERGY ARKANSAS, LLC | [23 empty] | J2733 |  |  | DPP-2022 | South | Study Not Started | Network Resource Interconnection Service (NRIS) | 126 | 126 | Not Started | 0 | 0 | 0 | 0
MISO |  |  |  | 2022-09-15T04:00:00+00:00 | Active |  | Solar/Battery |  |  |  | Hybrid | [16 empty] | Crittenden | AR |  |  | Gilmore to Wilson 161kV | 2025-12-06T05:00:00+00:00 | [9 empty] | ENTERGY ARKANSAS, LLC | [23 empty] | J2734 |  |  | DPP-2022 | South | Phase 1 | Network Resource Interconnection Service (NRIS) | 150 | 150 | Not Started | 0 | 0 | 0 | 0
MISO |  |  |  | 2022-09-15T04:00:00+00:00 | Withdrawn |  | Photovoltaic |  |  |  | Solar | [16 empty] | Ouachita | LA |  |  | Selman Field 69 kV Substation | 2026-09-30T04:00:00+00:00 | [9 empty] | ENTERGY LOUISIANA, LLC | [23 empty] | J2735 | 2022-12-06T05:00:00+00:00 |  | DPP-2022 | South |  | Network Resource Interconnection Service (NRIS) | 80 | 80 | Not Started | 0 | 0 | 0 | 0
MISO |  |  |  | 2022-09-15T04:00:00+00:00 | Active |  | Solar/Battery |  |  |  | Hybrid | [16 empty] | Bolivar | MS |  |  | Rosedale to Stringtown 115kV | 2025-12-06T05:00:00+00:00 | [9 empty] | ENTERGY MISSISSIPPI, LLC. | [23 empty] | J2736 |  |  | DPP-2022 | South | Study Not Started | Network Resource Interconnection Service (NRIS) | 100 | 100 | Not Started | 0 | 0 | 0 | 0
MISO |  |  |  | 2022-09-15T04:00:00+00:00 | Active |  | Photovoltaic |  |  |  | Solar | [16 empty] | Sabine | LA |  |  | Hartburg - AEP Layfield 500kV Line | 2026-09-30T04:00:00+00:00 | [9 empty] | ENTERGY TEXAS, INC. | [23 empty] | J2737 |  |  | DPP-2022 | South | Study Not Started | Network Resource Interconnection Service (NRIS) | 180 | 180 | Not Started | 0 | 0 | 0 | 0
MISO |  |  |  | 2022-09-15T04:00:00+00:00 | Active |  | Solar/Battery |  |  |  | Hybrid | [16 empty] | Rock Island | IL |  |  | Sub 17 161 kV | 2025-02-01T05:00:00+00:00 | [9 empty] | MIDAMERICAN ENERGY CO. | [23 empty] | J2738 |  |  | DPP-2022 | West | Phase 1 | Network Resource Interconnection Service (NRIS) | 128 | 128 | Not Started | 0 | 0 | 0 | 0
MISO |  |  |  | 2022-09-14T04:00:00+00:00 | Active |  | Photovoltaic |  |  |  | Solar | [16 empty] | Ohio | KY |  |  | 5WLSNBR 161 kV | 2026-09-01T04:00:00+00:00 | [9 empty] | BIG RIVERS ELECTRIC CORPORATION | [23 empty] | J2739 |  |  | DPP-2022 | Central | Phase 1 | Network Resource Interconnection Service (NRIS) | 100 | 100 | Not Started | 0 | 0 | 0 | 0
MISO |  |  |  | 2022-09-13T04:00:00+00:00 | Active |  | Photovoltaic |  |  |  | Solar | [16 empty] | Bolivar | MS |  |  | SHELBY SS | 2026-09-01T04:00:00+00:00 | [9 empty] | ENTERGY MISSISSIPPI, LLC. | [23 empty] | J2740 |  |  | DPP-2022 | South | Study Not Started | Network Resource Interconnection Service (NRIS) | 150 | 150 | Not Started | 0 | 0 | 0 | 0
MISO |  |  |  | 2022-09-13T04:00:00+00:00 | Active |  | Photovoltaic |  |  |  | Solar | [16 empty] | Sunflower | MS |  |  | DELTA SES SWITCHYARD | 2026-09-01T04:00:00+00:00 | [9 empty] | ENTERGY MISSISSIPPI, LLC. | [23 empty] | J2741 |  |  | DPP-2022 | South | Study Not Started | Network Resource Interconnection Service (NRIS) | 100 | 100 | Not Started | 0 | 0 | 0 | 0
MISO |  |  |  | 2022-09-13T04:00:00+00:00 | Active |  | Photovoltaic |  |  |  | Solar | [16 empty] | White | AR |  |  | BEEBE | 2026-09-01T04:00:00+00:00 | [9 empty] | ENTERGY ARKANSAS, LLC | [23 empty] | J2742 |  |  | DPP-2022 | South | Study Not Started | Network Resource Interconnection Service (NRIS) | 100 | 100 | Not Started | 0 | 0 | 0 | 0
MISO |  |  |  | 2022-09-15T04:00:00+00:00 | Active |  | Photovoltaic |  |  |  | Solar | [16 empty] | Washington | LA |  |  | BOGALUSA | 2026-09-01T04:00:00+00:00 | [9 empty] | ENTERGY LOUISIANA, LLC | [23 empty] | J2743 |  |  | DPP-2022 | South | Study Not Started | Network Resource Interconnection Service (NRIS) | 175 | 175 | Not Started | 0 | 0 | 0 | 0
MISO |  |  |  | 2022-09-15T04:00:00+00:00 | Active |  | Photovoltaic |  |  |  | Solar | [16 empty] | Wilkinson | MS |  |  | CENTREVILLE | 2026-09-01T04:00:00+00:00 | [9 empty] | ENTERGY MISSISSIPPI, LLC. | [23 empty] | J2744 |  |  | DPP-2022 | South | Study Not Started | Network Resource Interconnection Service (NRIS) | 50 | 50 | Not Started | 0 | 0 | 0 | 0
MISO |  |  |  | 2022-09-15T04:00:00+00:00 | Active |  | Photovoltaic |  |  |  | Solar | [16 empty] | Humphreys | MS |  |  | BELZONI | 2026-09-01T04:00:00+00:00 | [9 empty] | ENTERGY MISSISSIPPI, LLC. | [23 empty] | J2745 |  |  | DPP-2022 | South | Study Not Started | Network Resource Interconnection Service (NRIS) | 90 | 90 | Not Started | 0 | 0 | 0 | 0
MISO |  |  |  | 2022-09-15T04:00:00+00:00 | Withdrawn |  | Photovoltaic |  |  |  | Solar | [16 empty] | Rush | IN |  |  | Boyd - Sexton | 2026-07-04T04:00:00+00:00 | [9 empty] | HOOSIER ENERGY | [23 empty] | J2746 | 2023-03-24T04:00:00+00:00 |  | DPP-2022 | Central | Phase 1 | Network Resource Interconnection Service (NRIS) | 70 | 70 | Not Started | 0 | 0 | 0 | 0
MISO |  |  |  | 2022-09-15T04:00:00+00:00 | Active |  | Photovoltaic |  |  |  | Solar | [16 empty] | Greene | IN |  |  | Edwardsport IGCC - Amo 345kV Line | 2026-08-04T04:00:00+00:00 | [9 empty] | DUKE ENERGY INDIANA, LLC | [23 empty] | J2747 |  |  | DPP-2022 | Central | Phase 1 | Network Resource Interconnection Service (NRIS) | 180 | 180 | Not Started | 0 | 0 | 0 | 0
MISO |  |  |  | 2022-09-15T04:00:00+00:00 | Active |  | Photovoltaic |  |  |  | Solar | [16 empty] | Clearwater | MN |  |  | Winger - Wilton 230kV Transmission | 2026-08-04T04:00:00+00:00 | [9 empty] | OTTER TAIL POWER COMPANY | [23 empty] | J2748 |  |  | DPP-2022 | West | Phase 1 | Network Resource Interconnection Service (NRIS) | 150 | 150 | Not Started | 0 | 0 | 0 | 0
MISO |  |  |  | 2022-09-15T04:00:00+00:00 | Active |  | Photovoltaic |  |  |  | Solar | [16 empty] | Polk | MN |  |  | Winger 115kV | 2026-08-04T04:00:00+00:00 | [9 empty] | OTTER TAIL POWER COMPANY | [23 empty] | J2749 |  |  | DPP-2022 | West | Phase 1 | Network Resource Interconnection Service (NRIS) | 150 | 150 | Not Started | 0 | 0 | 0 | 0
MISO |  |  |  | 2022-09-15T04:00:00+00:00 | Active |  | Photovoltaic |  |  |  | Solar | [16 empty] | Phillips | AR |  |  | 230kV Ritchie SES Switchyard - Tarleton line | 2026-01-01T05:00:00+00:00 | [9 empty] | ENTERGY ARKANSAS, LLC | [23 empty] | J2750 |  |  | DPP-2022 | South | Study Not Started | Network Resource Interconnection Service (NRIS) | 197.5 | 197.5 | Not Started | 0 | 0 | 0 | 0
MISO |  |  |  | 2022-09-14T04:00:00+00:00 | Active |  | Photovoltaic |  |  |  | Solar | [16 empty] | Bolivar | MS |  |  | 115kV Stringtown substation | 2026-01-01T05:00:00+00:00 | [9 empty] | ENTERGY MISSISSIPPI, LLC. | [23 empty] | J2751 |  |  | DPP-2022 | South | Study Not Started | Network Resource Interconnection Service (NRIS) | 175 | 175 | Not Started | 0 | 0 | 0 | 0
MISO |  |  |  | 2022-09-15T04:00:00+00:00 | Active |  | Photovoltaic |  |  |  | Solar | [16 empty] | Montgomery | MS |  |  | ELLIOTT SS-SAWYER SS(CE) 115 kv line (New Substation Added) | 2026-01-01T05:00:00+00:00 | [9 empty] | ENTERGY MISSISSIPPI, LLC. | [23 empty] | J2752 |  |  | DPP-2022 | South | Study Not Started | Network Resource Interconnection Service (NRIS) | 130 | 130 | Not Started | 0 | 0 | 0 | 0
MISO |  |  |  | 2022-09-14T04:00:00+00:00 | Active |  | Photovoltaic |  |  |  | Solar | [16 empty] | East Carroll | LA |  |  | New substation on the 115kV Darnell - Tallulah line | 2026-01-01T05:00:00+00:00 | [9 empty] | ENTERGY LOUISIANA, LLC | [23 empty] | J2753 |  |  | DPP-2022 | South | Study Not Started | Network Resource Interconnection Service (NRIS) | 200 | 200 | Not Started | 0 | 0 | 0 | 0
MISO |  |  |  | 2022-09-15T04:00:00+00:00 | Active |  | Photovoltaic |  |  |  | Solar | [16 empty] | Polk | TX |  |  | 138kV Bragg - SHECO Menard Line | 2026-01-01T05:00:00+00:00 | [9 empty] | ENTERGY TEXAS, INC. | [23 empty] | J2754 |  |  | DPP-2022 | South | Study Not Started | Network Resource Interconnection Service (NRIS) | 170 | 170 | Not Started | 0 | 0 | 0 | 0
MISO |  |  |  | 2022-09-15T04:00:00+00:00 | Active |  | Photovoltaic |  |  |  | Solar | [16 empty] | Pike | AR |  |  | AMITY SS-AECC MURFREESBORO EAST 115kV | 2025-10-31T04:00:00+00:00 | [9 empty] | ENTERGY ARKANSAS, LLC | [23 empty] | J2755 |  |  | DPP-2022 | South | Study Not Started | Network Resource Interconnection Service (NRIS) | 100 | 100 | Not Started | 0 | 0 | 0 | 0
MISO |  |  |  | 2022-09-09T04:00:00+00:00 | Active |  | Photovoltaic |  |  |  | Solar | [16 empty] | Livingston | KY |  |  | Burna Tap(340091) - Joy2(340092) 69 kV | 2025-11-01T04:00:00+00:00 | [9 empty] | BIG RIVERS ELECTRIC CORPORATION | [23 empty] | J2756 |  |  | DPP-2022 | Central | Phase 1 | Network Resource Interconnection Service (NRIS) | 65 | 65 | Not Started | 0 | 0 | 0 | 0
MISO |  |  |  | 2022-09-15T04:00:00+00:00 | Active |  | Photovoltaic |  |  |  | Solar | [16 empty] | Cherokee | IA |  |  | Little Sioux - Clipper | 2026-05-01T04:00:00+00:00 | [9 empty] | MIDAMERICAN ENERGY CO. | [23 empty] | J2757 |  |  | DPP-2022 | West | Phase 1 | Network Resource Interconnection Service (NRIS) | 160.3 | 160.3 | Not Started | 0 | 0 | 0 | 0
MISO |  |  |  | 2022-09-15T04:00:00+00:00 | Withdrawn |  | Photovoltaic |  |  |  | Solar | [16 empty] | Jefferson | AR |  |  | Stuttgart Ricuskey to Woodward 230kV | 2025-10-31T04:00:00+00:00 | [9 empty] | ENTERGY ARKANSAS, LLC | [23 empty] | J2758 | 2023-02-27T05:00:00+00:00 |  | DPP-2022 | South | Study Not Started | Network Resource Interconnection Service (NRIS) | 500 | 500 | Not Started | 0 | 0 | 0 | 0
MISO |  |  |  | 2023-09-12T04:00:00+00:00 | Active |  | Photovoltaic |  |  |  | Solar | [16 empty] | Arkansas | AR |  |  | Woodward-Ricuskey 230 kV Line | 2026-09-01T04:00:00+00:00 | [9 empty] | ENTERGY ARKANSAS, LLC | [23 empty] | J2759 |  |  | DPP-2022 | South | Study Not Started | Network Resource Interconnection Service (NRIS) | 170 | 170 | Not Started | 0 | 0 | 0 | 0
MISO |  |  |  | 2022-09-15T04:00:00+00:00 | Active |  | Solar/Battery |  |  |  | Hybrid | [16 empty] | Hubbard | MN |  |  | BADOURA4 (608610) 230 kV Substation | 2027-06-01T04:00:00+00:00 | [9 empty] | MINNESOTA POWER INC. | [23 empty] | J2760 |  |  | DPP-2022 | West | Phase 1 | Network Resource Interconnection Service (NRIS) | 68 | 68 | Not Started | 0 | 0 | 0 | 0
MISO |  |  |  | 2022-09-15T04:00:00+00:00 | Active |  | Photovoltaic |  |  |  | Solar | [16 empty] | Marion | MS |  |  | Columbia | 2025-09-30T04:00:00+00:00 | [9 empty] | COOPERATIVE ENERGY | [23 empty] | J2761 |  |  | DPP-2022 | South | Study Not Started | Network Resource Interconnection Service (NRIS) | 100 | 100 | Not Started | 0 | 0 | 0 | 0
MISO |  |  |  | 2022-09-14T04:00:00+00:00 | Withdrawn |  | Battery Storage |  |  |  | Battery Storage | [16 empty] | Tazewell | IL |  |  | 4TAZEWELL-4FLINT 138kV | 2025-11-05T05:00:00+00:00 | [9 empty] | AMEREN ILLINOIS | [23 empty] | J2762 | 2023-03-13T04:00:00+00:00 |  | DPP-2022 | Central | Phase 1 | Network Resource Interconnection Service (NRIS) | 200 | 200 | Not Started | 0 | 0 | 0 | 0
MISO |  |  |  | 2022-09-14T04:00:00+00:00 | Active |  | Solar/Battery |  |  |  | Hybrid | [16 empty] | Bolivar | MS |  |  | Cleveland/South- Steiner(CE) 115 KV | 2025-12-06T05:00:00+00:00 | [9 empty] | ENTERGY MISSISSIPPI, LLC. | [23 empty] | J2763 |  |  | DPP-2022 | South | Study Not Started | Network Resource Interconnection Service (NRIS) | 100 | 100 | Not Started | 0 | 0 | 0 | 0
MISO |  |  |  | 2022-09-15T04:00:00+00:00 | Active |  | Solar/Battery |  |  |  | Hybrid | [16 empty] | Craighead | AR |  |  | Jonesboro (APL) - Cash 161 KV" | 2025-12-06T05:00:00+00:00 | [9 empty] | ENTERGY ARKANSAS, LLC | [23 empty] | J2764 |  |  | DPP-2022 | South | Study Not Started | Network Resource Interconnection Service (NRIS) | 150 | 150 | Not Started | 0 | 0 | 0 | 0
MISO |  |  |  | 2022-09-15T04:00:00+00:00 | Active |  | Solar/Battery |  |  |  | Hybrid | [16 empty] | West Carroll | LA |  |  | Darnell 115 kV | 2025-12-06T05:00:00+00:00 | [9 empty] | ENTERGY LOUISIANA, LLC | [23 empty] | J2765 |  |  | DPP-2022 | South | Study Not Started | Network Resource Interconnection Service (NRIS) | 100 | 100 | Not Started | 0 | 0 | 0 | 0
MISO |  |  |  | 2023-08-21T04:00:00+00:00 | Active |  | Battery Storage |  |  |  | Battery Storage | [16 empty] | Howard | IN |  |  | Other_ | 2025-01-01T05:00:00+00:00 | [9 empty] | DUKE ENERGY INDIANA, LLC | [23 empty] | J2766 |  |  | DPP-2022 | Central | Phase 1 | Network Resource Interconnection Service (NRIS) | 400 | 400 | Not Started | 0 | 0 | 0 | 0
MISO |  |  |  | 2022-09-15T04:00:00+00:00 | Active |  | Photovoltaic |  |  |  | Solar | [16 empty] | Liberty | TX |  |  | Hightower - Rye 138kV | 2026-08-04T04:00:00+00:00 | [9 empty] | ENTERGY TEXAS, INC. | [23 empty] | J2767 |  |  | DPP-2022 | South | Study Not Started | Network Resource Interconnection Service (NRIS) | 200 | 200 | Not Started | 0 | 0 | 0 | 0
MISO |  |  |  | 2022-09-14T04:00:00+00:00 | Active |  | Photovoltaic |  |  |  | Solar | [16 empty] | Bolivar | MS |  |  | Shelby SS - Roundaway SS (CE) 115 kV Line | 2026-09-01T04:00:00+00:00 | [9 empty] | ENTERGY MISSISSIPPI, LLC. | [23 empty] | J2768 |  |  | DPP-2022 | South | Study Not Started | Network Resource Interconnection Service (NRIS) | 120 | 120 | Not Started | 0 | 0 | 0 | 0
MISO |  |  |  | 2022-09-14T04:00:00+00:00 | Active |  | Photovoltaic |  |  |  | Solar | [16 empty] | St. Helena | LA |  |  | Amite - Gillsburg Tap 115 kV | 2026-09-01T04:00:00+00:00 | [9 empty] | ENTERGY LOUISIANA, LLC | [23 empty] | J2769 |  |  | DPP-2022 | South | Study Not Started | Network Resource Interconnection Service (NRIS) | 200 | 200 | Not Started | 0 | 0 | 0 | 0
MISO |  |  |  | 2023-09-12T04:00:00+00:00 | Active |  | Photovoltaic |  |  |  | Solar | [16 empty] | Grant | LA |  |  | Colfax-Montgomery (EES) 230 kV Line | 2026-09-01T04:00:00+00:00 | [9 empty] | CLECO POWER LLC | [23 empty] | J2770 |  |  | DPP-2022 | South | Study Not Started | Network Resource Interconnection Service (NRIS) | 125 | 125 | Not Started | 0 | 0 | 0 | 0
MISO |  |  |  | 2022-09-15T04:00:00+00:00 | Active |  | Solar/Battery |  |  |  | Hybrid | [16 empty] | Coahoma | MS |  |  | 6CROSSROADS! (337100) - 6MOONLAKE% (337107) 230 kV | 2027-03-01T05:00:00+00:00 | [9 empty] | ENTERGY MISSISSIPPI, LLC. | [23 empty] | J2771 |  |  | DPP-2022 | South | Study Not Started | Network Resource Interconnection Service (NRIS) | 100 | 100 | Not Started | 0 | 0 | 0 | 0
MISO |  |  |  | 2022-09-15T04:00:00+00:00 | Active |  | Solar/Battery |  |  |  | Hybrid | [16 empty] | Mercer | ND |  |  | Coyote Switchyard 345 kV Substation | 2027-06-01T04:00:00+00:00 | [9 empty] | MONTANA-DAKOTA UTILITIES CO. | [23 empty] | J2772 |  |  | DPP-2022 | West | Phase 1 | Network Resource Interconnection Service (NRIS) | 200 | 200 | Not Started | 0 | 0 | 0 | 0
MISO |  |  |  | 2022-09-15T04:00:00+00:00 | Active |  | Solar/Battery |  |  |  | Hybrid | [16 empty] | Poinsett | AR |  |  | Newport - Fisher 161 kV Line | 2027-06-01T04:00:00+00:00 | [9 empty] | ENTERGY ARKANSAS, LLC | [23 empty] | J2773 |  |  | DPP-2022 | South |  | Network Resource Interconnection Service (NRIS) | 100 | 100 | Not Started | 0 | 0 | 0 | 0
MISO |  |  |  | 2022-09-14T04:00:00+00:00 | Active |  | Photovoltaic |  |  |  | Solar | [16 empty] | Ionia | MI |  |  | 69kV Portland - Tremaine | 2026-07-20T04:00:00+00:00 | [9 empty] | WOLVERINE POWER SUPPLY COOPERATIVE | [23 empty] | J2774 |  |  | DPP-2022 | East (ITC) | Study Not Started | Network Resource Interconnection Service (NRIS) | 200 | 200 | Not Started | 0 | 0 | 0 | 0
MISO |  |  |  | 2022-09-08T04:00:00+00:00 | Active |  | Battery Storage |  |  |  | Battery Storage | [16 empty] | White | IN |  |  | Other_ | 2025-01-01T05:00:00+00:00 | [9 empty] | DUKE ENERGY INDIANA, LLC | [23 empty] | J2775 |  |  | DPP-2022 | Central | Phase 1 | Network Resource Interconnection Service (NRIS) | 125 | 125 | Not Started | 0 | 0 | 0 | 0
MISO |  |  |  | 2022-09-07T04:00:00+00:00 | Withdrawn |  | Solar/Battery |  |  |  | Hybrid | [16 empty] | Fulton | IN |  |  | WINAMAC to BRUCE LAKE 69kV (Circuit ID 6913) NIPSCO AREA | 2025-01-01T05:00:00+00:00 | [9 empty] | NORTHERN INDIANA PUBLIC SERVICE COMPANY LLC | [23 empty] | J2776 | 2023-03-22T04:00:00+00:00 |  | DPP-2022 | Central | Phase 1 | Network Resource Interconnection Service (NRIS) | 10 | 10 | Not Started | 0 | 0 | 0 | 0
MISO |  |  |  | 2022-09-07T04:00:00+00:00 | Withdrawn |  | Solar/Battery |  |  |  | Hybrid | [16 empty] | Madison | IN |  |  | Cadiz Lapel Brockway Glass 69kV | 2025-01-01T05:00:00+00:00 | [9 empty] | DUKE ENERGY INDIANA, LLC | [23 empty] | J2777 | 2023-03-22T04:00:00+00:00 |  | DPP-2022 | Central | Phase 1 | Network Resource Interconnection Service (NRIS) | 35 | 35 | Not Started | 0 | 0 | 0 | 0
MISO |  |  |  | 2022-09-07T04:00:00+00:00 | Active |  | Solar/Battery |  |  |  | Hybrid | [16 empty] | Miami | IN |  |  | Deedsville North Manchester Switching Sta 69kV (Circuit Number 6974). | 2025-01-01T05:00:00+00:00 | [9 empty] | DUKE ENERGY INDIANA, LLC | [23 empty] | J2778 |  |  | DPP-2022 | Central | Phase 1 | Network Resource Interconnection Service (NRIS) | 15 | 15 | Not Started | 0 | 0 | 0 | 0
MISO |  |  |  | 2022-09-08T04:00:00+00:00 | Active |  | Solar/Battery |  |  |  | Hybrid | [16 empty] | Clinton | IN |  |  | Lafayette to Middlefork 69kV Line (Circuit 6909) | 2025-01-01T05:00:00+00:00 | [9 empty] | DUKE ENERGY INDIANA, LLC | [23 empty] | J2779 |  |  | DPP-2022 | Central | Phase 1 | Network Resource Interconnection Service (NRIS) | 40 | 40 | Not Started | 0 | 0 | 0 | 0
MISO |  |  |  | 2023-10-05T04:00:00+00:00 | Active |  | Solar/Battery |  |  |  | Hybrid | [16 empty] | Pulaski | IN |  |  | STARKE (Actual POI is on ASPHALTUM to MEDARYVILLE 69kV Circuit 6919 an appendix G facility) | 2025-01-01T05:00:00+00:00 | [9 empty] | NORTHERN INDIANA PUBLIC SERVICE COMPANY LLC | [23 empty] | J2780 |  |  | DPP-2022 | Central | Phase 1 | Network Resource Interconnection Service (NRIS) | 33 | 33 | Not Started | 0 | 0 | 0 | 0
MISO |  |  |  | 2022-09-07T04:00:00+00:00 | Active |  | Solar/Battery |  |  |  | Hybrid | [16 empty] | Jasper | IN |  |  | MONTICELLO 69kV (acutal POI is at the MILROY 69kV Substation on Circuit 6918 an appendix G Facility) | 2025-01-01T05:00:00+00:00 | [9 empty] | NORTHERN INDIANA PUBLIC SERVICE COMPANY LLC | [23 empty] | J2781 |  |  | DPP-2022 | Central | Phase 1 | Network Resource Interconnection Service (NRIS) | 35 | 35 | Not Started | 0 | 0 | 0 | 0
MISO |  |  |  | 2022-09-07T04:00:00+00:00 | Active |  | Solar/Battery |  |  |  | Hybrid | [16 empty] | Newton | IN |  |  | KENTLAND-MOROCCO 69kV | 2025-01-01T05:00:00+00:00 | [9 empty] | NORTHERN INDIANA PUBLIC SERVICE COMPANY LLC | [23 empty] | J2782 |  |  | DPP-2022 | Central | Phase 1 | Network Resource Interconnection Service (NRIS) | 38 | 38 | Not Started | 0 | 0 | 0 | 0
MISO |  |  |  | 2022-09-07T04:00:00+00:00 | Active |  | Solar/Battery |  |  |  | Hybrid | [16 empty] | White | IN |  |  | Monticello 69kV (Acutal POI is a tap on GUERNSEY - Monon Circuit 6907 an appendix G facility) | 2025-01-01T05:00:00+00:00 | [9 empty] | NORTHERN INDIANA PUBLIC SERVICE COMPANY LLC | [23 empty] | J2783 |  |  | DPP-2022 | Central | Phase 1 | Network Resource Interconnection Service (NRIS) | 33 | 33 | Not Started | 0 | 0 | 0 | 0
MISO |  |  |  | 2022-09-15T04:00:00+00:00 | Active |  | Wind Turbine |  |  |  | Wind | [16 empty] | Sangamon | IL |  |  | Turner 345kv Substation | 2026-07-20T04:00:00+00:00 | [9 empty] | AMEREN TRANSMISSION COMPANY OF ILLINOIS | [23 empty] | J2784 |  |  | DPP-2022 | Central | Phase 1 | Network Resource Interconnection Service (NRIS) | 200 | 200 | Not Started | 0 | 0 | 0 | 0
MISO |  |  |  | 2022-09-15T04:00:00+00:00 | Active |  | Photovoltaic |  |  |  | Solar | [16 empty] | Calhoun | AR |  |  | El Dorado - Sheridan 500 kV | 2026-09-15T04:00:00+00:00 | [9 empty] | ENTERGY ARKANSAS, LLC | [23 empty] | J2785 |  |  | DPP-2022 | South | Study Not Started | Network Resource Interconnection Service (NRIS) | 500 | 500 | Not Started | 0 | 0 | 0 | 0
MISO |  |  |  | 2022-09-15T04:00:00+00:00 | Active |  | Solar/Battery |  |  |  | Hybrid | [16 empty] | Allegan | MI |  |  | Argenta - Tallmadge 345 kV | 2024-07-01T04:00:00+00:00 | [9 empty] | METC | [23 empty] | J2786 |  |  | DPP-2022 | East (ITC) | Study Not Started | Network Resource Interconnection Service (NRIS) | 189.25 | 189.25 | Not Started | 0 | 0 | 0 | 0
MISO |  |  |  | 2022-09-15T04:00:00+00:00 | Withdrawn |  | Photovoltaic |  |  |  | Solar | [16 empty] | Lee | AR |  |  | BRINKLEY EAST-AECC AUBREY 230kV | 2025-06-30T04:00:00+00:00 | [9 empty] | ENTERGY ARKANSAS, LLC | [23 empty] | J2787 | 2023-03-27T04:00:00+00:00 |  | DPP-2022 | South | Study Not Started | Network Resource Interconnection Service (NRIS) | 200 | 200 | Not Started | 0 | 0 | 0 | 0
MISO |  |  |  | 2022-09-14T04:00:00+00:00 | Active |  | Battery Storage |  |  |  | Battery Storage | [16 empty] | Wayne | MI |  |  | Dayton 120kV Substation | 2025-08-07T04:00:00+00:00 | [9 empty] | ITC | [23 empty] | J2788 |  |  | DPP-2022 | East (ITC) | Study Not Started | Network Resource Interconnection Service (NRIS) | 100 | 100 | Not Started | 0 | 0 | 0 | 0
MISO |  |  |  | 2022-09-14T04:00:00+00:00 | Withdrawn |  | Battery Storage |  |  |  | Battery Storage | [16 empty] | Jasper | IL |  |  | 4NEWTON-4ROBNSNAM 138kV | 2025-11-05T05:00:00+00:00 | [9 empty] | AMEREN ILLINOIS | [23 empty] | J2789 | 2023-03-08T05:00:00+00:00 |  | DPP-2022 | Central | Phase 1 | Network Resource Interconnection Service (NRIS) | 250 | 250 | Not Started | 0 | 0 | 0 | 0
MISO |  |  |  | 2022-09-14T04:00:00+00:00 | Withdrawn |  | Battery Storage |  |  |  | Battery Storage | [16 empty] | Christian | IL |  |  | 7Pana-7Austin 345kV | 2026-02-05T05:00:00+00:00 | [9 empty] | AMEREN TRANSMISSION COMPANY OF ILLINOIS | [23 empty] | J2790 | 2023-03-13T04:00:00+00:00 |  | DPP-2022 | Central | Phase 1 | Network Resource Interconnection Service (NRIS) | 300 | 300 | Not Started | 0 | 0 | 0 | 0
MISO |  |  |  | 2022-09-13T04:00:00+00:00 | Active |  | Combustion Turbine (Simple Cycle) |  |  |  | Gas | [16 empty] | Lafayette | LA |  |  | Doc Bonin 69kV | 2027-05-01T04:00:00+00:00 | [9 empty] | LAFAYETTE UTILITIES SYSTEM | [23 empty] | J2791 |  |  | DPP-2022 | South | Study Not Started | Network Resource Interconnection Service (NRIS) | 219.79 | 262.71 | Not Started | 0 | 0 | 0 | 0
MISO |  |  |  | 2022-08-31T04:00:00+00:00 | Withdrawn |  | Photovoltaic |  |  |  | Solar | [16 empty] | Concordia | LA |  |  | Persimmon Mill--Red Gum 115kV Line | 2026-09-01T04:00:00+00:00 | [9 empty] | ENTERGY LOUISIANA, LLC | [23 empty] | J2792 | 2023-03-24T04:00:00+00:00 |  | DPP-2022 | South | Study Not Started | Network Resource Interconnection Service (NRIS) | 150 | 150 | Not Started | 0 | 0 | 0 | 0
MISO |  |  |  | 2022-09-14T04:00:00+00:00 | Active |  | Photovoltaic |  |  |  | Solar | [16 empty] | Saline | IL |  |  | Muddy 138 kV Substation | 2026-06-30T04:00:00+00:00 | [9 empty] | AMEREN ILLINOIS | [23 empty] | J2793 |  |  | DPP-2022 | Central | Phase 1 | Network Resource Interconnection Service (NRIS) | 250 | 250 | Not Started | 0 | 0 | 0 | 0
MISO |  |  |  | 2022-08-23T04:00:00+00:00 | Active |  | Photovoltaic |  |  |  | Solar | [16 empty] | Fayette | IL |  |  | A Tap on Kinmundy-Otego 138kv line | 2027-12-27T05:00:00+00:00 | [9 empty] | AMEREN ILLINOIS | [23 empty] | J2794 |  |  | DPP-2022 | Central | Phase 1 | Energy Resource Interconnection Service (ERIS) | 90 | 90 | Not Started | 0 | 0 | 0 | 0
MISO |  |  |  | 2022-09-15T04:00:00+00:00 | Active |  | Photovoltaic |  |  |  | Solar | [16 empty] | Union | LA |  |  | DOWNSVILLE | 2025-09-30T04:00:00+00:00 | [9 empty] | ENTERGY LOUISIANA, LLC | [23 empty] | J2795 |  |  | DPP-2022 | South | Study Not Started | Network Resource Interconnection Service (NRIS) | 100 | 100 | Not Started | 0 | 0 | 0 | 0
MISO |  |  |  | 2022-09-15T04:00:00+00:00 | Active |  | Photovoltaic |  |  |  | Solar | [16 empty] | Jackson | AR |  |  | Newport Ab-Cash 161kV | 2026-10-01T04:00:00+00:00 | [9 empty] | ENTERGY ARKANSAS, LLC | [23 empty] | J2796 |  |  | DPP-2022 | South | Study Not Started | Network Resource Interconnection Service (NRIS) | 250 | 250 | Not Started | 0 | 0 | 0 | 0
MISO |  |  |  | 2022-09-15T04:00:00+00:00 | Active |  | Solar/Battery |  |  |  | Hybrid | [16 empty] | White | IL |  |  | 7NORRIS 345kV | 2026-09-15T04:00:00+00:00 | [9 empty] | AMEREN ILLINOIS | [23 empty] | J2797 |  |  | DPP-2022 | Central | Phase 1 | Network Resource Interconnection Service (NRIS) | 150 | 150 | Not Started | 0 | 0 | 0 | 0
MISO |  |  |  | 2022-09-15T04:00:00+00:00 | Withdrawn |  | Photovoltaic |  |  |  | Solar | [16 empty] | White | IN |  |  | E. Winamac - Monticello 138 kV line | 2026-08-15T04:00:00+00:00 | [9 empty] | NORTHERN INDIANA PUBLIC SERVICE COMPANY LLC | [23 empty] | J2798 | 2023-03-24T04:00:00+00:00 |  | DPP-2022 | Central | Phase 1 | Network Resource Interconnection Service (NRIS) | 250 | 250 | Not Started | 0 | 0 | 0 | 0
MISO |  |  |  | 2022-09-14T04:00:00+00:00 | Active |  | Battery Storage |  |  |  | Battery Storage | [16 empty] | Van Buren | MI |  |  | Argenta-Palisades 345 kV | [10 empty] | METC | [23 empty] | J2799 |  |  | DPP-2022 | East (ITC) | Study Not Started | Network Resource Interconnection Service (NRIS) | 200 | 200 | Not Started | 0 | 0 | 0 | 0
MISO |  |  |  | 2022-09-15T04:00:00+00:00 | Active |  | Photovoltaic |  |  |  | Solar | [16 empty] | Columbia | AR |  |  | EL DORADO EHV - SAREPTA 345/115KV SW STA 345kV | 2028-09-29T04:00:00+00:00 | [9 empty] | ENTERGY ARKANSAS, LLC | [23 empty] | J2800 |  |  | DPP-2022 | South | Study Not Started | Network Resource Interconnection Service (NRIS) | 200 | 200 | Not Started | 0 | 0 | 0 | 0
MISO |  |  |  | 2023-09-11T04:00:00+00:00 | Active |  | Photovoltaic |  |  |  | Solar | [16 empty] | Woodruff | AR |  |  | AECC Hunter North-McCrory 161 kV | 2026-09-01T04:00:00+00:00 | [9 empty] | ENTERGY ARKANSAS, LLC | [23 empty] | J2801 |  |  | DPP-2022 | South | Study Not Started | Network Resource Interconnection Service (NRIS) | 130 | 130 | Not Started | 0 | 0 | 0 | 0
MISO |  |  |  | 2022-09-15T04:00:00+00:00 | Withdrawn |  | Photovoltaic |  |  |  | Solar | [16 empty] | Beauregard | LA |  |  | Singer J1424 to Penton 230 kV line | 2025-10-31T04:00:00+00:00 | [9 empty] | CLECO POWER LLC | [23 empty] | J2802 | 2023-04-06T04:00:00+00:00 |  | DPP-2022 | South | Study Not Started | Network Resource Interconnection Service (NRIS) | 100 | 100 | Not Started | 0 | 0 | 0 | 0
MISO |  |  |  | 2022-09-14T04:00:00+00:00 | Active |  | Solar/Battery |  |  |  | Hybrid | [16 empty] | Carroll | MS |  |  | Winona (3WINONA! 337060) - Carrollton (3CARROLLTON+ 337056) 115 kV | 2027-03-01T05:00:00+00:00 | [9 empty] | ENTERGY MISSISSIPPI, LLC. | [23 empty] | J2803 |  |  | DPP-2022 | South | Study Not Started | Network Resource Interconnection Service (NRIS) | 150 | 150 | Not Started | 0 | 0 | 0 | 0
MISO |  |  |  | 2022-09-15T04:00:00+00:00 | Active |  | Solar/Battery |  |  |  | Hybrid | [16 empty] | West Carroll | LA |  |  | Oak Grove - Galion 115kV Tap | 2017-06-01T04:00:00+00:00 | [9 empty] | ENTERGY LOUISIANA, LLC | [23 empty] | J2804 |  |  | DPP-2022 | South | Study Not Started | Network Resource Interconnection Service (NRIS) | 100 | 100 | Not Started | 0 | 0 | 0 | 0
MISO |  |  |  | 2022-09-13T04:00:00+00:00 | Active |  | Photovoltaic |  |  |  | Solar | [16 empty] | Fountain | IN |  |  | VEEDERSBURG WEST 230 Substation | 2026-09-01T04:00:00+00:00 | [9 empty] | DUKE ENERGY INDIANA, LLC | [23 empty] | J2805 |  |  | DPP-2022 | Central | Phase 1 | Network Resource Interconnection Service (NRIS) | 200 | 200 | Not Started | 0 | 0 | 0 | 0
MISO |  |  |  | 2022-09-13T04:00:00+00:00 | Active |  | Photovoltaic |  |  |  | Solar | [16 empty] | Warren | MO |  |  | Warrenton 161kV Substation | 2026-09-01T04:00:00+00:00 | [9 empty] | AMEREN MISSOURI | [23 empty] | J2806 |  |  | DPP-2022 | Central | Phase 1 | Network Resource Interconnection Service (NRIS) | 200 | 200 | Not Started | 0 | 0 | 0 | 0
MISO |  |  |  | 2022-09-14T04:00:00+00:00 | Withdrawn |  | Photovoltaic |  |  |  | Solar | [16 empty] | Ingham | MI |  |  | DELHI to TOMPKINS 138kV | 2026-09-01T04:00:00+00:00 | [9 empty] | METC | [23 empty] | J2807 | 2023-03-24T04:00:00+00:00 |  | DPP-2022 | East (ITC) | Study Not Started | Network Resource Interconnection Service (NRIS) | 100 | 100 | Not Started | 0 | 0 | 0 | 0
MISO |  |  |  | 2022-09-14T04:00:00+00:00 | Active |  | Photovoltaic |  |  |  | Solar | [16 empty] | Fayette | IL |  |  | Ramsey East 138 sub (co-located with Dressor and Switchgrass) | 2026-09-01T04:00:00+00:00 | [9 empty] | AMEREN ILLINOIS | [23 empty] | J2808 |  |  | DPP-2022 | Central | Phase 1 | Network Resource Interconnection Service (NRIS) | 100 | 100 | Not Started | 0 | 0 | 0 | 0
MISO |  |  |  | 2022-09-14T04:00:00+00:00 | Active |  | Photovoltaic |  |  |  | Solar | [16 empty] | Iroquois | IL |  |  | 4GILMAN - 4PAXTON E 138 kV | 2026-09-01T04:00:00+00:00 | [9 empty] | AMEREN ILLINOIS | [23 empty] | J2809 |  |  | DPP-2022 | Central | Phase 1 | Network Resource Interconnection Service (NRIS) | 133 | 133 | Not Started | 0 | 0 | 0 | 0
MISO |  |  |  | 2022-09-14T04:00:00+00:00 | Withdrawn |  | Battery Storage |  |  |  | Battery Storage | [16 empty] | Cerro Gordo | IA |  |  | Killdeer 345/161 sub (Emery station 161 outlet) | 2026-09-01T04:00:00+00:00 | [9 empty] | ITC MIDWEST | [23 empty] | J2810 | 2023-03-24T04:00:00+00:00 |  | DPP-2022 | West | Phase 1 | Network Resource Interconnection Service (NRIS) | 100 | 100 | Not Started | 0 | 0 | 0 | 0
MISO |  |  |  | 2022-09-14T04:00:00+00:00 | Active |  | Photovoltaic |  |  |  | Solar | [16 empty] | Cerro Gordo | IA |  |  | Killdeer 345kV | 2026-09-01T04:00:00+00:00 | [9 empty] | ITC MIDWEST | [23 empty] | J2811 |  |  | DPP-2022 | West | Phase 1 | Network Resource Interconnection Service (NRIS) | 250 | 250 | Not Started | 0 | 0 | 0 | 0
MISO |  |  |  | 2022-09-14T04:00:00+00:00 | Active |  | Photovoltaic |  |  |  | Solar | [16 empty] | Hillsdale | MI |  |  | Moore Road 138kV Sub | 2026-09-01T04:00:00+00:00 | [9 empty] | METC | [23 empty] | J2812 |  |  | DPP-2022 | East (ITC) | Study Not Started | Network Resource Interconnection Service (NRIS) | 150 | 150 | Not Started | 0 | 0 | 0 | 0
MISO |  |  |  | 2022-09-13T04:00:00+00:00 | Withdrawn |  | Photovoltaic |  |  |  | Solar | [16 empty] | Saginaw | MI |  |  | Slate Goss 345 KV Line | 2027-02-15T05:00:00+00:00 | [9 empty] | METC | [23 empty] | J2813 | 2023-03-24T04:00:00+00:00 |  | DPP-2022 | East (ITC) | Study Not Started | Network Resource Interconnection Service (NRIS) | 195 | 195 | Not Started | 0 | 0 | 0 | 0
MISO |  |  |  | 2022-09-07T04:00:00+00:00 | Active |  | Photovoltaic |  |  |  | Solar | [16 empty] | Kalamazoo | MI |  |  | Argenta Morrow 138 kV | 2026-02-15T05:00:00+00:00 | [9 empty] | METC | [23 empty] | J2814 |  |  | DPP-2022 | East (ITC) | Phase 1 | Network Resource Interconnection Service (NRIS) | 220 | 220 | Not Started | 0 | 0 | 0 | 0
MISO |  |  |  | 2022-08-30T04:00:00+00:00 | Active |  | Photovoltaic |  |  |  | Solar | [16 empty] | Barry | MI |  |  | Argenta - Verona 138kV Line | 2025-02-15T05:00:00+00:00 | [9 empty] | METC | [23 empty] | J2815 |  |  | DPP-2022 | East (ITC) | Phase 1 | Network Resource Interconnection Service (NRIS) | 140 | 140 | Not Started | 0 | 0 | 0 | 0
MISO |  |  |  | 2022-09-08T04:00:00+00:00 | Active |  | Photovoltaic |  |  |  | Solar | [16 empty] | Ouachita | LA |  |  | Rilla (Endpoint A) - Riverton (Endpoint B) | 2025-03-31T04:00:00+00:00 | [9 empty] | ENTERGY LOUISIANA, LLC | [23 empty] | J2816 |  |  | DPP-2022 | South | Study Not Started | Network Resource Interconnection Service (NRIS) | 100 | 100 | Not Started | 0 | 0 | 0 | 0
MISO |  |  |  | 2022-09-09T04:00:00+00:00 | Active |  | Photovoltaic |  |  |  | Solar | [16 empty] | Liberty | TX |  |  | Batiste Creek 230kV Substation | 2024-09-30T04:00:00+00:00 | [9 empty] | EAST TEXAS ELECTRIC COOPERATIVE, INC. | [23 empty] | J2817 |  |  | DPP-2022 | South | Study Not Started | Network Resource Interconnection Service (NRIS) | 120 | 120 | Not Started | 0 | 0 | 0 | 0
MISO |  |  |  | 2022-09-08T04:00:00+00:00 | Active |  | Solar/Battery |  |  |  | Hybrid | [16 empty] | Ouachita | AR |  |  | AECC CAMDEN SOUTH - STEPHENS 115kV | 2025-03-01T05:00:00+00:00 | [9 empty] | ENTERGY ARKANSAS, LLC | [23 empty] | J2818 |  |  | DPP-2022 | South | Study Not Started | Network Resource Interconnection Service (NRIS) | 130 | 130 | Not Started | 0 | 0 | 0 | 0
MISO |  |  |  | 2022-09-07T04:00:00+00:00 | Active |  | Solar/Battery |  |  |  | Hybrid | [16 empty] | Red River | LA |  |  | Carroll (CLECO) - Ringgold 138 kV | 2025-02-01T05:00:00+00:00 | [9 empty] | ENTERGY LOUISIANA, LLC | [23 empty] | J2819 |  |  | DPP-2022 | South | Study Not Started | Network Resource Interconnection Service (NRIS) | 80 | 80 | Not Started | 0 | 0 | 0 | 0
MISO |  |  |  | 2022-09-08T04:00:00+00:00 | Active |  | Solar/Battery |  |  |  | Hybrid | [16 empty] | Daviess | KY |  |  | Bon Harbor Tap-Stanley Tap 69kv | 2025-03-01T05:00:00+00:00 | [9 empty] | BIG RIVERS ELECTRIC CORPORATION | [23 empty] | J2820 |  |  | DPP-2022 | Central | Phase 1 | Network Resource Interconnection Service (NRIS) | 35 | 35 | Not Started | 0 | 0 | 0 | 0
MISO |  |  |  | 2022-09-08T04:00:00+00:00 | Active |  | Solar/Battery |  |  |  | Hybrid | [16 empty] | Crittenden | KY |  |  | Sullivan - Marion Jct 69 kV | 2025-03-01T05:00:00+00:00 | [9 empty] | BIG RIVERS ELECTRIC CORPORATION | [23 empty] | J2821 |  |  | DPP-2022 | Central | Phase 1 | Network Resource Interconnection Service (NRIS) | 30 | 30 | Not Started | 0 | 0 | 0 | 0
MISO |  |  |  | 2022-09-08T04:00:00+00:00 | Active |  | Battery Storage |  |  |  | Battery Storage | [16 empty] | Van Buren | MI |  |  | Palisades - Vergennes 345 kV | 2025-03-01T05:00:00+00:00 | [9 empty] | MICHIGAN PUBLIC POWER AGENCY | [23 empty] | J2822 |  |  | DPP-2022 | East (ITC) | Study Not Started | Network Resource Interconnection Service (NRIS) | 250 | 250 | Not Started | 0 | 0 | 0 | 0
MISO |  |  |  | 2022-09-09T04:00:00+00:00 | Active |  | Battery Storage |  |  |  | Battery Storage | [16 empty] | Jefferson | IN |  |  | Madison West 138kV Substation | 2025-03-01T05:00:00+00:00 | [9 empty] | DUKE ENERGY INDIANA, LLC | [23 empty] | J2823 |  |  | DPP-2022 | Central | Phase 1 | Network Resource Interconnection Service (NRIS) | 200 | 200 | Not Started | 0 | 0 | 0 | 0
MISO |  |  |  | 2022-09-12T04:00:00+00:00 | Active |  | Solar/Battery |  |  |  | Hybrid | [16 empty] | Yazoo | MS |  |  | Picken - Midway SS (CE) 115 kV | 2025-03-01T05:00:00+00:00 | [9 empty] | ENTERGY MISSISSIPPI, LLC. | [23 empty] | J2824 |  |  | DPP-2022 | South | Study Not Started | Network Resource Interconnection Service (NRIS) | 70 | 70 | Not Started | 0 | 0 | 0 | 0
MISO |  |  |  | 2022-09-13T04:00:00+00:00 | Active |  | Solar/Battery |  |  |  | Hybrid | [16 empty] | Panola | MS |  |  | COMO - CRENSHAW 115kV | 2025-03-01T05:00:00+00:00 | [9 empty] | ENTERGY MISSISSIPPI, LLC. | [23 empty] | J2825 |  |  | DPP-2022 | South | Study Not Started | Network Resource Interconnection Service (NRIS) | 100 | 100 | Not Started | 0 | 0 | 0 | 0
MISO |  |  |  | 2022-09-15T04:00:00+00:00 | Active |  | Solar/Battery |  |  |  | Hybrid | [16 empty] | Greene | IN |  |  | Worthington (07WORTH) - Sandborn Primary (07SAND61) 161kV | 2027-06-01T04:00:00+00:00 | [9 empty] | HOOSIER ENERGY | [23 empty] | J2826 |  |  | DPP-2022 | Central | Phase 1 | Network Resource Interconnection Service (NRIS) | 200 | 200 | Not Started | 0 | 0 | 0 | 0
MISO |  |  |  | 2022-09-13T04:00:00+00:00 | Active |  | Solar/Battery |  |  |  | Hybrid | [16 empty] | Hinds | MS |  |  | Norrell 230kV Substation | 2025-03-01T05:00:00+00:00 | [9 empty] | ENTERGY MISSISSIPPI, LLC. | [23 empty] | J2827 |  |  | DPP-2022 | South | Study Not Started | Network Resource Interconnection Service (NRIS) | 200 | 200 | Not Started | 0 | 0 | 0 | 0
MISO |  |  |  | 2022-09-15T04:00:00+00:00 | Active |  | Solar/Battery |  |  |  | Hybrid | [16 empty] | Pulaski | AR |  |  | L.R. 145th St - Wrightsville 115kV | 2025-03-01T05:00:00+00:00 | [9 empty] | ENTERGY ARKANSAS, LLC | [23 empty] | J2828 |  |  | DPP-2022 | South | Study Not Started | Network Resource Interconnection Service (NRIS) | 50 | 50 | Not Started | 0 | 0 | 0 | 0
MISO |  |  |  | 2022-09-15T04:00:00+00:00 | Active |  | Solar/Battery |  |  |  | Hybrid | [16 empty] | Scott | IN |  |  | Scottsburg - Speed 69kV | 2025-03-01T05:00:00+00:00 | [9 empty] | DUKE ENERGY INDIANA, LLC | [23 empty] | J2829 |  |  | DPP-2022 | Central | Phase 1 | Network Resource Interconnection Service (NRIS) | 30 | 30 | Not Started | 0 | 0 | 0 | 0
MISO |  |  |  | 2022-09-13T04:00:00+00:00 | Active |  | Solar/Battery |  |  |  | Hybrid | [16 empty] | Jennings | IN |  |  | Brewersville - Dabney 69kV | 2025-03-01T05:00:00+00:00 | [9 empty] | HOOSIER ENERGY | [23 empty] | J2830 |  |  | DPP-2022 | Central | Phase 1 | Network Resource Interconnection Service (NRIS) | 50 | 50 | Not Started | 0 | 0 | 0 | 0
MISO |  |  |  | 2022-09-15T04:00:00+00:00 | Active |  | Hydroelectric |  |  |  | Hydro | [16 empty] | Natchitoches | LA |  |  | Colfax-Rodemacher 230 kV | 2027-04-01T04:00:00+00:00 | [9 empty] | CLECO POWER LLC | [23 empty] | J2831 |  |  | DPP-2022 | South | Study Not Started | Network Resource Interconnection Service (NRIS) | 36 | 36 | Not Started | 0 | 0 | 0 | 0
MISO |  |  |  | 2022-09-14T04:00:00+00:00 | Active |  | Solar/Battery |  |  |  | Hybrid | [16 empty] | East Carroll | LA |  |  | Darnell - Tallulah 115 kV | 2025-03-01T05:00:00+00:00 | [9 empty] | ENTERGY LOUISIANA, LLC | [23 empty] | J2832 |  |  | DPP-2022 | South | Study Not Started | Network Resource Interconnection Service (NRIS) | 110 | 110 | Not Started | 0 | 0 | 0 | 0
MISO |  |  |  | 2022-09-12T04:00:00+00:00 | Active |  | Solar/Battery |  |  |  | Hybrid | [16 empty] | Wood | WI |  |  | Sigel - Auburndale Tap (Y-107) 69kV | 2025-03-01T05:00:00+00:00 | [9 empty] | AMERICAN TRANSMISSION COMPANY | [23 empty] | J2833 |  |  | DPP-2022 | East (ATC) | Study Not Started | Network Resource Interconnection Service (NRIS) | 40 | 40 | Not Started | 0 | 0 | 0 | 0
MISO |  |  |  | 2022-09-14T04:00:00+00:00 | Active |  | Solar/Battery |  |  |  | Hybrid | [16 empty] | Fond du Lac | WI |  |  | South Fond du Lac - North Fond du Lac 69kV | 2025-03-01T05:00:00+00:00 | [9 empty] | AMERICAN TRANSMISSION COMPANY | [23 empty] | J2834 |  |  | DPP-2022 | East (ATC) | Study Not Started | Network Resource Interconnection Service (NRIS) | 50 | 50 | Not Started | 0 | 0 | 0 | 0
MISO |  |  |  | 2022-09-13T04:00:00+00:00 | Active |  | Solar/Battery |  |  |  | Hybrid | [16 empty] | Jefferson | IN |  |  | Madison - Scottsburg 138kV | 2025-03-01T05:00:00+00:00 | [9 empty] | DUKE ENERGY INDIANA, LLC | [23 empty] | J2835 |  |  | DPP-2022 | Central | Phase 1 | Network Resource Interconnection Service (NRIS) | 50 | 50 | Not Started | 0 | 0 | 0 | 0
MISO |  |  |  | 2022-09-12T04:00:00+00:00 | Active |  | Solar/Battery |  |  |  | Hybrid | [16 empty] | Livingston | KY |  |  | Burna Tap-Burna 69kv | 2025-03-01T05:00:00+00:00 | [9 empty] | BIG RIVERS ELECTRIC CORPORATION | [23 empty] | J2836 |  |  | DPP-2022 | Central | Phase 1 | Network Resource Interconnection Service (NRIS) | 45 | 45 | Not Started | 0 | 0 | 0 | 0
MISO |  |  |  | 2022-09-13T04:00:00+00:00 | Active |  | Solar/Battery |  |  |  | Hybrid | [16 empty] | Jennings | IN |  |  | North Vernon - Madison 138 kV | 2025-03-01T05:00:00+00:00 | [9 empty] | DUKE ENERGY INDIANA, LLC | [23 empty] | J2837 |  |  | DPP-2022 | Central | Phase 1 | Network Resource Interconnection Service (NRIS) | 50 | 50 | Not Started | 0 | 0 | 0 | 0
MISO |  |  |  | 2022-09-15T04:00:00+00:00 | Active |  | Solar/Battery |  |  |  | Hybrid | [16 empty] | Richland | LA |  |  | Dunn - Oak Ridge (LA) 115kV | 2025-03-01T05:00:00+00:00 | [9 empty] | ENTERGY LOUISIANA, LLC | [23 empty] | J2838 |  |  | DPP-2022 | South | Study Not Started | Network Resource Interconnection Service (NRIS) | 150 | 150 | Not Started | 0 | 0 | 0 | 0
MISO |  |  |  | 2022-09-15T04:00:00+00:00 | Active |  | Photovoltaic |  |  |  | Solar | [16 empty] | Ascension | LA |  |  | Donaldsonville to Evergreen 230 kV line | 2025-10-15T04:00:00+00:00 | [9 empty] | ENTERGY LOUISIANA, LLC | [23 empty] | J2839 |  |  | DPP-2022 | South | Study Not Started | Network Resource Interconnection Service (NRIS) | 200 | 200 | Not Started | 0 | 0 | 0 | 0
MISO |  |  |  | 2022-09-15T04:00:00+00:00 | Active |  | Battery Storage |  |  |  | Battery Storage | [16 empty] | Olmsted | MN |  |  | Byron 161 kV | 2025-09-30T04:00:00+00:00 | [9 empty] | SOUTHERN MINNESOTA MUNICIPAL POWER AGENCY | [23 empty] | J2840 |  |  | DPP-2022 | West | Phase 1 | Network Resource Interconnection Service (NRIS) | 200 | 200 | Not Started | 0 | 0 | 0 | 0
MISO |  |  |  | 2022-09-15T04:00:00+00:00 | Active |  | Wind Turbine |  |  |  | Wind | [16 empty] | Independence | AR |  |  | Independent - Holland Bottom 500kV | 2025-10-01T04:00:00+00:00 | [9 empty] | ENTERGY ARKANSAS, LLC | [23 empty] | J2841 |  |  | DPP-2022 | South | Study Not Started | Network Resource Interconnection Service (NRIS) | 500 | 500 | Not Started | 0 | 0 | 0 | 0
MISO |  |  |  | 2022-09-15T04:00:00+00:00 | Withdrawn |  | Battery Storage |  |  |  | Battery Storage | [16 empty] | Mason | IL |  |  | Mason 138kV | 2025-10-01T04:00:00+00:00 | [9 empty] | AMEREN ILLINOIS | [23 empty] | J2842 | 2023-03-24T04:00:00+00:00 |  | DPP-2022 | Central | Phase 1 | Network Resource Interconnection Service (NRIS) | 200 | 200 | Not Started | 0 | 0 | 0 | 0
MISO |  |  |  | 2022-09-15T04:00:00+00:00 | Active |  | Wind Turbine |  |  |  | Wind | [16 empty] | Hendricks | IN |  |  | Qualitech 345kV - Amo 345kV | 2025-10-01T04:00:00+00:00 | [9 empty] | DUKE ENERGY INDIANA, LLC | [23 empty] | J2843 |  |  | DPP-2022 | Central | Phase 1 | Network Resource Interconnection Service (NRIS) | 110 | 110 | Not Started | 0 | 0 | 0 | 0
MISO |  |  |  | 2022-09-14T04:00:00+00:00 | Active |  | Battery Storage |  |  |  | Battery Storage | [16 empty] | Henderson | KY |  |  | AB Brown 345 - Reid EHV (BREC Terminal) | 2025-10-01T04:00:00+00:00 | [9 empty] | Southern Indiana Gas & Electric Company d/b/a Centerpoint Energy Indiana South | [23 empty] | J2844 |  |  | DPP-2022 | Central | Phase 1 | Network Resource Interconnection Service (NRIS) | 200 | 200 | Not Started | 0 | 0 | 0 | 0
MISO |  |  |  | 2022-09-15T04:00:00+00:00 | Active |  | Photovoltaic |  |  |  | Solar | [16 empty] | Freeborn | MN |  |  | Hayward - Adams 161kV line | 2025-10-15T04:00:00+00:00 | [9 empty] | ITC MIDWEST | [23 empty] | J2845 |  |  | DPP-2022 | West | Phase 1 | Network Resource Interconnection Service (NRIS) | 200 | 200 | Not Started | 0 | 0 | 0 | 0
MISO |  |  |  | 2022-09-15T04:00:00+00:00 | Active |  | Photovoltaic |  |  |  | Solar | [16 empty] | Pulaski | IN |  |  | Reynolds--Burr Oak 345kV line | 2025-12-01T05:00:00+00:00 | [9 empty] | NORTHERN INDIANA PUBLIC SERVICE COMPANY LLC | [23 empty] | J2846 |  |  | DPP-2022 | Central | Phase 1 | Network Resource Interconnection Service (NRIS) | 700 | 700 | Not Started | 0 | 0 | 0 | 0
MISO |  |  |  | 2022-09-15T04:00:00+00:00 | Active |  | Photovoltaic |  |  |  | Solar | [16 empty] | Starke | IN |  |  | Reynolds--Burr Oak 345kV Line | 2026-08-01T04:00:00+00:00 | [9 empty] | NORTHERN INDIANA PUBLIC SERVICE COMPANY LLC | [23 empty] | J2847 |  |  | DPP-2022 | Central | Phase 1 | Network Resource Interconnection Service (NRIS) | 180 | 180 | Not Started | 0 | 0 | 0 | 0
MISO |  |  |  | 2022-09-15T04:00:00+00:00 | Active |  | Photovoltaic |  |  |  | Solar | [16 empty] | Hamilton | IN |  |  | Noblesville--Fall Creek 345kV | 2025-08-01T04:00:00+00:00 | [9 empty] | INDIANAPOLIS POWER & LIGHT COMPANY | [23 empty] | J2848 |  |  | DPP-2022 | Central | Phase 1 | Network Resource Interconnection Service (NRIS) | 200 | 200 | Not Started | 0 | 0 | 0 | 0
MISO |  |  |  | 2022-09-15T04:00:00+00:00 | Active |  | Photovoltaic |  |  |  | Solar | [16 empty] | Pulaski | IN |  |  | Reynolds--Burr Oak 345kV line | 2025-12-01T05:00:00+00:00 | [9 empty] | NORTHERN INDIANA PUBLIC SERVICE COMPANY LLC | [23 empty] | J2849 |  |  | DPP-2022 | Central | Phase 1 | Network Resource Interconnection Service (NRIS) | 245 | 245 | Not Started | 0 | 0 | 0 | 0
MISO |  |  |  | 2022-09-15T04:00:00+00:00 | Active |  | Photovoltaic |  |  |  | Solar | [16 empty] | Chicot | AR |  |  | Bagby to Gerald Andrus 230 kV | 2027-06-01T04:00:00+00:00 | [9 empty] | ENTERGY ARKANSAS, LLC | [23 empty] | J2850 |  |  | DPP-2022 | South | Study Not Started | Network Resource Interconnection Service (NRIS) | 250 | 250 | Not Started | 0 | 0 | 0 | 0
MISO |  |  |  | 2022-09-15T04:00:00+00:00 | Withdrawn |  | Photovoltaic |  |  |  | Solar | [16 empty] | Walker | TX |  |  | Rocky Creek | 2027-06-01T04:00:00+00:00 | [9 empty] | ENTERGY TEXAS, INC. | [23 empty] | J2851 | 2022-12-09T05:00:00+00:00 |  | DPP-2022 | South | Study Not Started | Network Resource Interconnection Service (NRIS) | 250 | 250 | Not Started | 0 | 0 | 0 | 0
MISO |  |  |  | 2022-09-14T04:00:00+00:00 | Active |  | Battery Storage |  |  |  | Battery Storage | [16 empty] | Roberts | SD |  |  | Browns Valley 230kV Substation | 2025-04-30T04:00:00+00:00 | [9 empty] | OTTER TAIL POWER COMPANY | [23 empty] | J2852 |  |  | DPP-2022 | West | Phase 1 | Network Resource Interconnection Service (NRIS) | 200 | 200 | Not Started | 0 | 0 | 0 | 0
MISO |  |  |  | 2022-09-14T04:00:00+00:00 | Active |  | Battery Storage |  |  |  | Battery Storage | [16 empty] | Sangamon | IL |  |  | Westchester 138 kV station - PSSE bus 343513 | 2026-08-30T04:00:00+00:00 | [9 empty] | CITY WATER LIGHT & POWER | [23 empty] | J2853 |  |  | DPP-2022 | Central | Phase 1 | Network Resource Interconnection Service (NRIS) | 100 | 100 | Not Started | 0 | 0 | 0 | 0
MISO |  |  |  | 2022-09-15T04:00:00+00:00 | Active |  | Solar/Battery |  |  |  | Hybrid | [16 empty] | White | AR |  |  | Griffithville - SERCY Price 115 kV | 2024-06-30T04:00:00+00:00 | [9 empty] | ENTERGY ARKANSAS, LLC | [23 empty] | J2854 |  |  | DPP-2022 | South | Study Not Started | Network Resource Interconnection Service (NRIS) | 150 | 150 | Not Started | 0 | 0 | 0 | 0
MISO |  |  |  | 2022-09-14T04:00:00+00:00 | Active |  | Solar/Battery |  |  |  | Hybrid | [16 empty] | Lawrence | IN |  |  | Bedford - Edwardsport 138 kV line | 2026-03-01T05:00:00+00:00 | [9 empty] | DUKE ENERGY INDIANA, LLC | [23 empty] | J2855 |  |  | DPP-2022 | Central | Phase 1 | Network Resource Interconnection Service (NRIS) | 100 | 100 | Not Started | 0 | 0 | 0 | 0
MISO |  |  |  | 2022-09-15T04:00:00+00:00 | Active |  | Solar/Battery |  |  |  | Hybrid | [16 empty] | Jefferson | MS |  |  | Franklin EHV - Grand Gulf Transmission 500 kV | 2024-06-30T04:00:00+00:00 | [9 empty] | ENTERGY MISSISSIPPI, LLC. | [23 empty] | J2856 |  |  | DPP-2022 | South | Study Not Started | Network Resource Interconnection Service (NRIS) | 500 | 500 | Not Started | 0 | 0 | 0 | 0
MISO |  |  |  | 2022-09-15T04:00:00+00:00 | Active |  | Solar/Battery |  |  |  | Hybrid | [16 empty] | Tunica | MS |  |  | Banks SS (CE) - Hambrick SS (CE) 115 kV | 2024-06-30T04:00:00+00:00 | [9 empty] | ENTERGY MISSISSIPPI, LLC. | [23 empty] | J2857 |  |  | DPP-2022 | South | Study Not Started | Network Resource Interconnection Service (NRIS) | 150 | 150 | Not Started | 0 | 0 | 0 | 0
MISO |  |  |  | 2022-09-15T04:00:00+00:00 | Active |  | Photovoltaic |  |  |  | Solar | [16 empty] | Acadia | LA |  |  | Bayou Cove - Richard 138 kV circuit 2 | 2025-11-20T05:00:00+00:00 | [9 empty] | ENTERGY LOUISIANA, LLC | [23 empty] | J2858 |  |  | DPP-2022 | South | Study Not Started | Network Resource Interconnection Service (NRIS) | 110 | 110 | Not Started | 0 | 0 | 0 | 0
MISO |  |  |  | 2022-09-15T04:00:00+00:00 | Active |  | Photovoltaic |  |  |  | Solar | [16 empty] | Lonoke | AR |  |  | AECC KEO-BAUCUM 115 kV | 2025-11-20T05:00:00+00:00 | [9 empty] | ENTERGY ARKANSAS, LLC | [23 empty] | J2859 |  |  | DPP-2022 | South | Study Not Started | Network Resource Interconnection Service (NRIS) | 125 | 125 | Not Started | 0 | 0 | 0 | 0
MISO |  |  |  | 2022-09-15T04:00:00+00:00 | Active |  | Photovoltaic |  |  |  | Solar | [16 empty] | Beauregard | LA |  |  | Roy S Nelson - DeRidder Mill 138 kV | 2026-10-31T04:00:00+00:00 | [9 empty] | CLECO POWER LLC | [23 empty] | J2860 |  |  | DPP-2022 | South | Study Not Started | Network Resource Interconnection Service (NRIS) | 200 | 200 | Not Started | 0 | 0 | 0 | 0
MISO |  |  |  | 2022-09-13T04:00:00+00:00 | Active |  | Photovoltaic |  |  |  | Solar | [16 empty] | Mower | MN |  |  | Rochester 161kV (A) to Adams 161kV (B) | 2027-08-31T04:00:00+00:00 | [9 empty] | DAIRYLAND POWER COOPERATIVE | [23 empty] | J2861 |  |  | DPP-2022 | West | Phase 1 | Network Resource Interconnection Service (NRIS) | 147 | 147 | Not Started | 0 | 0 | 0 | 0
MISO |  |  |  | 2022-09-13T04:00:00+00:00 | Withdrawn |  | Photovoltaic |  |  |  | Solar | [16 empty] | Bradley | AR |  |  | AECC Hermitage South-Hilo 115kV | 2027-08-31T04:00:00+00:00 | [9 empty] | ENTERGY ARKANSAS, LLC | [23 empty] | J2862 | 2023-03-24T04:00:00+00:00 |  | DPP-2022 | South | Study Not Started | Network Resource Interconnection Service (NRIS) | 150 | 150 | Not Started | 0 | 0 | 0 | 0
MISO |  |  |  | 2022-09-13T04:00:00+00:00 | Active |  | Photovoltaic |  |  |  | Solar | [16 empty] | Fillmore | MN |  |  | Other_ | 2027-08-31T04:00:00+00:00 | [9 empty] | DAIRYLAND POWER COOPERATIVE | [23 empty] | J2863 |  |  | DPP-2022 | West | Phase 1 | Network Resource Interconnection Service (NRIS) | 125 | 125 | Not Started | 0 | 0 | 0 | 0
MISO |  |  |  | 2022-09-13T04:00:00+00:00 | Active |  | Photovoltaic |  |  |  | Solar | [16 empty] | Nevada | AR |  |  | McNeil EHV to Etta EHV 500kV | 2027-10-31T04:00:00+00:00 | [9 empty] | ENTERGY ARKANSAS, LLC | [23 empty] | J2864 |  |  | DPP-2022 | South | Study Not Started | Network Resource Interconnection Service (NRIS) | 375 | 375 | Not Started | 0 | 0 | 0 | 0
MISO |  |  |  | 2022-09-13T04:00:00+00:00 | Active |  | Photovoltaic |  |  |  | Solar | [16 empty] | Ouachita | AR |  |  | El Dorado EHV - McNeil EHV 500kV | 2027-08-31T04:00:00+00:00 | [9 empty] | ENTERGY ARKANSAS, LLC | [23 empty] | J2865 |  |  | DPP-2022 | South | Study Not Started | Network Resource Interconnection Service (NRIS) | 375 | 375 | Not Started | 0 | 0 | 0 | 0
MISO |  |  |  | 2022-09-13T04:00:00+00:00 | Active |  | Photovoltaic |  |  |  | Solar | [16 empty] | Nevada | AR |  |  | McNeil 500kV (A) to Etta 500kV (B) | 2027-08-31T04:00:00+00:00 | [9 empty] | ENTERGY ARKANSAS, LLC | [23 empty] | J2866 |  |  | DPP-2022 | South | Study Not Started | Network Resource Interconnection Service (NRIS) | 375 | 375 | Not Started | 0 | 0 | 0 | 0
MISO |  |  |  | 2022-09-12T04:00:00+00:00 | Active |  | Photovoltaic |  |  |  | Solar | [16 empty] | Wabasha | MN |  |  | Lake City (A) to Zumbro Falls (B) | 2027-08-31T04:00:00+00:00 | [9 empty] | SOUTHERN MINNESOTA MUNICIPAL POWER AGENCY | [23 empty] | J2867 |  |  | DPP-2022 | West | Phase 1 | Network Resource Interconnection Service (NRIS) | 50 | 50 | Not Started | 0 | 0 | 0 | 0
MISO |  |  |  | 2022-09-15T04:00:00+00:00 | Active |  | Photovoltaic |  |  |  | Solar | [16 empty] | Jackson | WI |  |  | Alma Center- Merrillan (DCP) 69 KV | 2026-12-01T05:00:00+00:00 | [9 empty] | WOLVERINE POWER SUPPLY COOPERATIVE | [23 empty] | J2868 |  |  | DPP-2022 | East (ITC) | Phase 1 | Network Resource Interconnection Service (NRIS) | 46.2 | 46.2 | Not Started | 0 | 0 | 0 | 0
MISO |  |  |  | 2022-09-15T04:00:00+00:00 | Active |  | Solar/Battery |  |  |  | Hybrid | [16 empty] | Sunflower | MS |  |  | GERALDANDRUS SES SWITCHYARD-INDIANOLA 230 KV | 2027-06-01T04:00:00+00:00 | [9 empty] | ENTERGY MISSISSIPPI, LLC. | [23 empty] | J2869 |  |  | DPP-2022 | South | Study Not Started | Network Resource Interconnection Service (NRIS) | 150 | 150 | Not Started | 0 | 0 | 0 | 0
MISO |  |  |  | 2022-09-15T04:00:00+00:00 | Active |  | Photovoltaic |  |  |  | Solar | [16 empty] | Sawyer | WI |  |  | Stone Lake 345kV | 2026-12-01T05:00:00+00:00 | [9 empty] | AMERICAN TRANSMISSION COMPANY | [23 empty] | J2870 |  |  | DPP-2022 | East (ATC) | Phase 1 | Network Resource Interconnection Service (NRIS) | 243.6 | 243.6 | Not Started | 0 | 0 | 0 | 0
MISO |  |  |  | 2022-09-13T04:00:00+00:00 | Active |  | Solar/Battery |  |  |  | Hybrid | [16 empty] | Mississippi | AR |  |  | AECC Dell to Nucor-Yamato 161 kV Switching Station | 2025-03-01T05:00:00+00:00 | [9 empty] | ARKANSAS ELECTRIC COOPERATIVE CORPORATION | [23 empty] | J2871 |  |  | DPP-2022 | South | Study Not Started | Network Resource Interconnection Service (NRIS) | 70 | 70 | Not Started | 0 | 0 | 0 | 0
MISO |  |  |  | 2022-09-14T04:00:00+00:00 | Active |  | Battery Storage |  |  |  | Battery Storage | [16 empty] | Dakota | MN |  |  | Hampton 345kV | 2025-12-01T05:00:00+00:00 | [9 empty] | NORTHERN STATES POWER COMPANY | [23 empty] | J2872 |  |  | DPP-2022 | West | Phase 1 | Network Resource Interconnection Service (NRIS) | 150 | 150 | Not Started | 0 | 0 | 0 | 0
MISO |  |  |  | 2022-09-13T04:00:00+00:00 | Active |  | Photovoltaic |  |  |  | Solar | [16 empty] | Simpson | MS |  |  | Magee - White Oak 161kV | 2027-10-01T04:00:00+00:00 | [9 empty] | COOPERATIVE ENERGY | [23 empty] | J2873 |  |  | DPP-2022 | South | Study Not Started | Network Resource Interconnection Service (NRIS) | 200 | 200 | Not Started | 0 | 0 | 0 | 0
MISO |  |  |  | 2022-08-31T04:00:00+00:00 | Active |  | Photovoltaic |  |  |  | Solar | [16 empty] | Bay | MI |  |  | METC Hampton 345 kV | 2025-11-15T05:00:00+00:00 | [9 empty] | METC | [23 empty] | J2874 |  |  | DPP-2022 | East (ITC) | Phase 1 | Network Resource Interconnection Service (NRIS) | 85 | 85 | Not Started | 0 | 0 | 0 | 0
MISO |  |  |  | 2022-09-14T04:00:00+00:00 | Active |  | Photovoltaic |  |  |  | Solar | [16 empty] | Presque Isle | MI |  |  | Port Calcite- Rockport 138 KV | 2025-11-01T04:00:00+00:00 | [9 empty] | METC | [23 empty] | J2875 |  |  | DPP-2022 | East (ITC) | Study Not Started | Network Resource Interconnection Service (NRIS) | 150 | 150 | Not Started | 0 | 0 | 0 | 0
MISO |  |  |  | 2022-09-14T04:00:00+00:00 | Active |  | Photovoltaic |  |  |  | Solar | [16 empty] | Arenac | MI |  |  | Whittemore to Twining 138 kV | 2025-11-01T04:00:00+00:00 | [9 empty] | METC | [23 empty] | J2876 |  |  | DPP-2022 | East (ITC) | Phase 2 | Network Resource Interconnection Service (NRIS) | 175 | 175 | Not Started | 0 | 0 | 0 | 0
MISO |  |  |  | 2022-09-14T04:00:00+00:00 | Active |  | Photovoltaic |  |  |  | Solar | [16 empty] | Midland | MI |  |  | Murphy-Tittabawassee 345kV Transmission Line | 2025-11-01T04:00:00+00:00 | [9 empty] | METC | [23 empty] | J2877 |  |  | DPP-2022 | East (ITC) | Phase 2 | Network Resource Interconnection Service (NRIS) | 200 | 200 | Not Started | 0 | 0 | 0 | 0
MISO |  |  |  | 2022-09-14T04:00:00+00:00 | Active |  | Photovoltaic |  |  |  | Solar | [16 empty] | Sanilac | MI |  |  | Greenwood-Rapson 345kV Transmission Line | 2025-11-01T04:00:00+00:00 | [9 empty] | ITC | [23 empty] | J2878 |  |  | DPP-2022 | East (ITC) | Phase 1 | Network Resource Interconnection Service (NRIS) | 200 | 200 | Not Started | 0 | 0 | 0 | 0
MISO |  |  |  | 2022-09-14T04:00:00+00:00 | Active |  | Battery Storage |  |  |  | Battery Storage | [16 empty] | Washington | MN |  |  | Chemolite 115 kV Substation | 2025-10-01T04:00:00+00:00 | [9 empty] | NORTHERN STATES POWER COMPANY | [23 empty] | J2879 |  |  | DPP-2022 | West | Phase 1 | Network Resource Interconnection Service (NRIS) | 80 | 80 | Not Started | 0 | 0 | 0 | 0
MISO |  |  |  | 2022-09-14T04:00:00+00:00 | Active |  | Solar/Battery |  |  |  | Hybrid | [16 empty] | Jefferson | AR |  |  | Woodward - Stuttgart Ricuskey 230 kV Line | 2026-07-31T04:00:00+00:00 | [9 empty] | ENTERGY ARKANSAS, LLC | [23 empty] | J2880 |  |  | DPP-2022 | South | Study Not Started | Network Resource Interconnection Service (NRIS) | 150 | 150 | Not Started | 0 | 0 | 0 | 0
MISO |  |  |  | 2022-09-14T04:00:00+00:00 | Active |  | Photovoltaic |  |  |  | Solar | [16 empty] | Jefferson | AR |  |  | Pinebergen AECC to Glendale 115 kV Line | 2026-07-31T04:00:00+00:00 | [9 empty] | ENTERGY ARKANSAS, LLC | [23 empty] | J2881 |  |  | DPP-2022 | South | Study Not Started | Network Resource Interconnection Service (NRIS) | 125 | 125 | Not Started | 0 | 0 | 0 | 0
MISO |  |  |  | 2022-09-14T04:00:00+00:00 | Active |  | Solar/Battery |  |  |  | Hybrid | [16 empty] | Beauregard | LA |  |  | Cooper-Penton Road 230kV | 2027-09-01T04:00:00+00:00 | [9 empty] | CLECO POWER LLC | [23 empty] | J2882 |  |  | DPP-2022 | South | Study Not Started | Network Resource Interconnection Service (NRIS) | 410 | 410 | Not Started | 0 | 0 | 0 | 0
MISO |  |  |  | 2022-09-15T04:00:00+00:00 | Active |  | Solar/Battery |  |  |  | Hybrid | [16 empty] | Mercer | ND |  |  | Coyote Switchyard 345kV Substation | 2027-09-01T04:00:00+00:00 | [9 empty] | MONTANA-DAKOTA UTILITIES CO. | [23 empty] | J2883 |  |  | DPP-2022 | West | Phase 1 | Network Resource Interconnection Service (NRIS) | 347 | 347 | Not Started | 0 | 0 | 0 | 0
MISO |  |  |  | 2022-09-14T04:00:00+00:00 | Active |  | Solar/Battery |  |  |  | Hybrid | [16 empty] | Beauregard | LA |  |  | Cooper to Penton Road 230kV | 2027-09-01T04:00:00+00:00 | [9 empty] | CLECO POWER LLC | [23 empty] | J2884 |  |  | DPP-2022 | South | Study Not Started | Network Resource Interconnection Service (NRIS) | 276 | 276 | Not Started | 0 | 0 | 0 | 0
MISO |  |  |  | 2022-09-06T04:00:00+00:00 | Active |  | Photovoltaic |  |  |  | Solar | [16 empty] | Red Lake | MN |  |  | Plummer Pipe | 2025-01-10T05:00:00+00:00 | [9 empty] | OTTER TAIL POWER COMPANY | [23 empty] | J2885 |  |  | DPP-2022 | West | Phase 1 | Network Resource Interconnection Service (NRIS) | 130 | 130 | Not Started | 0 | 0 | 0 | 0
MISO |  |  |  | 2022-09-15T04:00:00+00:00 | Active |  | Solar/Battery |  |  |  | Hybrid | [16 empty] | Sangamon | IL |  |  | 4Auburn N-4Jacksnvl 138kV | 2026-11-01T04:00:00+00:00 | [9 empty] | AMEREN ILLINOIS | [23 empty] | J2886 |  |  | DPP-2022 | Central | Phase 1 | Network Resource Interconnection Service (NRIS) | 115 | 115 | Not Started | 0 | 0 | 0 | 0
MISO |  |  |  | 2022-09-13T04:00:00+00:00 | Active |  | Battery Storage |  |  |  | Battery Storage | [16 empty] | Simpson | MS |  |  | Magee 161kV - White Oak 161kV | 2027-10-01T04:00:00+00:00 | [9 empty] | COOPERATIVE ENERGY | [23 empty] | J2887 |  |  | DPP-2022 | South | Study Not Started | Network Resource Interconnection Service (NRIS) | 50 | 50 | Not Started | 0 | 0 | 0 | 0
MISO |  |  |  | 2022-09-15T04:00:00+00:00 | Active |  | Photovoltaic |  |  |  | Solar | [16 empty] | Lafayette | LA |  |  | Baxter Wilson SES SWYD 500 kV | 2026-09-15T04:00:00+00:00 | [9 empty] | ENTERGY LOUISIANA, LLC | [23 empty] | J2888 |  |  | DPP-2022 | South | Study Not Started | Network Resource Interconnection Service (NRIS) | 500 | 500 | Not Started | 0 | 0 | 0 | 0
MISO |  |  |  | 2022-09-14T04:00:00+00:00 | Active |  | Battery Storage |  |  |  | Battery Storage | [16 empty] | Allegan | MI |  |  | Argenta 138 kV Substation | 2025-08-01T04:00:00+00:00 | [9 empty] | METC | [23 empty] | J2889 |  |  | DPP-2022 | East (ITC) | Study Not Started | Network Resource Interconnection Service (NRIS) | 200 | 200 | Not Started | 0 | 0 | 0 | 0
MISO |  |  |  | 2022-09-14T04:00:00+00:00 | Active |  | Solar/Battery |  |  |  | Hybrid | [16 empty] | Calcasieu | LA |  |  | Lake Charles Bulk 138kV Substation | 2027-09-01T04:00:00+00:00 | [9 empty] | ENTERGY LOUISIANA, LLC | [23 empty] | J2890 |  |  | DPP-2022 | South | Study Not Started | Network Resource Interconnection Service (NRIS) | 440 | 440 | Not Started | 0 | 0 | 0 | 0
MISO |  |  |  | 2024-01-09T05:00:00+00:00 | Active |  | Photovoltaic |  |  |  | Solar | [16 empty] | Kenosha | WI |  |  | 138kV line X-137 (Spring Valley to State Line) | 2026-06-30T04:00:00+00:00 | [9 empty] | AMERICAN TRANSMISSION COMPANY | [23 empty] | J2891 |  |  | DPP-2022 | East (ATC) | Study Not Started | Network Resource Interconnection Service (NRIS) | 50 | 50 | Not Started | 0 | 0 | 0 | 0
MISO |  |  |  | 2022-09-15T04:00:00+00:00 | Active |  | Wind Turbine |  |  |  | Wind | [16 empty] | Franklin | IA |  |  | Blackhawk (MEC) - Quinn 345 kV | 2026-06-30T04:00:00+00:00 | [9 empty] | ITC MIDWEST | [23 empty] | J2892 |  |  | DPP-2022 | West | Phase 1 | Network Resource Interconnection Service (NRIS) | 200 | 200 | Not Started | 0 | 0 | 0 | 0
MISO |  |  |  | 2022-09-15T04:00:00+00:00 | Active |  | Solar/Battery |  |  |  | Hybrid | [16 empty] | Holmes | MS |  |  | Bowling Green SS - Durant 115 kV | 2027-08-18T04:00:00+00:00 | [9 empty] | ENTERGY MISSISSIPPI, LLC. | [23 empty] | J2893 |  |  | DPP-2022 | South | Study Not Started | Network Resource Interconnection Service (NRIS) | 200 | 200 | Not Started | 0 | 0 | 0 | 0
MISO |  |  |  | 2022-09-14T04:00:00+00:00 | Active |  | Photovoltaic |  |  |  | Solar | [16 empty] | Hendricks | IN |  |  | Westland Jct - Westline 69kV Line | 2025-05-07T04:00:00+00:00 | [9 empty] | DUKE ENERGY INDIANA, LLC | [23 empty] | J2894 |  |  | DPP-2022 | Central | Phase 1 | Network Resource Interconnection Service (NRIS) | 22.77 | 22.77 | Not Started | 0 | 0 | 0 | 0
MISO |  |  |  | 2022-09-15T04:00:00+00:00 | Active |  | Solar/Battery |  |  |  | Hybrid | [16 empty] | Clark | IN |  |  | Bethlehem 138kV Substation | 2025-04-30T04:00:00+00:00 | [9 empty] | DUKE ENERGY INDIANA, LLC | [23 empty] | J2895 |  |  | DPP-2022 | Central | Phase 1 | Network Resource Interconnection Service (NRIS) | 120 | 120 | Not Started | 0 | 0 | 0 | 0
MISO |  |  |  | 2022-09-14T04:00:00+00:00 | Withdrawn |  | Battery Storage |  |  |  | Battery Storage | [16 empty] | Sargent | ND |  |  | Gwinner 115kV Substation | 2025-04-30T04:00:00+00:00 | [9 empty] | OTTER TAIL POWER COMPANY | [23 empty] | J2896 | 2023-03-24T04:00:00+00:00 |  | DPP-2022 | West | Phase 1 | Network Resource Interconnection Service (NRIS) | 80 | 80 | Not Started | 0 | 0 | 0 | 0
MISO |  |  |  | 2022-09-15T04:00:00+00:00 | Active |  | Solar/Battery |  |  |  | Hybrid | [16 empty] | San Jacinto | TX |  |  | Rivtrin - Staley 138kV Line #2 (Southern Line) | 2025-04-30T04:00:00+00:00 | [9 empty] | ENTERGY TEXAS, INC. | [23 empty] | J2897 |  |  | DPP-2022 | South | Study Not Started | Network Resource Interconnection Service (NRIS) | 150 | 150 | Not Started | 0 | 0 | 0 | 0
MISO |  |  |  | 2022-09-15T04:00:00+00:00 | Active |  | Solar/Battery |  |  |  | Hybrid | [16 empty] | Amite | MS |  |  | Franklin EHV - McKnight 500kV | 2026-04-30T04:00:00+00:00 | [9 empty] | ENTERGY MISSISSIPPI, LLC. | [23 empty] | J2898 |  |  | DPP-2022 | South | Study Not Started | Network Resource Interconnection Service (NRIS) | 200 | 200 | Not Started | 0 | 0 | 0 | 0
MISO |  |  |  | 2022-09-14T04:00:00+00:00 | Active |  | Solar/Battery |  |  |  | Hybrid | [16 empty] | Calcasieu | LA |  |  | Chalkley Co to Goos Ferry 230kV | 2026-04-30T04:00:00+00:00 | [9 empty] | ENTERGY LOUISIANA, LLC | [23 empty] | J2899 |  |  | DPP-2022 | South | Study Not Started | Network Resource Interconnection Service (NRIS) | 250 | 250 | Not Started | 0 | 0 | 0 | 0
MISO |  |  |  | 2022-09-15T04:00:00+00:00 | Active |  | Solar/Battery |  |  |  | Hybrid | [16 empty] | Amite | MS |  |  | Franklin EHV - McKnight 500kV | 2026-04-30T04:00:00+00:00 | [9 empty] | ENTERGY MISSISSIPPI, LLC. | [23 empty] | J2900 |  |  | DPP-2022 | South | Study Not Started | Network Resource Interconnection Service (NRIS) | 400 | 400 | Not Started | 0 | 0 | 0 | 0
MISO |  |  |  | 2022-09-13T04:00:00+00:00 | Active |  | Photovoltaic |  |  |  | Solar | [16 empty] | Columbia | AR |  |  | Taylor - Macedonia 115 kV | 2027-10-01T04:00:00+00:00 | [9 empty] | ENTERGY ARKANSAS, LLC | [23 empty] | J2901 |  |  | DPP-2022 | South | Study Not Started | Network Resource Interconnection Service (NRIS) | 140 | 140 | Not Started | 0 | 0 | 0 | 0
MISO |  |  |  | 2022-09-13T04:00:00+00:00 | Withdrawn |  | Battery Storage |  |  |  | Battery Storage | [16 empty] | Warren | MS |  |  | Beech Grove SS 115 kV Substation | 2027-10-01T04:00:00+00:00 | [9 empty] | ENTERGY MISSISSIPPI, LLC. | [23 empty] | J2902 | 2023-03-24T04:00:00+00:00 |  | DPP-2022 | South | Study Not Started | Network Resource Interconnection Service (NRIS) | 70 | 70 | Not Started | 0 | 0 | 0 | 0
MISO |  |  |  | 2022-09-09T04:00:00+00:00 | Active |  | Solar/Battery |  |  |  | Hybrid | [16 empty] | Lincoln | MS |  |  | Bookhaven - Mallalieu 115kV | 2025-02-01T05:00:00+00:00 | [9 empty] | COOPERATIVE ENERGY | [23 empty] | J2903 |  |  | DPP-2022 | South | Study Not Started | Network Resource Interconnection Service (NRIS) | 130 | 130 | Not Started | 0 | 0 | 0 | 0
MISO |  |  |  | 2022-09-09T04:00:00+00:00 | Active |  | Solar/Battery |  |  |  | Hybrid | [16 empty] | Concordia | LA |  |  | Plantation | 2025-06-01T04:00:00+00:00 | [9 empty] | ENTERGY LOUISIANA, LLC | [23 empty] | J2904 |  |  | DPP-2022 | South | Study Not Started | Network Resource Interconnection Service (NRIS) | 150 | 150 | Not Started | 0 | 0 | 0 | 0
MISO |  |  |  | 2022-09-09T04:00:00+00:00 | Active |  | Solar/Battery |  |  |  | Hybrid | [16 empty] | Washington | MS |  |  | Entergy Hollandale - Nittayuma SS (CE) 115kV Line | 2025-03-01T05:00:00+00:00 | [9 empty] | COOPERATIVE ENERGY | [23 empty] | J2905 |  |  | DPP-2022 | South | Study Not Started | Network Resource Interconnection Service (NRIS) | 100 | 100 | Not Started | 0 | 0 | 0 | 0
MISO |  |  |  | 2022-09-15T04:00:00+00:00 | Active |  | Battery Storage |  |  |  | Battery Storage | [16 empty] | Kalamazoo | MI |  |  | Jaguar 138kV substation | 2024-09-30T04:00:00+00:00 | [9 empty] | METC | [23 empty] | J2906 |  |  | DPP-2022 | East (ITC) | Study Not Started | Network Resource Interconnection Service (NRIS) | 200 | 200 | Not Started | 0 | 0 | 0 | 0
MISO |  |  |  | 2022-09-15T04:00:00+00:00 | Active |  | Solar/Battery |  |  |  | Hybrid | [16 empty] | Grant | AR |  |  | SHERIDAN 500 kV | 2026-05-26T04:00:00+00:00 | [9 empty] | ENTERGY ARKANSAS, LLC | [23 empty] | J2907 |  |  | DPP-2022 | South | Study Not Started | Network Resource Interconnection Service (NRIS) | 400 | 400 | Not Started | 0 | 0 | 0 | 0
MISO |  |  |  | 2022-07-27T04:00:00+00:00 | Active |  | Photovoltaic |  |  |  | Solar | [16 empty] | Morgan | IL |  |  | Jacksonville North | 2023-07-30T04:00:00+00:00 | [9 empty] | AMEREN ILLINOIS | [23 empty] | J2908 |  |  | DPP-2022 | Central | Phase 1 |  | 30 | 30 | Not Started | 0 | 0 | 0 | 0
MISO |  |  |  | 2022-09-14T04:00:00+00:00 | Withdrawn |  | Photovoltaic |  |  |  | Solar | [16 empty] | Lonoke | AR |  |  | Remington AECC to Lonoke E 115kV | 2027-06-15T04:00:00+00:00 | [9 empty] | ENTERGY ARKANSAS, LLC | [23 empty] | J2909 | 2023-03-27T04:00:00+00:00 |  | DPP-2022 | South | Study Not Started | Energy Resource Interconnection Service (ERIS) | 200 | 200 | Not Started | 0 | 0 | 0 | 0
MISO |  |  |  | 2022-09-14T04:00:00+00:00 | Withdrawn |  | Wind Turbine |  |  |  | Wind | [16 empty] | Chambers | TX |  |  | Stowell 230kV | 2026-06-14T04:00:00+00:00 | [9 empty] | ENTERGY TEXAS, INC. | [23 empty] | J2910 | 2023-03-22T04:00:00+00:00 |  | DPP-2022 | South | Study Not Started | Energy Resource Interconnection Service (ERIS) | 303 | 303 | Not Started | 0 | 0 | 0 | 0
MISO |  |  |  | 2022-09-15T04:00:00+00:00 | Active |  | Solar/Battery |  |  |  | Hybrid | [16 empty] | Calcasieu | LA |  |  | Penton 230KV Substation | 2027-09-01T04:00:00+00:00 | [9 empty] | CLECO POWER LLC | [23 empty] | J2911 |  |  | DPP-2022 | South | Study Not Started | Network Resource Interconnection Service (NRIS) | 810 | 810 | Not Started | 0 | 0 | 0 | 0
MISO |  |  |  | 2022-09-15T04:00:00+00:00 | Active |  | Solar/Battery |  |  |  | Hybrid | [16 empty] | Mercer | ND |  |  | Coyote Switchyard 345kV Substation | 2027-09-01T04:00:00+00:00 | [9 empty] | MONTANA-DAKOTA UTILITIES CO. | [23 empty] | J2912 |  |  | DPP-2022 | West | Phase 1 | Network Resource Interconnection Service (NRIS) | 347 | 347 | Not Started | 0 | 0 | 0 | 0
MISO |  |  |  | 2022-09-15T04:00:00+00:00 | Active |  | Battery Storage |  |  |  | Battery Storage | [16 empty] | Sargent | ND |  |  | Forman 115kV Substation | 2025-04-30T04:00:00+00:00 | [9 empty] | OTTER TAIL POWER COMPANY | [23 empty] | J2913 |  |  | DPP-2022 | West | Phase 1 | Network Resource Interconnection Service (NRIS) | 90 | 90 | Not Started | 0 | 0 | 0 | 0
MISO |  |  |  | 2022-09-14T04:00:00+00:00 | Active |  | Solar/Battery |  |  |  | Hybrid | [16 empty] | St. Tammany | LA |  |  | Plant Daniel - McKnight 500kV | 2026-04-30T04:00:00+00:00 | [9 empty] | ENTERGY LOUISIANA, LLC | [23 empty] | J2914 |  |  | DPP-2022 | South | Study Not Started | Network Resource Interconnection Service (NRIS) | 450 | 450 | Not Started | 0 | 0 | 0 | 0
MISO |  |  |  | 2022-09-15T04:00:00+00:00 | Active |  | Wind Turbine |  |  |  | Wind | [16 empty] | Clark | MO |  |  | Sub T to Maywood 345kV line | 2028-07-18T04:00:00+00:00 | [9 empty] | AMEREN MISSOURI | [23 empty] | J2915 |  |  | DPP-2022 | Central | Phase 1 | Network Resource Interconnection Service (NRIS) | 223 | 223 | Not Started | 0 | 0 | 0 | 0
MISO |  |  |  | 2022-09-14T04:00:00+00:00 | Active |  | Photovoltaic |  |  |  | Solar | [16 empty] | Rapides | LA |  |  | East Leesville-Rodemacher 230 KV | 2026-10-31T04:00:00+00:00 | [9 empty] | CLECO POWER LLC | [23 empty] | J2916 |  |  | DPP-2022 | South | Study Not Started | Network Resource Interconnection Service (NRIS) | 400 | 400 | Not Started | 0 | 0 | 0 | 0
MISO |  |  |  | 2022-09-14T04:00:00+00:00 | Active |  | Photovoltaic |  |  |  | Solar | [16 empty] | Ouachita | LA |  |  | Prairie Road 115kV Substation | 2026-03-01T05:00:00+00:00 | [9 empty] | ENTERGY LOUISIANA, LLC | [23 empty] | J2917 |  |  | DPP-2022 | South | Study Not Started | Network Resource Interconnection Service (NRIS) | 80 | 80 | Not Started | 0 | 0 | 0 | 0
MISO |  |  |  | 2022-09-14T04:00:00+00:00 | Active |  | Photovoltaic |  |  |  | Solar | [16 empty] | Jasper | IL |  |  | 4EFFINGHM N - 4NEWTON 138kV | 2025-03-01T05:00:00+00:00 | [9 empty] | AMEREN ILLINOIS | [23 empty] | J2918 |  |  | DPP-2022 | Central | Phase 1 | Network Resource Interconnection Service (NRIS) | 97 | 97 | Not Started | 0 | 0 | 0 | 0
MISO |  |  |  | 2022-09-14T04:00:00+00:00 | Active |  | Wind Turbine |  |  |  | Wind | [16 empty] | Montgomery | IN |  |  | Kokomo Webster St. to Walton 230 kV | 2027-06-01T04:00:00+00:00 | [9 empty] | DUKE ENERGY INDIANA, LLC | [23 empty] | J2919 |  |  | DPP-2022 | Central | Phase 1 | Network Resource Interconnection Service (NRIS) | 142.59 | 142.59 | Not Started | 0 | 0 | 0 | 0
MISO |  |  |  | 2022-09-15T04:00:00+00:00 | Active |  | Photovoltaic |  |  |  | Solar | [16 empty] | Sabine | LA |  |  | J1673 Interconnection Substation | 2024-12-01T05:00:00+00:00 | [9 empty] | CLECO POWER LLC | [23 empty] | J2920 |  |  | DPP-2022 | South | Study Not Started | Network Resource Interconnection Service (NRIS) | 92 | 92 | Not Started | 0 | 0 | 0 | 0
MISO |  |  |  | 2022-09-15T04:00:00+00:00 | Active |  | Photovoltaic |  |  |  | Solar | [16 empty] | Calhoun | MI |  |  | DUCK LAKE - MAJESTIC 345 kV | 2026-08-31T04:00:00+00:00 | [9 empty] | ITC | [23 empty] | J2921 |  |  | DPP-2022 | East (ITC) | Study Not Started | Network Resource Interconnection Service (NRIS) | 250 | 250 | Not Started | 0 | 0 | 0 | 0
MISO |  |  |  | 2022-09-14T04:00:00+00:00 | Active |  | Photovoltaic |  |  |  | Solar | [16 empty] | Jasper | IL |  |  | Newton Switchyard 345 kV Substation | 2027-06-01T04:00:00+00:00 | [9 empty] | AMEREN ILLINOIS | [23 empty] | J2922 |  |  | DPP-2022 | Central | Phase 1 | Network Resource Interconnection Service (NRIS) | 250 | 250 | Not Started | 0 | 0 | 0 | 0
MISO |  |  |  | 2022-09-15T04:00:00+00:00 | Active |  | Solar/Battery |  |  |  | Hybrid | [16 empty] | Columbia | AR |  |  | EL DORADO EHV - SARPETA 345/115 KV SW STA 345kV | 2028-05-30T04:00:00+00:00 | [9 empty] | ENTERGY ARKANSAS, LLC | [23 empty] | J2923 |  |  | DPP-2022 | South | Study Not Started | Network Resource Interconnection Service (NRIS) | 240 | 240 | Not Started | 0 | 0 | 0 | 0
MISO |  |  |  | 2022-09-15T04:00:00+00:00 | Active |  | Solar/Battery |  |  |  | Hybrid | [16 empty] | Columbia | AR |  |  | EL DORADO EHV - SARPETA 345/115 kV SW STA 345 kV | 2027-10-31T04:00:00+00:00 | [9 empty] | ENTERGY LOUISIANA, LLC | [23 empty] | J2924 |  |  | DPP-2022 | South | Phase 1 | Network Resource Interconnection Service (NRIS) | 240 | 240 | Not Started | 0 | 0 | 0 | 0
MISO |  |  |  | 2022-09-15T04:00:00+00:00 | Active |  | Photovoltaic |  |  |  | Solar | [16 empty] | Logan | IL |  |  | Gillett | 2026-07-31T04:00:00+00:00 | [9 empty] | AMEREN ILLINOIS | [23 empty] | J2925 |  |  | DPP-2022 | Central | Phase 1 | Network Resource Interconnection Service (NRIS) | 150 | 150 | Not Started | 0 | 0 | 0 | 0
MISO |  |  |  | 2022-09-15T04:00:00+00:00 | Active |  | Photovoltaic |  |  |  | Solar | [16 empty] | Franklin | IL |  |  | Ashley to West Frankfort-1536 | 2026-07-31T04:00:00+00:00 | [9 empty] | AMEREN ILLINOIS | [23 empty] | J2926 |  |  | DPP-2022 | Central | Phase 1 | Network Resource Interconnection Service (NRIS) | 100 | 100 | Not Started | 0 | 0 | 0 | 0
MISO |  |  |  | 2022-09-15T04:00:00+00:00 | Active |  | Photovoltaic |  |  |  | Solar | [16 empty] | Randolph | IL |  |  | Tibbs | 2026-07-31T04:00:00+00:00 | [9 empty] | AMEREN ILLINOIS | [23 empty] | J2927 |  |  | DPP-2022 | Central | Phase 1 | Network Resource Interconnection Service (NRIS) | 100 | 100 | Not Started | 0 | 0 | 0 | 0
MISO |  |  |  | 2022-09-02T04:00:00+00:00 | Withdrawn |  | Photovoltaic |  |  |  | Solar | [16 empty] | Poinsett | AR |  |  | Harrisburg 161 kV Substation | 2026-09-01T04:00:00+00:00 | [9 empty] | ENTERGY ARKANSAS, LLC | [23 empty] | J2928 | 2023-03-24T04:00:00+00:00 |  | DPP-2022 | South | Study Not Started | Network Resource Interconnection Service (NRIS) | 160 | 160 | Not Started | 0 | 0 | 0 | 0
MISO |  |  |  | 2022-09-14T04:00:00+00:00 | Withdrawn |  | Photovoltaic |  |  |  | Solar | [16 empty] | Henderson | KY |  |  | Henderson 161kV | 2025-10-01T04:00:00+00:00 | [9 empty] | BIG RIVERS ELECTRIC CORPORATION | [23 empty] | J2929 | 2023-03-24T04:00:00+00:00 |  | DPP-2022 | Central | Phase 1 | Network Resource Interconnection Service (NRIS) | 200 | 200 | Not Started | 0 | 0 | 0 | 0
MISO |  |  |  | 2022-09-14T04:00:00+00:00 | Active |  | Wind Turbine |  |  |  | Wind | [16 empty] | Henderson | KY |  |  | AB Brown 345 kV - Reid 345 kV | 2025-10-01T04:00:00+00:00 | [9 empty] | Southern Indiana Gas & Electric Company d/b/a Centerpoint Energy Indiana South | [23 empty] | J2930 |  |  | DPP-2022 | Central | Phase 1 | Network Resource Interconnection Service (NRIS) | 200 | 200 | Not Started | 0 | 0 | 0 | 0
MISO |  |  |  | 2022-09-14T04:00:00+00:00 | Active |  | Photovoltaic |  |  |  | Solar | [16 empty] | Henderson | KY |  |  | Reid 345 kV - AB Brown 345 kV | 2025-10-01T04:00:00+00:00 | [9 empty] | Southern Indiana Gas & Electric Company d/b/a Centerpoint Energy Indiana South | [23 empty] | J2931 |  |  | DPP-2022 | Central | Phase 1 | Network Resource Interconnection Service (NRIS) | 400 | 400 | Not Started | 0 | 0 | 0 | 0
MISO |  |  |  | 2022-09-14T04:00:00+00:00 | Withdrawn |  | Battery Storage |  |  |  | Battery Storage | [16 empty] | Henderson | KY |  |  | Henderson 161kV | 2025-10-01T04:00:00+00:00 | [9 empty] | BIG RIVERS ELECTRIC CORPORATION | [23 empty] | J2932 | 2023-03-24T04:00:00+00:00 |  | DPP-2022 | Central | Phase 1 | Network Resource Interconnection Service (NRIS) | 100 | 100 | Not Started | 0 | 0 | 0 | 0
MISO |  |  |  | 2022-09-14T04:00:00+00:00 | Withdrawn |  | Photovoltaic |  |  |  | Solar | [16 empty] | Bay | MI |  |  | Gallagher-Tittabawassee 345kV Transmission Line | 2025-11-01T04:00:00+00:00 | [9 empty] | METC | [23 empty] | J2933 | 2023-03-24T04:00:00+00:00 |  | DPP-2022 | East (ITC) | Study Not Started | Network Resource Interconnection Service (NRIS) | 200 | 200 | Not Started | 0 | 0 | 0 | 0
MISO |  |  |  | 2022-09-14T04:00:00+00:00 | Active |  | Photovoltaic |  |  |  | Solar | [16 empty] | Saginaw | MI |  |  | Thetford to Murphy 345 kV | 2025-11-01T04:00:00+00:00 | [9 empty] | METC | [23 empty] | J2934 |  |  | DPP-2022 | East (ITC) | Study Not Started | Network Resource Interconnection Service (NRIS) | 200 | 200 | Not Started | 0 | 0 | 0 | 0
MISO |  |  |  | 2022-09-14T04:00:00+00:00 | Active |  | Photovoltaic |  |  |  | Solar | [16 empty] | Saginaw | MI |  |  | Thetford to Murphy 345 kV | 2025-11-01T04:00:00+00:00 | [9 empty] | METC | [23 empty] | J2935 |  |  | DPP-2022 | East (ITC) | Study Not Started | Network Resource Interconnection Service (NRIS) | 200 | 200 | Not Started | 0 | 0 | 0 | 0
MISO |  |  |  | 2022-09-15T04:00:00+00:00 | Withdrawn |  | Photovoltaic |  |  |  | Solar | [16 empty] | Jackson | AR |  |  | Independence (A)(500kV) to Powerline (B) (500 kV) | 2025-10-31T04:00:00+00:00 | [9 empty] | ENTERGY ARKANSAS, LLC | [23 empty] | J2936 | 2023-03-02T05:00:00+00:00 |  | DPP-2022 | South | Phase 1 | Network Resource Interconnection Service (NRIS) | 500 | 500 | Not Started | 0 | 0 | 0 | 0
MISO |  |  |  | 2022-09-15T04:00:00+00:00 | Active |  | Photovoltaic |  |  |  | Solar | [16 empty] | Montgomery | IL |  |  | PANA -OAKLEY 138 KV LINE Pana-Oakley-1466 | 2025-06-30T04:00:00+00:00 | [9 empty] | AMEREN ILLINOIS | [23 empty] | J2937 |  |  | DPP-2022 | Central | Phase 1 | Network Resource Interconnection Service (NRIS) | 186 | 186 | Not Started | 0 | 0 | 0 | 0
MISO |  |  |  | 2022-09-15T04:00:00+00:00 | Active |  | Wind Turbine |  |  |  | Wind | [16 empty] | Knox | IL |  |  | Castro-Galesburg Monmouth Blvd.-1427 | 2025-06-30T04:00:00+00:00 | [9 empty] | AMEREN ILLINOIS | [23 empty] | J2938 |  |  | DPP-2022 | Central | Phase 1 | Network Resource Interconnection Service (NRIS) | 200 | 200 | Not Started | 0 | 0 | 0 | 0
MISO |  |  |  | 2022-09-14T04:00:00+00:00 | Active |  | Photovoltaic |  |  |  | Solar | [16 empty] | Tunica | MS |  |  | Hambrick Switching Station 115kV | 2025-11-30T05:00:00+00:00 | [9 empty] | COOPERATIVE ENERGY | [23 empty] | J2939 |  |  | DPP-2022 | South | Study Not Started | Network Resource Interconnection Service (NRIS) | 150 | 150 | Not Started | 0 | 0 | 0 | 0
MISO |  |  |  | 2022-09-14T04:00:00+00:00 | Withdrawn |  | Photovoltaic |  |  |  | Solar | [16 empty] | Sharkey | MS |  |  | Nitta Yuma SS (CE) - Rolling Fork 115 kV | 2025-11-30T05:00:00+00:00 | [9 empty] | ENTERGY MISSISSIPPI, LLC. | [23 empty] | J2940 | 2023-03-24T04:00:00+00:00 |  | DPP-2022 | South | Study Not Started | Network Resource Interconnection Service (NRIS) | 100 | 100 | Not Started | 0 | 0 | 0 | 0
MISO |  |  |  | 2022-09-14T04:00:00+00:00 | Withdrawn |  | Photovoltaic |  |  |  | Solar | [16 empty] | Chicot | AR |  |  | Macon Lake SS - Lake Chicot Pump STA 115kV | 2025-11-30T05:00:00+00:00 | [9 empty] | ENTERGY ARKANSAS, LLC | [23 empty] | J2941 | 2023-03-24T04:00:00+00:00 |  | DPP-2022 | South | Study Not Started | Network Resource Interconnection Service (NRIS) | 100 | 100 | Not Started | 0 | 0 | 0 | 0
MISO |  |  |  | 2022-09-13T04:00:00+00:00 | Active |  | Photovoltaic |  |  |  | Solar | [16 empty] | Beauregard | LA |  |  | Cooper to Penton Road 230 kV | 2025-10-31T04:00:00+00:00 | [9 empty] | CLECO POWER LLC | [23 empty] | J2942 |  |  | DPP-2022 | South | Study Not Started |  | 200 | 200 | Not Started | 0 | 0 | 0 | 0
MISO |  |  |  | 2022-09-14T04:00:00+00:00 | Withdrawn |  | Battery Storage |  |  |  | Battery Storage | [16 empty] | Webster | LA |  |  | Minden to Sarepta 115 kV | 2026-10-31T04:00:00+00:00 | [9 empty] | ENTERGY LOUISIANA, LLC | [23 empty] | J2943 | 2023-03-25T04:00:00+00:00 |  | DPP-2022 | South | Study Not Started | Network Resource Interconnection Service (NRIS) | 140 | 140 | Not Started | 0 | 0 | 0 | 0
MISO |  |  |  | 2022-09-15T04:00:00+00:00 | Active |  | Piston (Engine), Internal Combustion (Diesel) |  |  |  | Gas | [16 empty] | Portage | WI |  |  | Rocky Run - Garder Park 345 kV | 2027-04-01T04:00:00+00:00 | [9 empty] | AMERICAN TRANSMISSION COMPANY | [23 empty] | J2944 |  |  | DPP-2022 | East (ATC) | Study Not Started | Network Resource Interconnection Service (NRIS) | 350 | 350 | Not Started | 0 | 0 | 0 | 0
MISO |  |  |  | 2022-09-15T04:00:00+00:00 | Active |  | Piston (Engine), Internal Combustion (Diesel) |  |  |  | Gas | [16 empty] | Washington | IA |  |  | 1 | 2027-04-01T04:00:00+00:00 | [9 empty] | MIDAMERICAN ENERGY CO. | [23 empty] | J2945 |  |  | DPP-2022 | West | Phase 1 | Network Resource Interconnection Service (NRIS) | 350 | 350 | Not Started | 0 | 0 | 0 | 0
MISO |  |  |  | 2022-09-15T04:00:00+00:00 | Active |  | Piston (Engine), Internal Combustion (Diesel) |  |  |  | Gas | [16 empty] | Dubuque | IA |  |  | Salem - Hickory Creek 345 kV line | 2027-04-01T04:00:00+00:00 | [9 empty] | ITC MIDWEST | [23 empty] | J2946 |  |  | DPP-2022 | West | Phase 1 | Network Resource Interconnection Service (NRIS) | 160 | 160 | Not Started | 0 | 0 | 0 | 0
MISO |  |  |  | 2022-09-15T04:00:00+00:00 | Active |  | Piston (Engine), Internal Combustion (Diesel) |  |  |  | Gas | [16 empty] | Rock | WI |  |  | Rock River 138 kV Substations 1 (6 RICE) and 2 (5 RICE) | 2026-04-01T04:00:00+00:00 | [9 empty] | AMERICAN TRANSMISSION COMPANY | [23 empty] | J2947 |  |  | DPP-2022 | East (ATC) | Study Not Started | Network Resource Interconnection Service (NRIS) | 205 | 205 | Not Started | 0 | 0 | 0 | 0
MISO |  |  |  | 2022-09-15T04:00:00+00:00 | Active |  | Combined Cycle |  |  |  | Gas | [16 empty] | Marshall | IA |  |  | Marshalltown | 2024-09-01T04:00:00+00:00 | [9 empty] | ITC MIDWEST | [23 empty] | J2948 |  |  | DPP-2022 | West | Phase 1 |  | 15 | 75 | Not Started | 0 | 0 | 0 | 0
MISO |  |  |  | 2022-09-14T04:00:00+00:00 | Active |  | Battery Storage |  |  |  | Battery Storage | [16 empty] | Marshall | IA |  |  | Marshalltown 161 kV Substation | 2027-06-30T04:00:00+00:00 | [9 empty] | ITC MIDWEST | [23 empty] | J2949 |  |  | DPP-2022 | West | Phase 1 | Network Resource Interconnection Service (NRIS) | 100 | 100 | Not Started | 0 | 0 | 0 | 0
MISO |  |  |  | 2022-09-15T04:00:00+00:00 | Active |  | Wind Turbine |  |  |  | Wind | [16 empty] | Clay | IA |  |  | Clay County | 2018-09-15T04:00:00+00:00 | [9 empty] | MIDAMERICAN ENERGY CO. | [23 empty] | J2950 |  |  | DPP-2022 | West | Phase 1 |  | 299.3 | 299.3 | Not Started | 0 | 0 | 0 | 0
MISO |  |  |  | 2022-09-05T04:00:00+00:00 | Active |  | Solar/Battery |  |  |  | Solar | [16 empty] | Union | IA |  |  | Creston Roadhouse | 2024-06-01T04:00:00+00:00 | [9 empty] | ITC MIDWEST | [23 empty] | J2951 |  |  | DPP-2022 | West | Phase 1 |  | 50 | 50 | Not Started | 0 | 0 | 0 | 0
MISO |  |  |  | 2022-09-14T04:00:00+00:00 | Active |  | Photovoltaic |  |  |  | Solar | [16 empty] | Chambers | TX |  |  | Crooked Bayou to Stowell 138 kV Line | 2026-09-30T04:00:00+00:00 | [9 empty] | ENTERGY TEXAS, INC. | [23 empty] | J2952 |  |  | DPP-2022 | South | Study Not Started | Network Resource Interconnection Service (NRIS) | 100 | 100 | Not Started | 0 | 0 | 0 | 0
MISO |  |  |  | 2022-09-14T04:00:00+00:00 | Active |  | Solar/Battery |  |  |  | Hybrid | [16 empty] | Orange | TX |  |  | CHISHOLM RD - SABINE 230 kV | 2026-09-30T04:00:00+00:00 | [9 empty] | ENTERGY TEXAS, INC. | [23 empty] | J2953 |  |  | DPP-2022 | South | Study Not Started | Network Resource Interconnection Service (NRIS) | 400 | 400 | Not Started | 0 | 0 | 0 | 0
MISO |  |  |  | 2022-09-14T04:00:00+00:00 | Active |  | Photovoltaic |  |  |  | Solar | [16 empty] | Clay | AR |  |  | AECC CORNING NORTH Ã¢?? DATTO 161 KV | 2026-09-30T04:00:00+00:00 | [9 empty] | ENTERGY ARKANSAS, LLC | [23 empty] | J2954 |  |  | DPP-2022 | South | Study Not Started | Network Resource Interconnection Service (NRIS) | 100 | 100 | Not Started | 0 | 0 | 0 | 0
MISO |  |  |  | 2023-11-07T05:00:00+00:00 | Active |  | Photovoltaic |  |  |  | Solar | [16 empty] | Saline | AR |  |  | WRIGHTSVILLE Ã¢?? WHITE BLUFF EHV 115 KV | 2026-09-30T04:00:00+00:00 | [9 empty] | ENTERGY ARKANSAS, LLC | [23 empty] | J2955 |  |  | DPP-2022 | South | Study Not Started | Network Resource Interconnection Service (NRIS) | 150 | 150 | Not Started | 0 | 0 | 0 | 0
MISO |  |  |  | 2022-09-15T04:00:00+00:00 | Active |  | Solar/Battery |  |  |  | Hybrid | [16 empty] | Morehouse | LA |  |  | Galion 115 kV Substation | 2027-03-01T05:00:00+00:00 | [9 empty] | ENTERGY LOUISIANA, LLC | [23 empty] | J2956 |  |  | DPP-2022 | South | Study Not Started | Network Resource Interconnection Service (NRIS) | 100 | 100 | Not Started | 0 | 0 | 0 | 0
MISO |  |  |  | 2022-09-15T04:00:00+00:00 | Active |  | Solar/Battery |  |  |  | Hybrid | [16 empty] | Panola | MS |  |  | Como - Crenshaw 115 kV Line | 2027-01-01T05:00:00+00:00 | [9 empty] | ENTERGY MISSISSIPPI, LLC. | [23 empty] | J2957 |  |  | DPP-2022 | South | Study Not Started | Network Resource Interconnection Service (NRIS) | 100 | 100 | Not Started | 0 | 0 | 0 | 0
MISO |  |  |  | 2022-09-15T04:00:00+00:00 | Active |  | Solar/Battery |  |  |  | Hybrid | [16 empty] | Claiborne | LA |  |  | Haynesville South 115kV Substation | 2027-06-01T04:00:00+00:00 | [9 empty] | ENTERGY LOUISIANA, LLC | [23 empty] | J2958 |  |  | DPP-2022 | South | Study Not Started | Network Resource Interconnection Service (NRIS) | 100 | 100 | Not Started | 0 | 0 | 0 | 0
MISO |  |  |  | 2022-09-15T04:00:00+00:00 | Active |  | Solar/Battery |  |  |  | Hybrid | [16 empty] | Starke | IN |  |  | Rollin Schahfer (17SCHAHFER 255110) 345 kV | 2027-06-01T04:00:00+00:00 | [9 empty] | NORTHERN INDIANA PUBLIC SERVICE COMPANY LLC | [23 empty] | J2959 |  |  | DPP-2022 | Central | Phase 1 | Network Resource Interconnection Service (NRIS) | 200 | 200 | Not Started | 0 | 0 | 0 | 0
MISO |  |  |  | 2022-09-15T04:00:00+00:00 | Active |  | Solar/Battery |  |  |  | Hybrid | [16 empty] | Spencer | IN |  |  | 10CULY13 253500 (F.B. Culley ) - 10AEP_T 353586 (tap between Culley (10CULY13 253500) - Grandview ( | 2027-01-01T05:00:00+00:00 | [9 empty] | Southern Indiana Gas & Electric Company d/b/a Centerpoint Energy Indiana South | [23 empty] | J2960 |  |  | DPP-2022 | Central | Phase 1 | Network Resource Interconnection Service (NRIS) | 150 | 150 | Not Started | 0 | 0 | 0 | 0
MISO |  |  |  | 2022-09-15T04:00:00+00:00 | Active |  | Solar/Battery |  |  |  | Hybrid | [16 empty] | Daviess | IN |  |  | Edwardsport Station (08EDWRDS 249722) - Whitefield (08WHTFLD 249876) 138 kV | 2027-06-01T04:00:00+00:00 | [9 empty] | DUKE ENERGY INDIANA, LLC | [23 empty] | J2961 |  |  | DPP-2022 | Central | Phase 1 | Network Resource Interconnection Service (NRIS) | 100 | 100 | Not Started | 0 | 0 | 0 | 0
MISO |  |  |  | 2022-09-15T04:00:00+00:00 | Active |  | Solar/Battery |  |  |  | Hybrid | [16 empty] | Hamilton | IL |  |  | Akin - Hamilton 138 kV | 2026-12-01T05:00:00+00:00 | [9 empty] | Southern Illinois Power Cooperative | [23 empty] | J2962 |  |  | DPP-2022 | Central | Phase 1 | Network Resource Interconnection Service (NRIS) | 150 | 150 | Not Started | 0 | 0 | 0 | 0
MISO |  |  |  | 2022-09-14T04:00:00+00:00 | Active |  | Wind Turbine |  |  |  | Wind | [16 empty] | Mason | IL |  |  | Havana - Shockey 161kV | 2025-10-01T04:00:00+00:00 | [9 empty] | AMEREN ILLINOIS | [23 empty] | J2963 |  |  | DPP-2022 | Central | Phase 1 | Network Resource Interconnection Service (NRIS) | 200 | 200 | Not Started | 0 | 0 | 0 | 0
MISO |  |  |  | 2022-09-15T04:00:00+00:00 | Active |  | Wind Turbine |  |  |  | Wind | [16 empty] | Tallahatchie | MS |  |  | Webb 115 kV | 2025-10-01T04:00:00+00:00 | [9 empty] | ENTERGY ARKANSAS, LLC | [23 empty] | J2964 |  |  | DPP-2022 | South | Study Not Started | Network Resource Interconnection Service (NRIS) | 220 | 220 | Not Started | 0 | 0 | 0 | 0
MISO |  |  |  | 2022-09-15T04:00:00+00:00 | Active |  | Wind Turbine |  |  |  | Wind | [16 empty] | Ashley | LA |  |  | Oak Grove 115kV | 2025-10-01T04:00:00+00:00 | [9 empty] | ENTERGY LOUISIANA, LLC | [23 empty] | J2965 |  |  | DPP-2022 | South | Study Not Started | Network Resource Interconnection Service (NRIS) | 230 | 230 | Not Started | 0 | 0 | 0 | 0
MISO |  |  |  | 2022-09-08T04:00:00+00:00 | Active |  | Photovoltaic |  |  |  | Solar | [16 empty] | Quitman | MS |  |  | Batesville to Moon Lake ss 230kV Line | 2025-10-15T04:00:00+00:00 | [9 empty] | ENTERGY MISSISSIPPI, LLC. | [23 empty] | J2966 |  |  | DPP-2022 | South | Study Not Started | Network Resource Interconnection Service (NRIS) | 450 | 450 | Not Started | 0 | 0 | 0 | 0
MISO |  |  |  | 2022-09-09T04:00:00+00:00 | Active |  | Photovoltaic |  |  |  | Solar | [16 empty] | Jefferson Davis | LA |  |  | Lowe Grout Rd to Jennings 138kV Line | 2025-10-15T04:00:00+00:00 | [9 empty] | ENTERGY LOUISIANA, LLC | [23 empty] | J2967 |  |  | DPP-2022 | South | Study Not Started | Network Resource Interconnection Service (NRIS) | 200 | 200 | Not Started | 0 | 0 | 0 | 0
MISO |  |  |  | 2022-09-12T04:00:00+00:00 | Active |  | Photovoltaic |  |  |  | Solar | [16 empty] | Jefferson Davis | LA |  |  | LC Bulk to Henning 138kV Line (Circuit 28) | 2023-09-01T04:00:00+00:00 | [9 empty] | ENTERGY LOUISIANA, LLC | [23 empty] | J2968 |  |  | DPP-2022 | South | Study Not Started |  | 165 | 165 | Not Started | 0 | 0 | 0 | 0
MISO |  |  |  | 2022-09-12T04:00:00+00:00 | Active |  | Combustion Turbine (Simple Cycle) |  |  |  | Gas | [16 empty] | Kalkaska | MI |  |  | Kalkaska Gen | 2002-11-01T05:00:00+00:00 | [9 empty] | MICHIGAN PUBLIC POWER AGENCY | [23 empty] | J2969 |  |  | DPP-2022 | East (ITC) | Study Not Started |  | 13.4 | 13.4 | Not Started | 0 | 0 | 0 | 0
MISO |  |  |  | 2022-09-15T04:00:00+00:00 | Active |  | Photovoltaic |  |  |  | Solar | [16 empty] | Posey | IN |  |  | AB Brown 345 - Gibson(Duke Terminal) 345 kV | 2026-08-15T04:00:00+00:00 | [9 empty] | Southern Indiana Gas & Electric Company d/b/a Centerpoint Energy Indiana South | [23 empty] | J2970 |  |  | DPP-2022 | Central | Phase 1 | Network Resource Interconnection Service (NRIS) | 250 | 250 | Not Started | 0 | 0 | 0 | 0
MISO |  |  |  | 2022-09-15T04:00:00+00:00 | Withdrawn |  | Photovoltaic |  |  |  | Solar | [16 empty] | Covington | MS |  |  | Southwest Lone Star 161 kV - Mississippi Hub 161 kV | 2026-08-15T04:00:00+00:00 | [9 empty] | COOPERATIVE ENERGY | [23 empty] | J2971 | 2023-03-24T04:00:00+00:00 |  | DPP-2022 | South | Study Not Started | Network Resource Interconnection Service (NRIS) | 280 | 280 | Not Started | 0 | 0 | 0 | 0
MISO |  |  |  | 2022-09-15T04:00:00+00:00 | Active |  | Photovoltaic |  |  |  | Solar | [16 empty] | Adams | IL |  |  | 4Hull - 4Herleman 138 kV | 2026-08-15T04:00:00+00:00 | [9 empty] | AMEREN ILLINOIS | [23 empty] | J2972 |  |  | DPP-2022 | Central | Phase 1 | Network Resource Interconnection Service (NRIS) | 140 | 140 | Not Started | 0 | 0 | 0 | 0
MISO |  |  |  | 2022-09-15T04:00:00+00:00 | Active |  | Photovoltaic |  |  |  | Solar | [16 empty] | Shelby | IL |  |  | 7Pana - 7Faraday 345 kV | 2026-08-15T04:00:00+00:00 | [9 empty] | AMEREN TRANSMISSION COMPANY OF ILLINOIS | [23 empty] | J2973 |  |  | DPP-2022 | Central | Phase 1 | Network Resource Interconnection Service (NRIS) | 250 | 250 | Not Started | 0 | 0 | 0 | 0
MISO |  |  |  | 2022-09-15T04:00:00+00:00 | Active |  | Battery Storage |  |  |  | Battery Storage | [16 empty] | Adams | IL |  |  | 4Hull - 4Herleman 138 kV | 2026-08-15T04:00:00+00:00 | [9 empty] | AMEREN ILLINOIS | [23 empty] | J2974 |  |  | DPP-2022 | Central | Phase 1 | Network Resource Interconnection Service (NRIS) | 50 | 50 | Not Started | 0 | 0 | 0 | 0
MISO |  |  |  | 2022-09-15T04:00:00+00:00 | Active |  | Solar/Battery |  |  |  | Hybrid | [16 empty] | Jefferson | TX |  |  | Bevil Substation 230 kV | 2025-05-31T04:00:00+00:00 | [9 empty] | EAST TEXAS ELECTRIC COOPERATIVE, INC. | [23 empty] | J2975 |  |  | DPP-2022 | South | Study Not Started | Network Resource Interconnection Service (NRIS) | 44.1 | 44.1 | Not Started | 0 | 0 | 0 | 0
MISO |  |  |  | 2022-09-15T04:00:00+00:00 | Active |  | Solar/Battery |  |  |  | Hybrid | [16 empty] | Jasper | TX |  |  | Mill Creek SW Station 138 kV | 2025-05-31T04:00:00+00:00 | [9 empty] | EAST TEXAS ELECTRIC COOPERATIVE, INC. | [23 empty] | J2976 |  |  | DPP-2022 | South | Study Not Started | Network Resource Interconnection Service (NRIS) | 50 | 50 | Not Started | 0 | 0 | 0 | 0
MISO |  |  |  | 2022-09-13T04:00:00+00:00 | Withdrawn |  | Photovoltaic |  |  |  | Solar | [16 empty] | Bradley | AR |  |  | AECC Hermitage south- Hilo 115Kv | 2027-08-31T04:00:00+00:00 | [9 empty] | ENTERGY ARKANSAS, LLC | [23 empty] | J2977 | 2023-03-24T04:00:00+00:00 |  | DPP-2022 | South | Study Not Started | Network Resource Interconnection Service (NRIS) | 150 | 150 | Not Started | 0 | 0 | 0 | 0
MISO |  |  |  | 2022-09-13T04:00:00+00:00 | Withdrawn |  | Battery Storage |  |  |  | Battery Storage | [16 empty] | Crittenden | AR |  |  | West Memphis EHV to Keo 500 kV | 2026-10-31T04:00:00+00:00 | [9 empty] | ENTERGY ARKANSAS, LLC | [23 empty] | J2978 | 2023-03-25T04:00:00+00:00 |  | DPP-2022 | South | Study Not Started | Network Resource Interconnection Service (NRIS) | 100 | 100 | Not Started | 0 | 0 | 0 | 0
MISO |  |  |  | 2022-09-13T04:00:00+00:00 | Active |  | Photovoltaic |  |  |  | Solar | [16 empty] | Mason | IL |  |  | Mason City West 69 kV Substation | 2023-09-30T04:00:00+00:00 | [9 empty] | AMEREN ILLINOIS | [23 empty] | J2979 |  |  | DPP-2022 | Central | Phase 1 | Network Resource Interconnection Service (NRIS) | 50 | 50 | Not Started | 0 | 0 | 0 | 0
MISO |  |  |  | 2022-09-14T04:00:00+00:00 | Active |  | Photovoltaic |  |  |  | Solar | [16 empty] | Perry | MS |  |  | Hintonville 161/69 kV Substation | 2023-10-02T04:00:00+00:00 | [9 empty] | COOPERATIVE ENERGY | [23 empty] | J2980 |  |  | DPP-2022 | South | Study Not Started | Network Resource Interconnection Service (NRIS) | 100 | 100 | Not Started | 0 | 0 | 0 | 0
MISO |  |  |  | 2022-09-14T04:00:00+00:00 | Active |  | Photovoltaic |  |  |  | Solar | [16 empty] | Audrain | MO |  |  | Ameren Centralia 69 kV Substation | 2023-09-30T04:00:00+00:00 | [9 empty] | AMEREN ILLINOIS | [23 empty] | J2981 |  |  | DPP-2022 | Central | Phase 1 | Network Resource Interconnection Service (NRIS) | 30 | 30 | Not Started | 0 | 0 | 0 | 0
MISO |  |  |  | 2022-09-14T04:00:00+00:00 | Active |  | Photovoltaic |  |  |  | Solar | [16 empty] | Warren | IL |  |  | Line 6629 Monmouth 69 kV Switching Station | 2023-09-30T04:00:00+00:00 | [9 empty] | AMEREN ILLINOIS | [23 empty] | J2982 |  |  | DPP-2022 | Central | Phase 1 | Network Resource Interconnection Service (NRIS) | 35 | 35 | Not Started | 0 | 0 | 0 | 0
MISO |  |  |  | 2022-09-15T04:00:00+00:00 | Active |  | Photovoltaic |  |  |  | Solar | [16 empty] | Grant | AR |  |  | Woodward- AECC Grapevine 115 Kv | 2025-09-15T04:00:00+00:00 | [9 empty] | ENTERGY ARKANSAS, LLC | [23 empty] | J2983 |  |  | DPP-2022 | South | Study Not Started | Network Resource Interconnection Service (NRIS) | 150 | 150 | Not Started | 0 | 0 | 0 | 0
MISO |  |  |  | 2022-09-15T04:00:00+00:00 | Active |  | Photovoltaic |  |  |  | Solar | [16 empty] | Clay | AR |  |  | Corning North to Datto 161kV Line | 2025-09-15T04:00:00+00:00 | [9 empty] | ENTERGY ARKANSAS, LLC | [23 empty] | J2984 |  |  | DPP-2022 | South | Study Not Started | Network Resource Interconnection Service (NRIS) | 150 | 150 | Not Started | 0 | 0 | 0 | 0
MISO |  |  |  | 2022-09-15T04:00:00+00:00 | Active |  | Photovoltaic |  |  |  | Solar | [16 empty] | Chicot | AR |  |  | Chicot - Eudora 115kV Line | 2025-09-15T04:00:00+00:00 | [9 empty] | ENTERGY ARKANSAS, LLC | [23 empty] | J2985 |  |  | DPP-2022 | South | Study Not Started | Network Resource Interconnection Service (NRIS) | 150 | 150 | Not Started | 0 | 0 | 0 | 0
MISO |  |  |  | 2022-09-15T04:00:00+00:00 | Active |  | Photovoltaic |  |  |  | Solar | [16 empty] | Arkansas | AR |  |  | Deluce - Gillette 115kV Line | 2025-09-15T04:00:00+00:00 | [9 empty] | ARKANSAS ELECTRIC COOPERATIVE CORPORATION | [23 empty] | J2986 |  |  | DPP-2022 | South | Study Not Started | Network Resource Interconnection Service (NRIS) | 100 | 100 | Not Started | 0 | 0 | 0 | 0
MISO |  |  |  | 2022-09-14T04:00:00+00:00 | Active |  | Photovoltaic |  |  |  | Solar | [16 empty] | Greene | IN |  |  | Worthington - Merom 345kV Line | 2025-09-15T04:00:00+00:00 | [9 empty] | HOOSIER ENERGY | [23 empty] | J2987 |  |  | DPP-2022 | Central | Phase 1 | Network Resource Interconnection Service (NRIS) | 200 | 200 | Not Started | 0 | 0 | 0 | 0
MISO |  |  |  | 2022-09-14T04:00:00+00:00 | Active |  | Wind Turbine |  |  |  | Wind | [16 empty] | Humboldt | IA |  |  | J2256 POI - Irvington 345kV line | 2025-03-15T04:00:00+00:00 | [9 empty] | MIDAMERICAN ENERGY CO. | [23 empty] | J2988 |  |  | DPP-2022 | West | Phase 1 | Network Resource Interconnection Service (NRIS) | 175 | 175 | Not Started | 0 | 0 | 0 | 0
MISO |  |  |  | 2022-09-14T04:00:00+00:00 | Active |  | Wind Turbine |  |  |  | Wind | [16 empty] | Hardin | IA |  |  | Blackhawk (MEC)- Quinn 345 KV | 2025-06-15T04:00:00+00:00 | [9 empty] | ITC MIDWEST | [23 empty] | J2989 |  |  | DPP-2022 | West | Phase 1 | Network Resource Interconnection Service (NRIS) | 200 | 200 | Not Started | 0 | 0 | 0 | 0
MISO |  |  |  | 2022-09-14T04:00:00+00:00 | Active |  | Wind Turbine |  |  |  | Wind | [16 empty] | Pottawattamie | IA |  |  | Overland - J1859 POI 345kV Line Tap | 2025-06-15T04:00:00+00:00 | [9 empty] | MIDAMERICAN ENERGY CO. | [23 empty] | J2990 |  |  | DPP-2022 | West | Phase 1 | Network Resource Interconnection Service (NRIS) | 200 | 200 | Not Started | 0 | 0 | 0 | 0
MISO |  |  |  | 2022-09-14T04:00:00+00:00 | Active |  | Battery Storage |  |  |  | Battery Storage | [16 empty] | Wayne | MI |  |  | Dayton 120kV Substation | 2025-09-15T04:00:00+00:00 | [9 empty] | ITC | [23 empty] | J2991 |  |  | DPP-2022 | East (ITC) | Study Not Started | Network Resource Interconnection Service (NRIS) | 200 | 200 | Not Started | 0 | 0 | 0 | 0
MISO |  |  |  | 2022-09-15T04:00:00+00:00 | Active |  | Battery Storage |  |  |  | Battery Storage | [16 empty] | Perry | MS |  |  | Hintonville 161kV Substation | 2025-09-15T04:00:00+00:00 | [9 empty] | COOPERATIVE ENERGY | [23 empty] | J2992 |  |  | DPP-2022 | South | Study Not Started | Network Resource Interconnection Service (NRIS) | 160 | 160 | Not Started | 0 | 0 | 0 | 0
MISO |  |  |  | 2022-09-15T04:00:00+00:00 | Withdrawn |  | Battery Storage |  |  |  | Battery Storage | [16 empty] | Grant | AR |  |  | Woodward-Grapevine 115kV line | 2025-09-15T04:00:00+00:00 | [9 empty] | ENTERGY ARKANSAS, LLC | [23 empty] | J2993 | 2023-03-24T04:00:00+00:00 |  | DPP-2022 | South | Study Not Started | Network Resource Interconnection Service (NRIS) | 80 | 80 | Not Started | 0 | 0 | 0 | 0
MISO |  |  |  | 2022-09-15T04:00:00+00:00 | Withdrawn |  | Battery Storage |  |  |  | Battery Storage | [16 empty] | Arkansas | AR |  |  | Deluce 115kV | 2025-09-15T04:00:00+00:00 | [9 empty] | ARKANSAS ELECTRIC COOPERATIVE CORPORATION | [23 empty] | J2994 | 2023-03-24T04:00:00+00:00 |  | DPP-2022 | South | Study Not Started | Network Resource Interconnection Service (NRIS) | 40 | 40 | Not Started | 0 | 0 | 0 | 0
MISO |  |  |  | 2022-09-15T04:00:00+00:00 | Withdrawn |  | Battery Storage |  |  |  | Battery Storage | [16 empty] | Chicot | AR |  |  | CHICOT115kV Substation | 2025-09-15T04:00:00+00:00 | [9 empty] | ENTERGY ARKANSAS, LLC | [23 empty] | J2995 | 2023-03-24T04:00:00+00:00 |  | DPP-2022 | South | Study Not Started | Network Resource Interconnection Service (NRIS) | 80 | 80 | Not Started | 0 | 0 | 0 | 0
MISO |  |  |  | 2022-09-15T04:00:00+00:00 | Active |  | Battery Storage |  |  |  | Battery Storage | [16 empty] | Clay | AR |  |  | Corning North to Datto 161kV Line | 2025-09-15T04:00:00+00:00 | [9 empty] | ENTERGY ARKANSAS, LLC | [23 empty] | J2996 |  |  | DPP-2022 | South | Study Not Started | Network Resource Interconnection Service (NRIS) | 50 | 50 | Not Started | 0 | 0 | 0 | 0
MISO |  |  |  | 2022-09-14T04:00:00+00:00 | Active |  | Battery Storage |  |  |  | Battery Storage | [16 empty] | Livingston | MI |  |  | Colfax - Madrid 120kV | 2025-09-15T04:00:00+00:00 | [9 empty] | ITC | [23 empty] | J2997 |  |  | DPP-2022 | East (ITC) | Study Not Started | Network Resource Interconnection Service (NRIS) | 175 | 175 | Not Started | 0 | 0 | 0 | 0
MISO |  |  |  | 2022-09-14T04:00:00+00:00 | Active |  | Battery Storage |  |  |  | Battery Storage | [16 empty] | St. Clair | IL |  |  | Fayetteville Bee Hollow Road 138kV Substation | 2025-09-15T04:00:00+00:00 | [9 empty] | AMEREN ILLINOIS | [23 empty] | J2998 |  |  | DPP-2022 | Central | Phase 1 | Network Resource Interconnection Service (NRIS) | 200 | 200 | Not Started | 0 | 0 | 0 | 0
MISO |  |  |  | 2022-09-15T04:00:00+00:00 | Active |  | Photovoltaic |  |  |  | Solar | [16 empty] | Perry | MS |  |  | Hintonville 161kV | 2025-09-15T04:00:00+00:00 | [9 empty] | COOPERATIVE ENERGY | [23 empty] | J2999 |  |  | DPP-2022 | South | Study Not Started | Network Resource Interconnection Service (NRIS) | 400 | 400 | Not Started | 0 | 0 | 0 | 0
MISO |  |  |  | 2022-09-14T04:00:00+00:00 | Active |  | Battery Storage |  |  |  | Battery Storage | [16 empty] | Greene | IN |  |  | Worthington - Merom 345kV Line | 2025-09-15T04:00:00+00:00 | [9 empty] | HOOSIER ENERGY | [23 empty] | J3000 |  |  | DPP-2022 | Central | Phase 1 | Network Resource Interconnection Service (NRIS) | 80 | 80 | Not Started | 0 | 0 | 0 | 0
MISO |  |  |  | 2022-09-15T04:00:00+00:00 | Active |  | Battery Storage |  |  |  | Battery Storage | [16 empty] | Pulaski | AR |  |  | J2134 POI to White Bluff 115kV Line | 2025-09-15T04:00:00+00:00 | [9 empty] | ENTERGY ARKANSAS, LLC | [23 empty] | J3001 |  |  | DPP-2022 | South | Study Not Started | Network Resource Interconnection Service (NRIS) | 50 | 50 | Not Started | 0 | 0 | 0 | 0
MISO |  |  |  | 2022-09-15T04:00:00+00:00 | Active |  | Solar/Battery |  |  |  | Hybrid | [16 empty] | Pine | MN |  |  | Arrowhead - Bear Creek (GRE) 230 kV | 2025-08-30T04:00:00+00:00 | [9 empty] | MINNESOTA POWER INC. | [23 empty] | J3002 |  |  | DPP-2022 | West | Phase 1 | Network Resource Interconnection Service (NRIS) | 325 | 325 | Not Started | 0 | 0 | 0 | 0
MISO |  |  |  | 2022-09-15T04:00:00+00:00 | Active |  | Solar/Battery |  |  |  | Hybrid | [16 empty] | Mason | IL |  |  | 4Havana2-4Cincinnati 138kV | 2025-08-30T04:00:00+00:00 | [9 empty] | AMEREN ILLINOIS | [23 empty] | J3003 |  |  | DPP-2022 | Central | Phase 1 | Network Resource Interconnection Service (NRIS) | 180 | 180 | Not Started | 0 | 0 | 0 | 0
MISO |  |  |  | 2022-09-15T04:00:00+00:00 | Active |  | Solar/Battery |  |  |  | Hybrid | [16 empty] | Mason | IL |  |  | Cane | 2025-08-30T04:00:00+00:00 | [9 empty] | AMEREN ILLINOIS | [23 empty] | J3004 |  |  | DPP-2022 | Central | Phase 1 | Network Resource Interconnection Service (NRIS) | 170 | 170 | Not Started | 0 | 0 | 0 | 0
MISO |  |  |  | 2022-09-15T04:00:00+00:00 | Active |  | Solar/Battery |  |  |  | Hybrid | [16 empty] | Mason | IL |  |  | Havana-Shockey (138kV) | 2025-08-30T04:00:00+00:00 | [9 empty] | AMEREN ILLINOIS | [23 empty] | J3005 |  |  | DPP-2022 | Central | Phase 1 | Network Resource Interconnection Service (NRIS) | 150 | 150 | Not Started | 0 | 0 | 0 | 0
MISO |  |  |  | 2022-09-14T04:00:00+00:00 | Active |  | Battery Storage |  |  |  | Battery Storage | [16 empty] | Milwaukee | WI |  |  | Granville 345kV Substation | 2026-01-02T05:00:00+00:00 | [9 empty] | AMERICAN TRANSMISSION COMPANY | [23 empty] | J3006 |  |  | DPP-2022 | East (ATC) | Study Not Started | Network Resource Interconnection Service (NRIS) | 300 | 300 | Not Started | 0 | 0 | 0 | 0
MISO |  |  |  | 2022-08-25T04:00:00+00:00 | Active |  | Battery Storage |  |  |  | Battery Storage | [16 empty] | Mason | MI |  |  | PERE MARQUETTE - LINDEMAN 138.0kV | 2025-05-15T04:00:00+00:00 | [9 empty] | METC | [23 empty] | J3007 |  |  | DPP-2022 | East (ITC) | Study Not Started | Network Resource Interconnection Service (NRIS) | 100 | 100 | Not Started | 0 | 0 | 0 | 0
MISO |  |  |  | 2022-08-24T04:00:00+00:00 | Withdrawn |  | Battery Storage |  |  |  | Battery Storage | [16 empty] | Cook | IL |  |  | Sheffield - Burnham 345 (Tie line between CE and NIPS, NIPS owns 1.87 miles) | 2025-05-15T04:00:00+00:00 | [9 empty] | NORTHERN INDIANA PUBLIC SERVICE COMPANY LLC | [23 empty] | J3008 | 2023-03-24T04:00:00+00:00 |  | DPP-2022 | Central | Phase 1 | Network Resource Interconnection Service (NRIS) | 270 | 270 | Not Started | 0 | 0 | 0 | 0
MISO |  |  |  | 2022-08-25T04:00:00+00:00 | Active |  | Battery Storage |  |  |  | Battery Storage | [16 empty] | Washtenaw | MI |  |  | Dorset 120kV | 2025-05-15T04:00:00+00:00 | [9 empty] | ITC | [23 empty] | J3009 |  |  | DPP-2022 | East (ITC) | Study Not Started | Network Resource Interconnection Service (NRIS) | 150 | 150 | Not Started | 0 | 0 | 0 | 0
MISO |  |  |  | 2022-09-14T04:00:00+00:00 | Active |  | Photovoltaic |  |  |  | Solar | [16 empty] | Clay | IN |  |  | TAP ON THE CARBON TO BRAZIL 69KV LINE | 2027-09-27T04:00:00+00:00 | [9 empty] | DUKE ENERGY INDIANA, LLC | [23 empty] | J3010 |  |  | DPP-2022 | Central | Phase 1 | Energy Resource Interconnection Service (ERIS) | 60 | 60 | Not Started | 0 | 0 | 0 | 0
MISO |  |  |  | 2022-09-14T04:00:00+00:00 | Active |  | Battery Storage |  |  |  | Battery Storage | [16 empty] | St. Clair | IL |  |  | Prairie State Plant Switchyard 345 kV | 2025-11-01T04:00:00+00:00 | [9 empty] | AMEREN ILLINOIS | [23 empty] | J3011 |  |  | DPP-2022 | Central | Phase 1 | Network Resource Interconnection Service (NRIS) | 100 | 100 | Not Started | 0 | 0 | 0 | 0
MISO |  |  |  | 2022-09-14T04:00:00+00:00 | Active |  | Photovoltaic |  |  |  | Solar | [16 empty] | Coles | IL |  |  | Mattoon East 138 kV | 2026-11-01T04:00:00+00:00 | [9 empty] | AMEREN ILLINOIS | [23 empty] | J3012 |  |  | DPP-2022 | Central | Phase 1 | Network Resource Interconnection Service (NRIS) | 287 | 287 | Not Started | 0 | 0 | 0 | 0
MISO |  |  |  | 2022-09-14T04:00:00+00:00 | Active |  | Solar/Battery |  |  |  | Battery Storage | [16 empty] | Washington | IL |  |  | Ashley | 2025-11-01T04:00:00+00:00 | [9 empty] | AMEREN ILLINOIS | [23 empty] | J3013 |  |  | DPP-2022 | Central | Phase 1 | Network Resource Interconnection Service (NRIS) | 100 | 100 | Not Started | 0 | 0 | 0 | 0
MISO |  |  |  | 2022-09-15T04:00:00+00:00 | Active |  | Photovoltaic |  |  |  | Solar | [16 empty] | Rapides | LA |  |  | Cooper to Leesville 138kV | 2026-10-31T04:00:00+00:00 | [9 empty] | CLECO POWER LLC | [23 empty] | J3014 |  |  | DPP-2022 | South | Study Not Started | Network Resource Interconnection Service (NRIS) | 300 | 300 | Not Started | 0 | 0 | 0 | 0
MISO |  |  |  | 2022-09-14T04:00:00+00:00 | Active |  | Wind/Battery |  |  |  | Hybrid | [16 empty] | Ford | IL |  |  | Gilman - Watseka 138kV | 2027-06-01T04:00:00+00:00 | [9 empty] | AMEREN ILLINOIS | [23 empty] | J3015 |  |  | DPP-2022 | Central | Phase 1 | Network Resource Interconnection Service (NRIS) | 400 | 400 | Not Started | 0 | 0 | 0 | 0
MISO |  |  |  | 2022-09-14T04:00:00+00:00 | Active |  | Solar/Battery |  |  |  | Hybrid | [16 empty] | Cass | IN |  |  | Walton | 2027-06-01T04:00:00+00:00 | [9 empty] | DUKE ENERGY INDIANA, LLC | [23 empty] | J3016 |  |  | DPP-2022 | Central | Phase 1 | Network Resource Interconnection Service (NRIS) | 150 | 150 | Not Started | 0 | 0 | 0 | 0
MISO |  |  |  | 2022-09-14T04:00:00+00:00 | Active |  | Photovoltaic |  |  |  | Solar | [16 empty] | Grant | SD |  |  | Big Stone South 345 kV Substation | 2027-06-01T04:00:00+00:00 | [9 empty] | OTTER TAIL POWER COMPANY | [23 empty] | J3017 |  |  | DPP-2022 | West | Phase 1 | Network Resource Interconnection Service (NRIS) | 150 | 150 | Not Started | 0 | 0 | 0 | 0
MISO |  |  |  | 2022-09-14T04:00:00+00:00 | Withdrawn |  | Battery Storage |  |  |  | Battery Storage | [16 empty] | Pottawattamie | IA |  |  | Overland Trail - Fallow Avenue 345 kV | 2026-04-01T04:00:00+00:00 | [9 empty] | MIDAMERICAN ENERGY CO. | [23 empty] | J3018 | 2023-03-24T04:00:00+00:00 |  | DPP-2022 | West | Phase 1 | Network Resource Interconnection Service (NRIS) | 300 | 300 | Not Started | 0 | 0 | 0 | 0
MISO |  |  |  | 2022-09-14T04:00:00+00:00 | Active |  | Solar/Battery |  |  |  | Hybrid | [16 empty] | East Feliciana | LA |  |  | Fancy Point to Port Hudson 230 kV | 2027-06-01T04:00:00+00:00 | [9 empty] | ENTERGY LOUISIANA, LLC | [23 empty] | J3019 |  |  | DPP-2022 | South | Study Not Started | Network Resource Interconnection Service (NRIS) | 180 | 180 | Not Started | 0 | 0 | 0 | 0
MISO |  |  |  | 2022-09-14T04:00:00+00:00 | Active |  | Wind Turbine |  |  |  | Wind | [16 empty] | Lyon | MN |  |  | Lake Yankton to Buffalo Ridge 115kV | 2027-06-01T04:00:00+00:00 | [9 empty] | NORTHERN STATES POWER COMPANY | [23 empty] | J3020 |  |  | DPP-2022 | West | Phase 1 | Network Resource Interconnection Service (NRIS) | 165 | 165 | Not Started | 0 | 0 | 0 | 0
MISO |  |  |  | 2022-09-14T04:00:00+00:00 | Active |  | Photovoltaic |  |  |  | Solar | [16 empty] | Lyon | MN |  |  | Lake Yankton to Lyon County 115kV | 2027-06-01T04:00:00+00:00 | [9 empty] | NORTHERN STATES POWER COMPANY | [23 empty] | J3021 |  |  | DPP-2022 | West | Phase 1 | Network Resource Interconnection Service (NRIS) | 235 | 235 | Not Started | 0 | 0 | 0 | 0
MISO |  |  |  | 2022-09-14T04:00:00+00:00 | Withdrawn |  | Battery Storage |  |  |  | Battery Storage | [16 empty] | Taylor | IA |  |  | Orient to Atchison County 345 kV | 2026-04-01T04:00:00+00:00 | [9 empty] | MIDAMERICAN ENERGY CO. | [23 empty] | J3022 | 2023-03-24T04:00:00+00:00 |  | DPP-2022 | West | Phase 1 | Network Resource Interconnection Service (NRIS) | 400 | 400 | Not Started | 0 | 0 | 0 | 0
MISO |  |  |  | 2022-09-14T04:00:00+00:00 | Withdrawn |  | Battery Storage |  |  |  | Battery Storage | [16 empty] | Hot Spring | AR |  |  | H.S. EHV 500 kV Substation | 2026-04-01T04:00:00+00:00 | [9 empty] | ENTERGY ARKANSAS, LLC | [23 empty] | J3023 | 2023-03-24T04:00:00+00:00 |  | DPP-2022 | South | Study Not Started | Network Resource Interconnection Service (NRIS) | 400 | 400 | Not Started | 0 | 0 | 0 | 0
MISO |  |  |  | 2022-09-12T04:00:00+00:00 | Withdrawn |  | Battery Storage |  |  |  | Battery Storage | [16 empty] | Louisa | IA |  |  | Newport 161 kV Bus High Side of T91 XFRMR 161/69 kV | 2026-03-07T05:00:00+00:00 | [9 empty] | ITC MIDWEST | [23 empty] | J3024 | 2023-03-27T04:00:00+00:00 |  | DPP-2022 | West | Phase 1 | Network Resource Interconnection Service (NRIS) | 100 | 100 | Not Started | 0 | 0 | 0 | 0
MISO |  |  |  | 2022-09-14T04:00:00+00:00 | Active |  | Photovoltaic |  |  |  | Solar | [16 empty] | Douglas | MN |  |  | Alexandria to Hudson 115 kV | 2027-06-01T04:00:00+00:00 | [9 empty] | OTTER TAIL POWER COMPANY | [23 empty] | J3025 |  |  | DPP-2022 | West | Phase 1 | Network Resource Interconnection Service (NRIS) | 188 | 188 | Not Started | 0 | 0 | 0 | 0
MISO |  |  |  | 2022-09-14T04:00:00+00:00 | Active |  | Battery Storage |  |  |  | Battery Storage | [16 empty] | Beauregard | LA |  |  | Deridder Mill - Roy S Nelson 138 kV | 2026-10-31T04:00:00+00:00 | [9 empty] | CLECO POWER LLC | [23 empty] | J3026 |  |  | DPP-2022 | South | Study Not Started | Network Resource Interconnection Service (NRIS) | 175 | 175 | Not Started | 0 | 0 | 0 | 0
MISO |  |  |  | 2022-09-14T04:00:00+00:00 | Active |  | Wind/Battery |  |  |  | Hybrid | [16 empty] | McLean | IL |  |  | SANDBURG-7FARGO 345kV | 2027-06-01T04:00:00+00:00 | [9 empty] | AMEREN TRANSMISSION COMPANY OF ILLINOIS | [23 empty] | J3027 |  |  | DPP-2022 | Central | Phase 1 | Network Resource Interconnection Service (NRIS) | 300 | 300 | Not Started | 0 | 0 | 0 | 0
MISO |  |  |  | 2022-09-14T04:00:00+00:00 | Active |  | Solar/Battery |  |  |  | Hybrid | [16 empty] | Perry | MS |  |  | Hintonville to Waynesboro 161 kV | 2027-06-01T04:00:00+00:00 | [9 empty] | COOPERATIVE ENERGY | [23 empty] | J3028 |  |  | DPP-2022 | South |  | Network Resource Interconnection Service (NRIS) | 100 | 100 | Not Started | 0 | 0 | 0 | 0
MISO |  |  |  | 2022-09-15T04:00:00+00:00 | Active |  | Wind Turbine |  |  |  | Wind | [16 empty] | Freeborn | MN |  |  | Freeborn 161 kV | 2026-06-30T04:00:00+00:00 | [9 empty] | ITC MIDWEST | [23 empty] | J3029 |  |  | DPP-2022 | West | Phase 1 | Network Resource Interconnection Service (NRIS) | 200 | 200 | Not Started | 0 | 0 | 0 | 0
MISO |  |  |  | 2022-09-14T04:00:00+00:00 | Active |  | Solar/Battery |  |  |  | Hybrid | [16 empty] | Jefferson | AR |  |  | White Bluff to Sheridan 500kV | 2027-06-01T04:00:00+00:00 | [9 empty] | ENTERGY ARKANSAS, LLC | [23 empty] | J3030 |  |  | DPP-2022 | South | Study Not Started | Network Resource Interconnection Service (NRIS) | 450 | 450 | Not Started | 0 | 0 | 0 | 0
MISO |  |  |  | 2022-09-14T04:00:00+00:00 | Active |  | Battery Storage |  |  |  | Battery Storage | [16 empty] | Jefferson | IL |  |  | 4WLTNVL TP 138 kV | 2026-10-31T04:00:00+00:00 | [9 empty] | AMEREN ILLINOIS | [23 empty] | J3031 |  |  | DPP-2022 | Central | Phase 1 | Network Resource Interconnection Service (NRIS) | 200 | 200 | Not Started | 0 | 0 | 0 | 0
MISO |  |  |  | 2022-09-14T04:00:00+00:00 | Active |  | Photovoltaic |  |  |  | Solar | [16 empty] | Webster | LA |  |  | Sarepta | 2026-11-01T04:00:00+00:00 | [9 empty] | ENTERGY LOUISIANA, LLC | [23 empty] | J3032 |  |  | DPP-2022 | South | Study Not Started | Network Resource Interconnection Service (NRIS) | 500 | 500 | Not Started | 0 | 0 | 0 | 0
MISO |  |  |  | 2022-09-14T04:00:00+00:00 | Active |  | Battery Storage |  |  |  | Battery Storage | [16 empty] | Webster | KY |  |  | Reid EHV 345 kV | 2026-10-31T04:00:00+00:00 | [9 empty] | BIG RIVERS ELECTRIC CORPORATION | [23 empty] | J3033 |  |  | DPP-2022 | Central | Phase 1 | Network Resource Interconnection Service (NRIS) | 75 | 75 | Not Started | 0 | 0 | 0 | 0
MISO |  |  |  | 2022-09-15T04:00:00+00:00 | Active |  | Photovoltaic |  |  |  | Solar | [16 empty] | Monroe | AR |  |  | BRINKLEY WEST - BRINKLEY EAST 115kV Line | 2026-08-04T04:00:00+00:00 | [9 empty] | ENTERGY ARKANSAS, LLC | [23 empty] | J3034 |  |  | DPP-2022 | South | Study Not Started | Network Resource Interconnection Service (NRIS) | 100 | 100 | Not Started | 0 | 0 | 0 | 0
MISO |  |  |  | 2022-09-15T04:00:00+00:00 | Active |  | Photovoltaic |  |  |  | Solar | [16 empty] | Desha | AR |  |  | REED SS - ROHWER 115kV Line | 2026-08-04T04:00:00+00:00 | [9 empty] | ENTERGY ARKANSAS, LLC | [23 empty] | J3035 |  |  | DPP-2022 | South | Study Not Started | Network Resource Interconnection Service (NRIS) | 100 | 100 | Not Started | 0 | 0 | 0 | 0
MISO |  |  |  | 2022-09-15T04:00:00+00:00 | Active |  | Photovoltaic |  |  |  | Solar | [16 empty] | Lonoke | AR |  |  | REMINGTON SS - LONOKE EAST 115kV line | 2026-08-01T04:00:00+00:00 | [9 empty] | ENTERGY ARKANSAS, LLC | [23 empty] | J3036 |  |  | DPP-2022 | South | Phase 1 | Network Resource Interconnection Service (NRIS) | 105 | 105 | Not Started | 0 | 0 | 0 | 0
MISO |  |  |  | 2022-09-13T04:00:00+00:00 | Active |  | Photovoltaic |  |  |  | Solar | [16 empty] | Union | AR |  |  | Eldorado Upland SS 115kV | 2027-08-31T04:00:00+00:00 | [9 empty] | ENTERGY ARKANSAS, LLC | [23 empty] | J3037 |  |  | DPP-2022 | South | Phase 1 | Network Resource Interconnection Service (NRIS) | 150 | 150 | Not Started | 0 | 0 | 0 | 0
MISO |  |  |  | 2022-09-13T04:00:00+00:00 | Active |  | Photovoltaic |  |  |  | Solar | [16 empty] | Union | AR |  |  | El Dorado Upland SS 115kV | 2027-08-31T04:00:00+00:00 | [9 empty] | ENTERGY ARKANSAS, LLC | [23 empty] | J3038 |  |  | DPP-2022 | South | Study Not Started | Network Resource Interconnection Service (NRIS) | 150 | 150 | Not Started | 0 | 0 | 0 | 0
MISO |  |  |  | 2022-09-13T04:00:00+00:00 | Active |  | Photovoltaic |  |  |  | Solar | [16 empty] | Olmsted | MN |  |  | Byron 161kV | 2027-08-31T04:00:00+00:00 | [9 empty] | SOUTHERN MINNESOTA MUNICIPAL POWER AGENCY | [23 empty] | J3039 |  |  | DPP-2022 | West | Phase 1 | Network Resource Interconnection Service (NRIS) | 200 | 200 | Not Started | 0 | 0 | 0 | 0
MISO |  |  |  | 2022-09-13T04:00:00+00:00 | Active |  | Photovoltaic |  |  |  | Solar | [16 empty] | Ouachita | AR |  |  | El Dorado EHV - McNeil EHV 500kV | 2027-10-31T04:00:00+00:00 | [9 empty] | ENTERGY ARKANSAS, LLC | [23 empty] | J3040 |  |  | DPP-2022 | South | Study Not Started | Network Resource Interconnection Service (NRIS) | 365 | 365 | Not Started | 0 | 0 | 0 | 0
MISO |  |  |  | 2022-09-13T04:00:00+00:00 | Active |  | Photovoltaic |  |  |  | Solar | [16 empty] | Olmsted | MN |  |  | Byron 161kV | 2027-08-31T04:00:00+00:00 | [9 empty] | SOUTHERN MINNESOTA MUNICIPAL POWER AGENCY | [23 empty] | J3041 |  |  | DPP-2022 | West | Phase 1 | Network Resource Interconnection Service (NRIS) | 200 | 200 | Not Started | 0 | 0 | 0 | 0
MISO |  |  |  | 2022-09-15T04:00:00+00:00 | Active |  | Photovoltaic |  |  |  | Solar | [16 empty] | St. John the Baptist | LA |  |  | 230kV Vacherie - Waterford Line | 2026-01-01T05:00:00+00:00 | [9 empty] | ENTERGY LOUISIANA, LLC | [23 empty] | J3042 |  |  | DPP-2022 | South | Study Not Started | Network Resource Interconnection Service (NRIS) | 200 | 200 | Not Started | 0 | 0 | 0 | 0
MISO |  |  |  | 2022-09-14T04:00:00+00:00 | Active |  | Battery Storage |  |  |  | Battery Storage | [16 empty] | Tazewell | IL |  |  | Edwards | 2025-11-01T04:00:00+00:00 | [9 empty] | AMEREN ILLINOIS | [23 empty] | J3043 |  |  | DPP-2022 | Central | Phase 1 | Network Resource Interconnection Service (NRIS) | 200 | 200 | Not Started | 0 | 0 | 0 | 0
MISO |  |  |  | 2022-09-14T04:00:00+00:00 | Active |  | Photovoltaic |  |  |  | Solar | [16 empty] | Tazewell | IL |  |  | Edwards | 2026-11-01T04:00:00+00:00 | [9 empty] | AMEREN ILLINOIS | [23 empty] | J3044 |  |  | DPP-2022 | Central | Phase 1 | Network Resource Interconnection Service (NRIS) | 200 | 200 | Not Started | 0 | 0 | 0 | 0
MISO |  |  |  | 2022-09-14T04:00:00+00:00 | Active |  | Photovoltaic |  |  |  | Solar | [16 empty] | Orange | TX |  |  | Chisholm RD- Hartburg 230kV | 2026-10-01T04:00:00+00:00 | [9 empty] | ENTERGY TEXAS, INC. | [23 empty] | J3045 |  |  | DPP-2022 | South |  | Network Resource Interconnection Service (NRIS) | 300 | 300 | Not Started | 0 | 0 | 0 | 0
MISO |  |  |  | 2022-09-14T04:00:00+00:00 | Withdrawn |  | Battery Storage |  |  |  | Battery Storage | [16 empty] | Concordia | LA |  |  | Red Gum to Metropolis 115 kV | 2025-08-01T04:00:00+00:00 | [9 empty] | ENTERGY LOUISIANA, LLC | [23 empty] | J3046 | 2023-03-25T04:00:00+00:00 |  | DPP-2022 | South | Study Not Started | Network Resource Interconnection Service (NRIS) | 140 | 140 | Not Started | 0 | 0 | 0 | 0
MISO |  |  |  | 2022-09-15T04:00:00+00:00 | Active |  | Combustion Turbine (Simple Cycle) |  |  |  | Gas | [16 empty] | Adair | IA |  |  | Orient-Atchison County 345kV | 2029-09-01T04:00:00+00:00 | [9 empty] | MIDAMERICAN ENERGY CO. | [23 empty] | J3047 |  |  | DPP-2022 | West | Phase 1 | Network Resource Interconnection Service (NRIS) | 263 | 263 | Not Started | 0 | 0 | 0 | 0
MISO |  |  |  | 2022-09-15T04:00:00+00:00 | Active |  | Photovoltaic |  |  |  | Solar | [16 empty] | Crawford | AR |  |  | MOSES SES to AECC HUNTER NORTH | 2027-04-01T04:00:00+00:00 | [9 empty] | ENTERGY ARKANSAS, LLC | [23 empty] | J3048 |  |  | DPP-2022 | South | Study Not Started | Network Resource Interconnection Service (NRIS) | 300 | 300 | Not Started | 0 | 0 | 0 | 0
MISO |  |  |  | 2022-09-15T04:00:00+00:00 | Active |  | Photovoltaic |  |  |  | Solar | [16 empty] | Madison | MS |  |  | Lakeover EHV - McAdams EHV 500 kV | 2024-12-01T05:00:00+00:00 | [9 empty] | ENTERGY MISSISSIPPI, LLC. | [23 empty] | J3049 |  |  | DPP-2022 | South | Study Not Started | Network Resource Interconnection Service (NRIS) | 188 | 188 | Not Started | 0 | 0 | 0 | 0
MISO |  |  |  | 2022-09-15T04:00:00+00:00 | Active |  | Photovoltaic |  |  |  | Solar | [16 empty] | Calhoun | MI |  |  | Oneida to Majestic 345 kV | 2027-04-01T04:00:00+00:00 | [9 empty] | METC | [23 empty] | J3050 |  |  | DPP-2022 | East (ITC) | Study Not Started | Network Resource Interconnection Service (NRIS) | 300 | 300 | Not Started | 0 | 0 | 0 | 0
MISO |  |  |  | 2024-01-09T05:00:00+00:00 | Active |  | Photovoltaic |  |  |  | Solar | [16 empty] | Chisago | MN |  |  | Rush City 230 kV | 2026-06-30T04:00:00+00:00 | [9 empty] | GREAT RIVER ENERGY | [23 empty] | J3051 |  |  | DPP-2022 | West | Phase 1 | Network Resource Interconnection Service (NRIS) | 150 | 150 | Not Started | 0 | 0 | 0 | 0
MISO |  |  |  | 2022-09-14T04:00:00+00:00 | Active |  | Steam Turbine (including Nuclear, Geothermal and Solar Steam) |  |  |  | Gas | [16 empty] | Midland | MI |  |  | MCV | 1990-03-01T05:00:00+00:00 | [9 empty] | METC | [23 empty] | J3052 |  |  | DPP-2022 | East (ITC) | Study Not Started |  | 300 | 300 | Not Started | 0 | 0 | 0 | 0
MISO |  |  |  | 2022-09-15T04:00:00+00:00 | Active |  | Photovoltaic |  |  |  | Solar | [16 empty] | Madison | MS |  |  | Lakeover EHV - McAdams EHV 500 kV | 2024-12-01T05:00:00+00:00 | [9 empty] | ENTERGY MISSISSIPPI, LLC. | [23 empty] | J3053 |  |  | DPP-2022 | South | Study Not Started | Network Resource Interconnection Service (NRIS) | 169 | 169 | Not Started | 0 | 0 | 0 | 0
MISO |  |  |  | 2022-09-13T04:00:00+00:00 | Withdrawn |  | Photovoltaic |  |  |  | Solar | [16 empty] | Washington | LA |  |  | Bogslusa 500 kV - Franklin EHV 500 kV | 2017-10-01T04:00:00+00:00 | [9 empty] | ENTERGY LOUISIANA, LLC | [23 empty] | J3054 | 2023-03-24T04:00:00+00:00 |  | DPP-2022 | South | Study Not Started | Network Resource Interconnection Service (NRIS) | 200 | 200 | Not Started | 0 | 0 | 0 | 0
MISO |  |  |  | 2022-09-13T04:00:00+00:00 | Active |  | Photovoltaic |  |  |  | Solar | [16 empty] | Washington | LA |  |  | Bogalusa 500 kV - Franklin EHV 500 kV | 2027-10-01T04:00:00+00:00 | [9 empty] | ENTERGY LOUISIANA, LLC | [23 empty] | J3055 |  |  | DPP-2022 | South | Study Not Started | Network Resource Interconnection Service (NRIS) | 250 | 250 | Not Started | 0 | 0 | 0 | 0
MISO |  |  |  | 2022-09-13T04:00:00+00:00 | Active |  | Solar/Battery |  |  |  | Hybrid | [16 empty] | Washington | LA |  |  | Bogalusa 500 kV - Franklin EHV 500 kV | 2027-10-01T04:00:00+00:00 | [9 empty] | ENTERGY LOUISIANA, LLC | [23 empty] | J3056 |  |  | DPP-2022 | South | Study Not Started | Network Resource Interconnection Service (NRIS) | 200 | 200 | Not Started | 0 | 0 | 0 | 0
MISO |  |  |  | 2022-09-15T04:00:00+00:00 | Active |  | Solar/Battery |  |  |  | Hybrid | [16 empty] | Acadia | LA |  |  | Richard (Bus #335366) to Colonial Academy (Bus #335375) 138kV | 2025-12-06T05:00:00+00:00 | [9 empty] | ENTERGY LOUISIANA, LLC | [23 empty] | J3057 |  |  | DPP-2022 | South | Study Not Started | Network Resource Interconnection Service (NRIS) | 75 | 75 | Not Started | 0 | 0 | 0 | 0
MISO |  |  |  | 2022-09-14T04:00:00+00:00 | Active |  | Solar/Battery |  |  |  | Hybrid | [16 empty] | Arkansas | AR |  |  | Tarleton 230 kV | 2025-12-06T05:00:00+00:00 | [9 empty] | ENTERGY ARKANSAS, LLC | [23 empty] | J3058 |  |  | DPP-2022 | South | Study Not Started | Network Resource Interconnection Service (NRIS) | 200 | 200 | Not Started | 0 | 0 | 0 | 0
MISO |  |  |  | 2022-09-15T04:00:00+00:00 | Active |  | Photovoltaic |  |  |  | Solar | [16 empty] | Midland | MI |  |  | 18GLENRJ-18BULLOCKW | 2026-07-20T04:00:00+00:00 | [9 empty] | METC | [23 empty] | J3059 |  |  | DPP-2022 | East (ITC) | Study Not Started | Network Resource Interconnection Service (NRIS) | 200 | 200 | Not Started | 0 | 0 | 0 | 0
MISO |  |  |  | 2022-09-15T04:00:00+00:00 | Active |  | Photovoltaic |  |  |  | Solar | [16 empty] | Perry | IL |  |  | 7CMDR-7ASTER 345 kV | 2026-07-20T04:00:00+00:00 | [9 empty] | AMEREN ILLINOIS | [23 empty] | J3060 |  |  | DPP-2022 | Central | Phase 1 | Network Resource Interconnection Service (NRIS) | 200 | 200 | Not Started | 0 | 0 | 0 | 0
MISO |  |  |  | 2022-09-15T04:00:00+00:00 | Active |  | Solar/Battery |  |  |  | Hybrid | [16 empty] | Lawrence | AR |  |  | Walnut Ridge (Bus #338208) to Sedgewick (Bus #338206) 115kV | 2025-12-06T05:00:00+00:00 | [9 empty] | ENTERGY ARKANSAS, LLC | [23 empty] | J3061 |  |  | DPP-2022 | South | Study Not Started | Network Resource Interconnection Service (NRIS) | 100 | 100 | Not Started | 0 | 0 | 0 | 0
MISO |  |  |  | 2022-09-15T04:00:00+00:00 | Active |  | Solar/Battery |  |  |  | Hybrid | [16 empty] | Hinds | MS |  |  | Edwards to Bolton 115 kV | 2025-12-06T05:00:00+00:00 | [9 empty] | ENTERGY MISSISSIPPI, LLC. | [23 empty] | J3062 |  |  | DPP-2022 | South | Study Not Started | Network Resource Interconnection Service (NRIS) | 100 | 100 | Not Started | 0 | 0 | 0 | 0
MISO |  |  |  | 2022-09-15T04:00:00+00:00 | Active |  | Battery Storage |  |  |  | Battery Storage | [16 empty] | Perry | IL |  |  | Commodore - Jordan 345 kV MTEP Project 20465 | 2026-10-20T04:00:00+00:00 | [9 empty] | AMEREN ILLINOIS | [23 empty] | J3063 |  |  | DPP-2022 | Central | Phase 1 | Network Resource Interconnection Service (NRIS) | 143 | 143 | Not Started | 0 | 0 | 0 | 0
MISO |  |  |  | 2022-09-15T04:00:00+00:00 | Active |  | Photovoltaic |  |  |  | Solar | [16 empty] | Perry | IL |  |  | Commodore - Jordan 345 kV MTEP Project 20465 | 2026-10-20T04:00:00+00:00 | [9 empty] | AMEREN ILLINOIS | [23 empty] | J3064 |  |  | DPP-2022 | Central | Phase 1 | Network Resource Interconnection Service (NRIS) | 157 | 157 | Not Started | 0 | 0 | 0 | 0
MISO |  |  |  | 2022-09-15T04:00:00+00:00 | Active |  | Photovoltaic |  |  |  | Solar | [16 empty] | Oceana | MI |  |  | Donaldson 138 kV Bus | 2025-03-30T04:00:00+00:00 | [9 empty] | METC | [23 empty] | J3065 |  |  | DPP-2022 | East (ITC) | Study Not Started |  | 20 | 20 | Not Started | 0 | 0 | 0 | 0
MISO |  |  |  | 2022-09-15T04:00:00+00:00 | Active |  | Photovoltaic |  |  |  | Solar | [16 empty] | Osceola | MI |  |  | Hersey Transmission Station, 138 kV, Bus #263771 | 2026-06-30T04:00:00+00:00 | [9 empty] | WOLVERINE POWER SUPPLY COOPERATIVE | [23 empty] | J3066 |  |  | DPP-2022 | East (ITC) | Study Not Started | Network Resource Interconnection Service (NRIS) | 50 | 50 | Not Started | 0 | 0 | 0 | 0
MISO |  |  |  | 2022-09-12T04:00:00+00:00 | Active |  | Photovoltaic |  |  |  | Solar | [16 empty] | Morehouse | LA |  |  | North Bastrop (Bus #337443) - Beekman (Bus #337441) | 2025-09-01T04:00:00+00:00 | [9 empty] | ENTERGY LOUISIANA, LLC | [23 empty] | J3067 |  |  | DPP-2022 | South | Study Not Started | Energy Resource Interconnection Service (ERIS) | 200 | 200 | Not Started | 0 | 0 | 0 | 0
MISO |  |  |  | 2022-09-15T04:00:00+00:00 | Active |  | Solar/Battery |  |  |  | Hybrid | [16 empty] | St. Helena | LA |  |  | Amite (A) - Gillsburg (B) 115kV TL | 2026-04-17T04:00:00+00:00 | [9 empty] | ENTERGY LOUISIANA, LLC | [23 empty] | J3068 |  |  | DPP-2022 | South | Study Not Started | Network Resource Interconnection Service (NRIS) | 110 | 110 | Not Started | 0 | 0 | 0 | 0
MISO |  |  |  | 2022-09-02T04:00:00+00:00 | Active |  | Photovoltaic |  |  |  | Solar | [16 empty] | St. Clair | IL |  |  | Tap on line Fayetteville 138kV (endpoint A) to HERZOG 138kV (endpoint B) | 2027-12-27T05:00:00+00:00 | [9 empty] | AMEREN ILLINOIS | [23 empty] | J3069 |  |  | DPP-2022 | Central | Phase 1 | Network Resource Interconnection Service (NRIS) | 70 | 70 | Not Started | 0 | 0 | 0 | 0
MISO |  |  |  | 2022-09-15T04:00:00+00:00 | Active |  | Wind Turbine |  |  |  | Wind | [16 empty] | Morton | ND |  |  | Square Butte East 230 kV | 2025-02-27T05:00:00+00:00 | [9 empty] | MINNESOTA POWER INC. | [23 empty] | J3070 |  |  | DPP-2022 | West | Phase 1 | Network Resource Interconnection Service (NRIS) | 150 | 150 | Not Started | 0 | 0 | 0 | 0
MISO |  |  |  | 2022-09-15T04:00:00+00:00 | Active |  | Solar/Battery |  |  |  | Hybrid | [16 empty] | St. Francis | AR |  |  | Entergy Hughes - Forest City South 161 kV | 2024-06-30T04:00:00+00:00 | [9 empty] | ENTERGY ARKANSAS, LLC | [23 empty] | J3071 |  |  | DPP-2022 | South | Study Not Started | Network Resource Interconnection Service (NRIS) | 140 | 140 | Not Started | 0 | 0 | 0 | 0
MISO |  |  |  | 2022-09-14T04:00:00+00:00 | Withdrawn |  | Solar/Battery |  |  |  | Hybrid | [16 empty] | Wilkinson | MS |  |  | Woodviille - Centreville 115 kV | 2024-12-30T05:00:00+00:00 | [9 empty] | ENTERGY MISSISSIPPI, LLC. | [23 empty] | J3072 | 2023-03-27T04:00:00+00:00 |  | DPP-2022 | South | Study Not Started | Network Resource Interconnection Service (NRIS) | 120 | 120 | Not Started | 0 | 0 | 0 | 0
MISO |  |  |  | 2022-09-14T04:00:00+00:00 | Withdrawn |  | Battery Storage |  |  |  | Battery Storage | [16 empty] | Jackson | AR |  |  | INDEPENDENCE-ISES - POWERLINE ROAD 500 kV | 2026-10-31T04:00:00+00:00 | [9 empty] | ENTERGY ARKANSAS, LLC | [23 empty] | J3073 | 2023-03-25T04:00:00+00:00 |  | DPP-2022 | South | Study Not Started | Network Resource Interconnection Service (NRIS) | 200 | 200 | Not Started | 0 | 0 | 0 | 0
MISO |  |  |  | 2022-09-15T04:00:00+00:00 | Active |  | Photovoltaic |  |  |  | Hybrid | [16 empty] | Randolph | IL |  |  | Prest-Steeleville | 2025-08-31T04:00:00+00:00 | [9 empty] | AMEREN ILLINOIS | [23 empty] | J3074 |  |  | DPP-2022 | Central | Phase 1 | Network Resource Interconnection Service (NRIS) | 250 | 250 | Not Started | 0 | 0 | 0 | 0
MISO |  |  |  | 2022-09-15T04:00:00+00:00 | Active |  | Solar/Battery |  |  |  | Hybrid | [16 empty] | Sullivan | IN |  |  | Merom Primary- Worthington Primary 345kV | 2025-11-30T05:00:00+00:00 | [9 empty] | HOOSIER ENERGY | [23 empty] | J3075 |  |  | DPP-2022 | Central | Phase 1 | Network Resource Interconnection Service (NRIS) | 900 | 900 | Not Started | 0 | 0 | 0 | 0
MISO |  |  |  | 2022-09-15T04:00:00+00:00 | Active |  | Solar/Battery |  |  |  | Hybrid | [16 empty] | Wabash | IL |  |  | 08GiBSON (PSI) to 7ALBION 345 kV | 2025-11-30T05:00:00+00:00 | [9 empty] | AMEREN ILLINOIS | [23 empty] | J3076 |  |  | DPP-2022 | Central | Phase 1 | Network Resource Interconnection Service (NRIS) | 770 | 770 | Not Started | 0 | 0 | 0 | 0
MISO |  |  |  | 2022-09-15T04:00:00+00:00 | Active |  | Solar/Battery |  |  |  | Hybrid | [16 empty] | Gibson | IN |  |  | Francisco 345 kV | 2026-11-30T05:00:00+00:00 | [9 empty] | Southern Indiana Gas & Electric Company d/b/a Centerpoint Energy Indiana South | [23 empty] | J3077 |  |  | DPP-2022 | Central | Phase 1 | Network Resource Interconnection Service (NRIS) | 1000 | 1000 | Not Started | 0 | 0 | 0 | 0
MISO |  |  |  | 2022-09-12T04:00:00+00:00 | Active |  | Wind Turbine |  |  |  | Wind | [16 empty] | Peoria | IL |  |  | Fargo to Sandburg 345kV | 2026-10-31T04:00:00+00:00 | [9 empty] | AMEREN TRANSMISSION COMPANY OF ILLINOIS | [23 empty] | J3078 |  |  | DPP-2022 | Central | Phase 1 |  | 252 | 252 | Not Started | 0 | 0 | 0 | 0
MISO |  |  |  | 2022-09-14T04:00:00+00:00 | Active |  | Photovoltaic |  |  |  | Solar | [16 empty] | Jasper | TX |  |  | Jasper-Holly Springs 138 kV line tap | 2026-10-01T04:00:00+00:00 | [9 empty] | EAST TEXAS ELECTRIC COOPERATIVE, INC. | [23 empty] | J3079 |  |  | DPP-2022 | South | Study Not Started | Network Resource Interconnection Service (NRIS) | 200 | 200 | Not Started | 0 | 0 | 0 | 0
MISO |  |  |  | 2022-09-15T04:00:00+00:00 | Active |  | Solar/Battery |  |  |  | Hybrid | [16 empty] | Pulaski | IL |  |  | Ameren owned Kelso - Joppa (Massac) 345 kV Tie-Line | 2025-08-29T04:00:00+00:00 | [9 empty] | AMEREN ILLINOIS | [23 empty] | J3080 |  |  | DPP-2022 | Central | Phase 1 | Network Resource Interconnection Service (NRIS) | 200 | 200 | Not Started | 0 | 0 | 0 | 0
MISO |  |  |  | 2022-09-14T04:00:00+00:00 | Active |  | Photovoltaic |  |  |  | Solar | [16 empty] | Hot Spring | AR |  |  | Entergy Arkansas Owned Social Hill - De Gray 115 kV Line | 2026-09-30T04:00:00+00:00 | [9 empty] | ENTERGY ARKANSAS, LLC | [23 empty] | J3081 |  |  | DPP-2022 | South | Study Not Started | Network Resource Interconnection Service (NRIS) | 160 | 160 | Not Started | 0 | 0 | 0 | 0
MISO |  |  |  | 2022-09-15T04:00:00+00:00 | Active |  | Solar/Battery |  |  |  | Hybrid | [16 empty] | Franklin | LA |  |  | Taping the 'Gilbert / 3GILBERT_LA (303322)' to 'Winnsboro / 3WINNSBORO! (337330)' 115kV line. | 2026-06-30T04:00:00+00:00 | [9 empty] | ENTERGY LOUISIANA, LLC | [23 empty] | J3082 |  |  | DPP-2022 | South | Study Not Started | Network Resource Interconnection Service (NRIS) | 135 | 135 | Not Started | 0 | 0 | 0 | 0
MISO |  |  |  | 2022-09-15T04:00:00+00:00 | Active |  | Photovoltaic |  |  |  | Solar | [16 empty] | Pointe Coupee | LA |  |  | MISO Model (J1368 POI) - Bus 43684. This POI is a tap on Fancy Point - Waterloo 230kV Line. NRIS Pro | 2022-07-01T04:00:00+00:00 | [9 empty] | ENTERGY LOUISIANA, LLC | [23 empty] | J3083 |  |  | DPP-2022 | South | Study Not Started |  | 100 | 100 | Not Started | 0 | 0 | 0 | 0
MISO |  |  |  | 2022-09-14T04:00:00+00:00 | Active |  | Combined Cycle |  |  |  | Gas | [16 empty] | Sullivan | IN |  |  | Merom (HED) - Dresser 345kV | 2026-01-01T05:00:00+00:00 | [9 empty] | DUKE ENERGY INDIANA, LLC | [23 empty] | J3084 |  |  | DPP-2022 | Central | Phase 1 | Network Resource Interconnection Service (NRIS) | 580.5 | 641.8 | Not Started | 0 | 0 | 0 | 0
MISO |  |  |  | 2022-09-15T04:00:00+00:00 | Active |  | Photovoltaic |  |  |  | Solar | [16 empty] | Madison | MO |  |  | Fredericktown 138 kV Substation | 2025-12-31T05:00:00+00:00 | [9 empty] | AMEREN MISSOURI | [23 empty] | J3085 |  |  | DPP-2022 | Central | Phase 1 | Network Resource Interconnection Service (NRIS) | 75 | 75 | Not Started | 0 | 0 | 0 | 0
MISO |  |  |  | 2022-09-14T04:00:00+00:00 | Withdrawn |  | Battery Storage |  |  |  | Battery Storage | [16 empty] | Peoria | TX |  |  | New 345kV switchyard, looping in the Fargo-Sandburg 345kV | 2026-11-01T04:00:00+00:00 | [9 empty] | AMEREN TRANSMISSION COMPANY OF ILLINOIS | [23 empty] | J3086 | 2023-03-24T04:00:00+00:00 |  | DPP-2022 | Central | Phase 1 |  | 252.96 | 252.96 | Not Started | 0 | 0 | 0 | 0
MISO |  |  |  | 2022-09-14T04:00:00+00:00 | Withdrawn |  | Battery Storage |  |  |  | Battery Storage | [16 empty] | Logan | TX |  |  | Shockey | 2026-11-01T04:00:00+00:00 | [9 empty] | AMEREN ILLINOIS | [23 empty] | J3087 | 2023-03-24T04:00:00+00:00 |  | DPP-2022 | Central | Phase 1 |  | 204.6 | 204.6 | Not Started | 0 | 0 | 0 | 0
MISO |  |  |  | 2022-09-13T04:00:00+00:00 | Active |  | Solar/Battery |  |  |  | Hybrid | [16 empty] | Woodbury | IA |  |  | Raun to Sioux City | 2027-02-01T05:00:00+00:00 | [9 empty] | MIDAMERICAN ENERGY CO. | [23 empty] | J3088 |  |  | DPP-2022 | West | Phase 1 | Energy Resource Interconnection Service (ERIS) | 300 | 300 | Not Started | 0 | 0 | 0 | 0
MISO |  |  |  | 2022-09-15T04:00:00+00:00 | Active |  | Combined Cycle |  |  |  | Gas | [16 empty] | Webster | KY |  |  | Reid EHV | 2029-04-30T04:00:00+00:00 | [9 empty] | BIG RIVERS ELECTRIC CORPORATION | [23 empty] | J3089 |  |  | DPP-2022 | Central | Phase 1 | Network Resource Interconnection Service (NRIS) | 696 | 696 | Not Started | 0 | 0 | 0 | 0
MISO |  |  |  | 2022-09-09T04:00:00+00:00 | Active |  | Photovoltaic |  |  |  | Solar | [16 empty] | Crittenden | AR |  |  | West Memphis EHV | 2025-10-15T04:00:00+00:00 | [9 empty] | ENTERGY ARKANSAS, LLC | [23 empty] | J3090 |  |  | DPP-2022 | South | Study Not Started | Network Resource Interconnection Service (NRIS) | 200 | 200 | Not Started | 0 | 0 | 0 | 0
MISO |  |  |  | 2022-09-12T04:00:00+00:00 | Withdrawn |  | Wind Turbine |  |  |  | Wind | [16 empty] | Logan | ND |  |  | East Bismarck Junction to Wishek Junction | 2026-01-01T05:00:00+00:00 | [9 empty] | MONTANA-DAKOTA UTILITIES CO. | [23 empty] | J3091 | 2023-03-24T04:00:00+00:00 |  | DPP-2022 | West | Phase 1 | Network Resource Interconnection Service (NRIS) | 145 | 145 | Not Started | 0 | 0 | 0 | 0
MISO |  |  |  | 2022-09-14T04:00:00+00:00 | Active |  | Solar/Battery |  |  |  | Hybrid | [16 empty] | Bolivar | MS |  |  | Entergy's SHELBY SS 115 kV | 2026-05-01T04:00:00+00:00 | [9 empty] | ENTERGY MISSISSIPPI, LLC. | [23 empty] | J3092 |  |  | DPP-2022 | South | Study Not Started | Network Resource Interconnection Service (NRIS) | 115 | 115 | Not Started | 0 | 0 | 0 | 0
MISO |  |  |  | 2022-09-15T04:00:00+00:00 | Active |  | Battery Storage |  |  |  | Battery Storage | [16 empty] | Madison | MS |  |  | Lakeover EHV - McAdams EHV 500 kV | 2024-12-01T05:00:00+00:00 | [9 empty] | ENTERGY MISSISSIPPI, LLC. | [23 empty] | J3093 |  |  | DPP-2022 | South | Study Not Started | Network Resource Interconnection Service (NRIS) | 100 | 100 | Not Started | 0 | 0 | 0 | 0
MISO |  |  |  | 2022-09-15T04:00:00+00:00 | Active |  | Solar/Battery |  |  |  | Hybrid | [16 empty] | Washington | IN |  |  | Pumpkin Center 230kV | 2026-09-30T04:00:00+00:00 | [9 empty] | DUKE ENERGY INDIANA, LLC | [23 empty] | J3094 |  |  | DPP-2022 | Central | Phase 1 | Network Resource Interconnection Service (NRIS) | 115 | 115 | Not Started | 0 | 0 | 0 | 0
MISO |  |  |  | 2022-09-13T04:00:00+00:00 | Active |  | Photovoltaic |  |  |  | Solar | [16 empty] | Ford | IL |  |  | 4PAXTON - 4GIBSONC_E 138 KV LINE | 2025-09-01T04:00:00+00:00 | [9 empty] | AMEREN ILLINOIS | [23 empty] | J3095 |  |  | DPP-2022 | Central | Phase 1 | Network Resource Interconnection Service (NRIS) | 200 | 200 | Not Started | 0 | 0 | 0 | 0
MISO |  |  |  | 2022-09-14T04:00:00+00:00 | Active |  | Photovoltaic |  |  |  | Solar | [16 empty] | Henderson | KY |  |  | Reid 161 kV to Henderson 161 kV | 2025-10-01T04:00:00+00:00 | [9 empty] | BIG RIVERS ELECTRIC CORPORATION | [23 empty] | J3096 |  |  | DPP-2022 | Central |  | Network Resource Interconnection Service (NRIS) | 200 | 200 | Not Started | 0 | 0 | 0 | 0
MISO |  |  |  | 2022-09-13T04:00:00+00:00 | Active |  | Solar/Battery |  |  |  | Hybrid | [16 empty] | Amite | MS |  |  | Entergy Mississippi Gillsburg Tap - Gillsburg on the Amite - Gillsburg115 kV Line | 2025-08-29T04:00:00+00:00 | [9 empty] | ENTERGY MISSISSIPPI, LLC. | [23 empty] | J3097 |  |  | DPP-2022 | South | Study Not Started | Network Resource Interconnection Service (NRIS) | 150 | 150 | Not Started | 0 | 0 | 0 | 0
MISO |  |  |  | 2022-09-14T04:00:00+00:00 | Active |  | Photovoltaic |  |  |  | Solar | [16 empty] | Franklin | LA |  |  | RED GUM - WINNSBORO 115 kV (122.5,122.6,122.7) | 2027-04-15T04:00:00+00:00 | [9 empty] | ENTERGY LOUISIANA, LLC | [23 empty] | J3098 |  |  | DPP-2022 | South | Study Not Started | Network Resource Interconnection Service (NRIS) | 75 | 75 | Not Started | 0 | 0 | 0 | 0
MISO |  |  |  | 2022-09-14T04:00:00+00:00 | Withdrawn |  | Photovoltaic |  |  |  | Solar | [16 empty] | Faulkner | AR |  |  | Hamlet to Gravel Ridge 161kV | 2027-06-15T04:00:00+00:00 | [9 empty] | ENTERGY ARKANSAS, LLC | [23 empty] | J3099 | 2023-03-27T04:00:00+00:00 |  | DPP-2022 | South | Study Not Started | Energy Resource Interconnection Service (ERIS) | 100 | 100 | Not Started | 0 | 0 | 0 | 0
MISO |  |  |  | 2017-06-16T04:00:00+00:00 | Withdrawn |  | Wind Turbine |  |  |  | Wind | [16 empty] | Dodge County,Steele County | Minnesota |  |  | West Owatonna-AL Corn Dist-Byron 161kV Line | 2017-09-01T04:00:00+00:00 | [9 empty] | SOUTHERN MINNESOTA MUNICIPAL POWER AGENCY | [23 empty] | J310 | 2019-02-11T05:00:00+00:00 |  | DPP-2017-AUG | West | Phase 3 | Network Resource Interconnection Service (NRIS) | 200 | 200 | Not Started | 0 | 0 | 0 | 0
MISO |  |  |  | 2022-09-14T04:00:00+00:00 | Active |  | Photovoltaic |  |  |  | Solar | [16 empty] | Roscommon | MI |  |  | Higgins - Mio Dam 138 kV line | 2025-09-15T04:00:00+00:00 | [9 empty] | METC | [23 empty] | J3100 |  |  | DPP-2022 | East (ITC) | Study Not Started | Network Resource Interconnection Service (NRIS) | 75 | 75 | Not Started | 0 | 0 | 0 | 0
MISO |  |  |  | 2022-09-15T04:00:00+00:00 | Withdrawn |  | Solar/Wind |  |  |  | Solar | [16 empty] | Sunflower | MS |  |  | Shaw-Indianola 115kV | 2025-08-30T04:00:00+00:00 | [9 empty] | ENTERGY MISSISSIPPI, LLC. | [23 empty] | J3101 | 2023-06-13T04:00:00+00:00 |  | DPP-2022 | South | Study Not Started |  | 20 | 20 | Not Started | 0 | 0 | 0 | 0
MISO |  |  |  | 2022-09-15T04:00:00+00:00 | Withdrawn |  | Solar/Battery |  |  |  | Hybrid | [16 empty] | Pemiscot | MO |  |  | Dell to New Madrid 500kV line | 2025-08-30T04:00:00+00:00 | [9 empty] | AMEREN MISSOURI | [23 empty] | J3102 | 2023-03-24T04:00:00+00:00 |  | DPP-2022 | Central | Phase 1 | Network Resource Interconnection Service (NRIS) | 500 | 500 | Not Started | 0 | 0 | 0 | 0
MISO |  |  |  | 2022-06-22T04:00:00+00:00 | Active |  | Photovoltaic |  |  |  | Solar | [16 empty] | Fountain | IN |  |  | Lafayette - Veedersburg West 230 kV | 2026-06-01T04:00:00+00:00 | [9 empty] | DUKE ENERGY INDIANA, LLC | [23 empty] | J3103 |  |  | DPP-2022 | Central | Phase 1 | Network Resource Interconnection Service (NRIS) | 145 | 145 | Not Started | 0 | 0 | 0 | 0
MISO |  |  |  | 2022-09-14T04:00:00+00:00 | Active |  | Photovoltaic |  |  |  | Solar | [16 empty] | Hinds | MS |  |  | Tinnin Road 230kV Substation | 2027-06-01T04:00:00+00:00 | [9 empty] | ENTERGY MISSISSIPPI, LLC. | [23 empty] | J3104 |  |  | DPP-2022 | South | Study Not Started | Network Resource Interconnection Service (NRIS) | 85 | 85 | Not Started | 0 | 0 | 0 | 0
MISO |  |  |  | 2022-09-15T04:00:00+00:00 | Active |  | Solar/Battery |  |  |  | Hybrid | [16 empty] | Amite | MS |  |  | Franklin EHV - McKnight 500 kV | 2025-08-30T04:00:00+00:00 | [9 empty] | ENTERGY LOUISIANA, LLC | [23 empty] | J3105 |  |  | DPP-2022 | South | Study Not Started | Network Resource Interconnection Service (NRIS) | 400 | 400 | Not Started | 0 | 0 | 0 | 0
MISO |  |  |  | 2022-09-15T04:00:00+00:00 | Withdrawn |  | Solar/Battery |  |  |  | Solar | [16 empty] | Pemiscot | MO |  |  | Dell to New Madrid 500 kV line | 2025-08-30T04:00:00+00:00 | [9 empty] | AMEREN MISSOURI | [23 empty] | J3106 | 2023-03-24T04:00:00+00:00 |  | DPP-2022 | Central | Phase 1 | Network Resource Interconnection Service (NRIS) | 500 | 500 | Not Started | 0 | 0 | 0 | 0
MISO |  |  |  | 2022-09-15T04:00:00+00:00 | Active |  | Photovoltaic |  |  |  | Solar | [16 empty] | Johnson | IA |  |  | Enron Substation | 2025-08-01T04:00:00+00:00 | [9 empty] | MIDAMERICAN ENERGY CO. | [23 empty] | J3107 |  |  | DPP-2022 | West | Phase 1 | Network Resource Interconnection Service (NRIS) | 150 | 150 | Not Started | 0 | 0 | 0 | 0
MISO |  |  |  | 2022-09-15T04:00:00+00:00 | Active |  | Solar/Battery |  |  |  | Hybrid | [16 empty] | Jasper | MS |  |  | Missionary 161kV Substation | 2026-06-30T04:00:00+00:00 | [9 empty] | COOPERATIVE ENERGY | [23 empty] | J3108 |  |  | DPP-2022 | South | Study Not Started | Network Resource Interconnection Service (NRIS) | 180 | 180 | Not Started | 0 | 0 | 0 | 0
MISO |  |  |  | 2022-09-15T04:00:00+00:00 | Active |  | Solar/Battery |  |  |  | Hybrid | [16 empty] | Lonoke | AR |  |  | Taping the 'Carlisle / 3CARISLE! (338003)' to 'Screeton / 3SCREETON (338005)' 115kV line | 2026-06-30T04:00:00+00:00 | [9 empty] | ENTERGY ARKANSAS, LLC | [23 empty] | J3109 |  |  | DPP-2022 | South | Study Not Started | Network Resource Interconnection Service (NRIS) | 120 | 120 | Not Started | 0 | 0 | 0 | 0
MISO |  |  |  | 2022-09-15T04:00:00+00:00 | Active |  | Solar/Battery |  |  |  | Hybrid | [16 empty] | Craighead | AR |  |  | Powerline Road / 8POWERLN_RD% (338156) 500kV Substation | 2026-06-30T04:00:00+00:00 | [9 empty] | ENTERGY ARKANSAS, LLC | [23 empty] | J3110 |  |  | DPP-2022 | South | Study Not Started | Network Resource Interconnection Service (NRIS) | 400 | 400 | Not Started | 0 | 0 | 0 | 0
MISO |  |  |  | 2022-09-15T04:00:00+00:00 | Active |  | Solar/Battery |  |  |  | Hybrid | [16 empty] | Craighead | AR |  |  | AECC TRUMANN WEST - POWERLINE ROAD 161kv | 2026-06-30T04:00:00+00:00 | [9 empty] | ENTERGY ARKANSAS, LLC | [23 empty] | J3111 |  |  | DPP-2022 | South | Study Not Started | Network Resource Interconnection Service (NRIS) | 100 | 100 | Not Started | 0 | 0 | 0 | 0
MISO |  |  |  | 2022-09-15T04:00:00+00:00 | Active |  | Solar/Battery |  |  |  | Hybrid | [16 empty] | Phillips | AR |  |  | Barton - West Helena 115kV | 2026-06-30T04:00:00+00:00 | [9 empty] | ENTERGY ARKANSAS, LLC | [23 empty] | J3112 |  |  | DPP-2022 | South | Study Not Started | Network Resource Interconnection Service (NRIS) | 100 | 100 | Not Started | 0 | 0 | 0 | 0
MISO |  |  |  | 2022-09-15T04:00:00+00:00 | Withdrawn |  | Solar/Battery |  |  |  | Hybrid | [16 empty] | Greene | IN |  |  | Edwardsport IGCC - Amo 345kV | 2026-06-30T04:00:00+00:00 | [9 empty] | DUKE ENERGY INDIANA, LLC | [23 empty] | J3113 | 2022-12-06T05:00:00+00:00 |  | DPP-2022 | Central | Phase 1 | Network Resource Interconnection Service (NRIS) | 300 | 300 | Not Started | 0 | 0 | 0 | 0
MISO |  |  |  | 2022-09-15T04:00:00+00:00 | Active |  | Solar/Battery |  |  |  | Hybrid | [16 empty] | Greene | IN |  |  | Taping 'Sandborn Primary / 07SAND61 (248465)' to 'Worthington Primary / 07WORTH (248784)' 161kV line | 2026-06-30T04:00:00+00:00 | [9 empty] | HOOSIER ENERGY | [23 empty] | J3114 |  |  | DPP-2022 | Central | Phase 1 | Network Resource Interconnection Service (NRIS) | 300 | 300 | Not Started | 0 | 0 | 0 | 0
MISO |  |  |  | 2022-09-15T04:00:00+00:00 | Active |  | Solar/Battery |  |  |  | Hybrid | [16 empty] | Sharkey | MS |  |  | Taping the 'Onward / 3ONWARD+ (336967)' to 'Rolling Fork / 3ROLING FRK! (336968)' 115kV line | 2026-06-30T04:00:00+00:00 | [9 empty] | COOPERATIVE ENERGY | [23 empty] | J3115 |  |  | DPP-2022 | South | Study Not Started | Network Resource Interconnection Service (NRIS) | 216 | 216 | Not Started | 0 | 0 | 0 | 0
MISO |  |  |  | 2022-09-15T04:00:00+00:00 | Active |  | Solar/Battery |  |  |  | Hybrid | [16 empty] | Phillips | AR |  |  | Taping 'AECC Aubrey / 6AUBREY# (338885)' to 'Ritchie SES Switchyard / 6RITCHIE-2! (337991)' 230kV Li | 2026-06-30T04:00:00+00:00 | [9 empty] | ENTERGY ARKANSAS, LLC | [23 empty] | J3116 |  |  | DPP-2022 | South | Study Not Started | Network Resource Interconnection Service (NRIS) | 200 | 200 | Not Started | 0 | 0 | 0 | 0
MISO |  |  |  | 2022-09-15T04:00:00+00:00 | Active |  | Solar/Battery |  |  |  | Hybrid | [16 empty] | Clay | AR |  |  | Taping the 'Texas Eastern Station 8 / ST.E.P/ S-8 (338229)' to 'McDougal / 5MCDOUGAL# (338695)' 161k | 2026-06-30T04:00:00+00:00 | [9 empty] | ENTERGY ARKANSAS, LLC | [23 empty] | J3117 |  |  | DPP-2022 | South | Study Not Started | Network Resource Interconnection Service (NRIS) | 200 | 200 | Not Started | 0 | 0 | 0 | 0
MISO |  |  |  | 2022-09-15T04:00:00+00:00 | Active |  | Solar/Battery |  |  |  | Hybrid | [16 empty] | Morehouse | LA |  |  | Taping the 'Galion / 3GALION (337444)' to 'Oak Grove / 3OAK_GROVE! (337445)' 115kV line | 2026-06-30T04:00:00+00:00 | [9 empty] | ENTERGY LOUISIANA, LLC | [23 empty] | J3118 |  |  | DPP-2022 | South | Study Not Started | Network Resource Interconnection Service (NRIS) | 160 | 160 | Not Started | 0 | 0 | 0 | 0
MISO |  |  |  | 2022-09-15T04:00:00+00:00 | Withdrawn |  | Solar/Battery |  |  |  | Hybrid | [16 empty] | Pulaski | IN |  |  | Taping 'Reynolds / 17REYNOLDS (255205)' to 'Burr Oak / 17BURR_OAK (255101)' 22.4mi from Reynolds 345 | 2026-06-30T04:00:00+00:00 | [9 empty] | NORTHERN INDIANA PUBLIC SERVICE COMPANY LLC | [23 empty] | J3119 | 2022-12-06T05:00:00+00:00 |  | DPP-2022 | Central | Study Not Started | Network Resource Interconnection Service (NRIS) | 350 | 350 | Not Started | 0 | 0 | 0 | 0
MISO |  |  |  | 2022-09-15T04:00:00+00:00 | Active |  | Solar/Battery |  |  |  | Hybrid | [16 empty] | Jackson | AR |  |  | Taping 'Newport AB / NEWPORTSOLAR (338177)' to 'Cash / 5CASH (338171)' 161kV Line. | 2026-06-30T04:00:00+00:00 | [9 empty] | ENTERGY ARKANSAS, LLC | [23 empty] | J3120 |  |  | DPP-2022 | South | Study Not Started | Network Resource Interconnection Service (NRIS) | 200 | 200 | Not Started | 0 | 0 | 0 | 0
MISO |  |  |  | 2022-09-15T04:00:00+00:00 | Withdrawn |  | Solar/Battery |  |  |  | Hybrid | [16 empty] | Wayne | IN |  |  | Centerville 69 kV Substation | 2027-06-01T04:00:00+00:00 | [9 empty] | DUKE ENERGY INDIANA, LLC | [23 empty] | J3121 | 2023-03-24T04:00:00+00:00 |  | DPP-2022 | Central | Phase 1 | Network Resource Interconnection Service (NRIS) | 50 | 50 | Not Started | 0 | 0 | 0 | 0
MISO |  |  |  | 2022-09-14T04:00:00+00:00 | Active |  | Wind/Battery |  |  |  | Hybrid | [16 empty] | Crittenden | AR |  |  | Bob White 161 kV SS (J1007 POI) | 2025-04-15T04:00:00+00:00 | [9 empty] | ENTERGY ARKANSAS, LLC | [23 empty] | J3122 |  |  | DPP-2022 | South | Study Not Started | Network Resource Interconnection Service (NRIS) | 200 | 200 | Not Started | 0 | 0 | 0 | 0
MISO |  |  |  | 2022-09-14T04:00:00+00:00 | Withdrawn |  | Battery Storage |  |  |  | Battery Storage | [16 empty] | Orange | TX |  |  | Chisholm RD- Hartburg 230kV | 2026-10-01T04:00:00+00:00 | [9 empty] | ENTERGY TEXAS, INC. | [23 empty] | J3123 | 2023-03-24T04:00:00+00:00 |  | DPP-2022 | South | Study Not Started | Network Resource Interconnection Service (NRIS) | 150 | 150 | Not Started | 0 | 0 | 0 | 0
MISO |  |  |  | 2022-09-14T04:00:00+00:00 | Active |  | Photovoltaic |  |  |  | Solar | [16 empty] | Saginaw | MI |  |  | Murphy 345 kV Substation | 2026-08-31T04:00:00+00:00 | [9 empty] | METC | [23 empty] | J3124 |  |  | DPP-2022 | East (ITC) | Study Not Started | Network Resource Interconnection Service (NRIS) | 120 | 120 | Not Started | 0 | 0 | 0 | 0
MISO |  |  |  | 2022-09-14T04:00:00+00:00 | Active |  | Wind Turbine |  |  |  | Hybrid | [16 empty] | Watonwan | MN |  |  | Crandall 345 kV Substation | 2027-06-01T04:00:00+00:00 | [9 empty] | NORTHERN STATES POWER COMPANY | [23 empty] | J3125 |  |  | DPP-2022 | West | Phase 1 | Network Resource Interconnection Service (NRIS) | 289 | 289 | Not Started | 0 | 0 | 0 | 0
MISO |  |  |  | 2022-09-14T04:00:00+00:00 | Active |  | Photovoltaic |  |  |  | Solar | [16 empty] | Washington | MS |  |  | Stringtown-Greenville/North 115kV Transmission Line | 2026-10-01T04:00:00+00:00 | [9 empty] | ENTERGY MISSISSIPPI, LLC. | [23 empty] | J3126 |  |  | DPP-2022 | South | Study Not Started | Network Resource Interconnection Service (NRIS) | 200 | 200 | Not Started | 0 | 0 | 0 | 0
MISO |  |  |  | 2022-09-15T04:00:00+00:00 | Withdrawn |  | Photovoltaic |  |  |  | Solar | [16 empty] | Monroe | AR |  |  | Brinkley East - Clarendon 115 kV | 2026-10-01T04:00:00+00:00 | [9 empty] | ENTERGY ARKANSAS, LLC | [23 empty] | J3127 | 2023-03-24T04:00:00+00:00 |  | DPP-2022 | South | Study Not Started | Network Resource Interconnection Service (NRIS) | 160 | 160 | Not Started | 0 | 0 | 0 | 0
MISO |  |  |  | 2022-09-15T04:00:00+00:00 | Active |  | Photovoltaic |  |  |  | Solar | [16 empty] | East Feliciana | LA |  |  | Starhill Substation 138 kV | 2026-10-01T04:00:00+00:00 | [9 empty] | ENTERGY LOUISIANA, LLC | [23 empty] | J3128 |  |  | DPP-2022 | South | Study Not Started | Network Resource Interconnection Service (NRIS) | 100 | 100 | Not Started | 0 | 0 | 0 | 0
MISO |  |  |  | 2022-09-15T04:00:00+00:00 | Withdrawn |  | Battery Storage |  |  |  | Battery Storage | [16 empty] | East Feliciana | LA |  |  | Starhill 138 kV Substation | 2026-10-01T04:00:00+00:00 | [9 empty] | ENTERGY LOUISIANA, LLC | [23 empty] | J3129 | 2023-03-24T04:00:00+00:00 |  | DPP-2022 | South | Study Not Started | Network Resource Interconnection Service (NRIS) | 50 | 50 | Not Started | 0 | 0 | 0 | 0
MISO |  |  |  | 2022-09-09T04:00:00+00:00 | Active |  | Photovoltaic |  |  |  | Solar | [16 empty] | Marion | IL |  |  | Kinmundy to Salem 138 kV | 2026-06-30T04:00:00+00:00 | [9 empty] | AMEREN ILLINOIS | [23 empty] | J3130 |  |  | DPP-2022 | Central | Phase 1 | Network Resource Interconnection Service (NRIS) | 100 | 100 | Not Started | 0 | 0 | 0 | 0
MISO |  |  |  | 2022-09-14T04:00:00+00:00 | Active |  | Photovoltaic |  |  |  | Solar | [16 empty] | Union | AR |  |  | El Dorado EHV - Sarepta 345/115KV SW STA 345 kV | 2026-06-30T04:00:00+00:00 | [9 empty] | ENTERGY ARKANSAS, LLC | [23 empty] | J3131 |  |  | DPP-2022 | South | Study Not Started | Network Resource Interconnection Service (NRIS) | 300 | 300 | Not Started | 0 | 0 | 0 | 0
MISO |  |  |  | 2022-09-14T04:00:00+00:00 | Active |  | Battery Storage |  |  |  | Battery Storage | [16 empty] | Union | AR |  |  | El Dorado EHV - Sarepta 345/115KV SW STA 345 kV | 2026-06-30T04:00:00+00:00 | [9 empty] | ENTERGY ARKANSAS, LLC | [23 empty] | J3132 |  |  | DPP-2022 | South | Study Not Started | Network Resource Interconnection Service (NRIS) | 150 | 150 | Not Started | 0 | 0 | 0 | 0
MISO |  |  |  | 2022-09-14T04:00:00+00:00 | Active |  | Battery Storage |  |  |  | Battery Storage | [16 empty] | Saginaw | MI |  |  | Murphy to Nelson Road 345 kV | 2026-08-31T04:00:00+00:00 | [9 empty] | MICHIGAN PUBLIC POWER AGENCY | [23 empty] | J3133 |  |  | DPP-2022 | East (ITC) |  | Network Resource Interconnection Service (NRIS) | 120 | 120 | Not Started | 0 | 0 | 0 | 0
MISO |  |  |  | 2022-09-15T04:00:00+00:00 | Active |  | Photovoltaic |  |  |  | Solar | [16 empty] | Otsego | MI |  |  | Gaylord Transmission Station, 138 kV, Bus #263662 | 2025-06-30T04:00:00+00:00 | [9 empty] | WOLVERINE POWER SUPPLY COOPERATIVE | [23 empty] | J3134 |  |  | DPP-2022 | East (ITC) | Study Not Started | Network Resource Interconnection Service (NRIS) | 150 | 150 | Not Started | 0 | 0 | 0 | 0
MISO |  |  |  | 2022-09-15T04:00:00+00:00 | Active |  | Photovoltaic |  |  |  | Solar | [16 empty] | Perry | IL |  |  | Commodore-Aster-4513 | 2026-07-31T04:00:00+00:00 | [9 empty] | AMEREN ILLINOIS | [23 empty] | J3135 |  |  | DPP-2022 | Central | Phase 1 | Network Resource Interconnection Service (NRIS) | 200 | 200 | Not Started | 0 | 0 | 0 | 0
MISO |  |  |  | 2022-09-13T04:00:00+00:00 | Active |  | Solar/Battery |  |  |  | Hybrid | [16 empty] | Daviess | IN |  |  | Hoosier's Sandborn - Grain Processing Center 161kV (GPC Primary - Sandborn Primary) | 2026-11-01T04:00:00+00:00 | [9 empty] | HOOSIER ENERGY | [23 empty] | J3136 |  |  | DPP-2022 | Central | Phase 1 | Network Resource Interconnection Service (NRIS) | 100 | 100 | Not Started | 0 | 0 | 0 | 0
MISO |  |  |  | 2022-09-15T04:00:00+00:00 | Active |  | Photovoltaic |  |  |  | Solar | [16 empty] | Pocahontas | IA |  |  | Sac - Pocahontas 161 kV | 2026-05-01T04:00:00+00:00 | [9 empty] | MIDAMERICAN ENERGY CO. | [23 empty] | J3137 |  |  | DPP-2022 | West | Phase 1 | Network Resource Interconnection Service (NRIS) | 156.3 | 156.3 | Not Started | 0 | 0 | 0 | 0
MISO |  |  |  | 2022-09-15T04:00:00+00:00 | Active |  | Photovoltaic |  |  |  | Solar | [16 empty] | Rapides | LA |  |  | Rapides 230kV Substation | 2026-09-30T04:00:00+00:00 | [9 empty] | CLECO POWER LLC | [23 empty] | J3138 |  |  | DPP-2022 | South | Study Not Started | Network Resource Interconnection Service (NRIS) | 49.3 | 49.3 | Not Started | 0 | 0 | 0 | 0
MISO |  |  |  | 2022-09-13T04:00:00+00:00 | Active |  | Photovoltaic |  |  |  | Solar | [16 empty] | Holmes | MS |  |  | Pickens 230 kV Substation | 2026-06-30T04:00:00+00:00 | [9 empty] | ENTERGY MISSISSIPPI, LLC. | [23 empty] | J3139 |  |  | DPP-2022 | South | Study Not Started | Network Resource Interconnection Service (NRIS) | 225 | 225 | Not Started | 0 | 0 | 0 | 0
MISO |  |  |  | 2022-09-14T04:00:00+00:00 | Active |  | Battery Storage |  |  |  | Battery Storage | [16 empty] | Porter | IN |  |  | South Valparaiso 138 kV Substation | 2026-08-31T04:00:00+00:00 | [9 empty] | NORTHERN INDIANA PUBLIC SERVICE COMPANY LLC | [23 empty] | J3140 |  |  | DPP-2022 | Central | Phase 1 | Network Resource Interconnection Service (NRIS) | 50 | 50 | Not Started | 0 | 0 | 0 | 0
MISO |  |  |  | 2022-09-14T04:00:00+00:00 | Active |  | Photovoltaic |  |  |  | Solar | [16 empty] | Phillips | AR |  |  | Ritchie Plant Substation 230kV | 2026-10-01T04:00:00+00:00 | [9 empty] | ENTERGY ARKANSAS, LLC | [23 empty] | J3141 |  |  | DPP-2022 | South | Study Not Started |  | 100 | 100 | Not Started | 0 | 0 | 0 | 0
MISO |  |  |  | 2022-09-15T04:00:00+00:00 | Active |  | Photovoltaic |  |  |  | Solar | [16 empty] | Johnson | IN |  |  | Circuit ID# 6950 - Columbus North (08COLNRT) - Franklin Forsythe St (08FRSYTH) | 2027-07-01T04:00:00+00:00 | [9 empty] | DUKE ENERGY INDIANA, LLC | [23 empty] | J3142 |  |  | DPP-2022 | Central | Phase 1 | Network Resource Interconnection Service (NRIS) | 50 | 50 | Not Started | 0 | 0 | 0 | 0
MISO |  |  |  | 2022-09-13T04:00:00+00:00 | Active |  | Photovoltaic |  |  |  | Solar | [16 empty] | Putnam | IN |  |  | Jackson Township (08JCKSN_TWNS) - Heritage Lake (08HERITL) | 2027-07-01T04:00:00+00:00 | [9 empty] | DUKE ENERGY INDIANA, LLC | [23 empty] | J3143 |  |  | DPP-2022 | Central | Phase 1 | Network Resource Interconnection Service (NRIS) | 50 | 50 | Not Started | 0 | 0 | 0 | 0
MISO |  |  |  | 2022-09-14T04:00:00+00:00 | Active |  | Photovoltaic |  |  |  | Solar | [16 empty] | Putnam | IN |  |  | Amo - Wheatland 69kV Line | 2027-07-01T04:00:00+00:00 | [9 empty] | DUKE ENERGY INDIANA, LLC | [23 empty] | J3144 |  |  | DPP-2022 | Central | Phase 1 | Network Resource Interconnection Service (NRIS) | 150 | 150 | Not Started | 0 | 0 | 0 | 0
MISO |  |  |  | 2022-09-14T04:00:00+00:00 | Active |  | Photovoltaic |  |  |  | Solar | [16 empty] | Putnam | IN |  |  | Amo - Wheatland Line | 2027-07-01T04:00:00+00:00 | [9 empty] | DUKE ENERGY INDIANA, LLC | [23 empty] | J3145 |  |  | DPP-2022 | Central | Phase 1 | Network Resource Interconnection Service (NRIS) | 150 | 150 | Not Started | 0 | 0 | 0 | 0
MISO |  |  |  | 2022-09-14T04:00:00+00:00 | Active |  | Photovoltaic |  |  |  | Solar | [16 empty] | Putnam | IN |  |  | Amo - Wheatland Line | 2027-07-01T04:00:00+00:00 | [9 empty] | DUKE ENERGY INDIANA, LLC | [23 empty] | J3146 |  |  | DPP-2022 | Central | Phase 1 | Network Resource Interconnection Service (NRIS) | 200 | 200 | Not Started | 0 | 0 | 0 | 0
MISO |  |  |  | 2022-09-14T04:00:00+00:00 | Active |  | Photovoltaic |  |  |  | Solar | [16 empty] | Johnson | IN |  |  | Trafalgar Switchyard (08TRFLGJ) | 2027-07-01T04:00:00+00:00 | [9 empty] | DUKE ENERGY INDIANA, LLC | [23 empty] | J3147 |  |  | DPP-2022 | Central | Phase 1 | Network Resource Interconnection Service (NRIS) | 50 | 50 | Not Started | 0 | 0 | 0 | 0
MISO |  |  |  | 2022-09-14T04:00:00+00:00 | Active |  | Photovoltaic |  |  |  | Solar | [16 empty] | Greene | IA |  |  | Drager to Grand Junction | 2027-07-01T04:00:00+00:00 | [9 empty] | MIDAMERICAN ENERGY CO. | [23 empty] | J3148 |  |  | DPP-2022 | West | Phase 1 | Network Resource Interconnection Service (NRIS) | 131 | 131 | Not Started | 0 | 0 | 0 | 0
MISO |  |  |  | 2022-09-14T04:00:00+00:00 | Active |  | Photovoltaic |  |  |  | Solar | [16 empty] | Mills | IA |  |  | Hastings to Bunge | 2027-07-01T04:00:00+00:00 | [9 empty] | MIDAMERICAN ENERGY CO. | [23 empty] | J3149 |  |  | DPP-2022 | West | Phase 1 | Network Resource Interconnection Service (NRIS) | 80 | 80 | Not Started | 0 | 0 | 0 | 0
MISO |  |  |  | 2022-09-14T04:00:00+00:00 | Active |  | Photovoltaic |  |  |  | Solar | [16 empty] | Panola | MS |  |  | Crenshaw to Como | 2027-07-01T04:00:00+00:00 | [9 empty] | DUKE ENERGY INDIANA, LLC | [23 empty] | J3150 |  |  | DPP-2022 | Central | Study Not Started | Network Resource Interconnection Service (NRIS) | 100 | 100 | Not Started | 0 | 0 | 0 | 0
MISO |  |  |  | 2022-09-15T04:00:00+00:00 | Active |  | Combustion Turbine (Simple Cycle) |  |  |  | Gas | [16 empty] | Sheboygan | WI |  |  | Sheboygan Falls | 2025-09-01T04:00:00+00:00 | [9 empty] | AMERICAN TRANSMISSION COMPANY | [23 empty] | J3151 |  |  | DPP-2022 | East (ATC) | Study Not Started |  | 110 | 150 | Not Started | 0 | 0 | 0 | 0
MISO |  |  |  | 2022-09-15T04:00:00+00:00 | Active |  | Piston (Engine), Internal Combustion (Diesel) |  |  |  | Gas | [16 empty] | Iowa | WI |  |  | Spring Green 138 kV | 2027-04-01T04:00:00+00:00 | [9 empty] | AMERICAN TRANSMISSION COMPANY | [23 empty] | J3152 |  |  | DPP-2022 | East (ATC) | Study Not Started | Network Resource Interconnection Service (NRIS) | 160 | 160 | Not Started | 0 | 0 | 0 | 0
MISO |  |  |  | 2022-09-15T04:00:00+00:00 | Active |  | Piston (Engine), Internal Combustion (Diesel) |  |  |  | Gas | [16 empty] | Clinton | IA |  |  | Beaver Channel 161 kV Substation | 2027-04-01T04:00:00+00:00 | [9 empty] | ITC MIDWEST | [23 empty] | J3153 |  |  | DPP-2022 | West | Phase 1 | Network Resource Interconnection Service (NRIS) | 160 | 160 | Not Started | 0 | 0 | 0 | 0
MISO |  |  |  | 2022-09-15T04:00:00+00:00 | Active |  | Piston (Engine), Internal Combustion (Diesel) |  |  |  | Gas | [16 empty] | Franklin | IA |  |  | Blackhawk (MEC) - Quinn 345 (shared POI with J2892) | 2027-04-01T04:00:00+00:00 | [9 empty] | MIDAMERICAN ENERGY CO. | [23 empty] | J3154 |  |  | DPP-2022 | West | Phase 1 | Network Resource Interconnection Service (NRIS) | 160 | 160 | Not Started | 0 | 0 | 0 | 0
MISO |  |  |  | 2022-09-15T04:00:00+00:00 | Active |  | Combustion Turbine (Simple Cycle) |  |  |  | Gas | [16 empty] | Winnebago | WI |  |  | Neevin | 2025-09-01T04:00:00+00:00 | [9 empty] | AMERICAN TRANSMISSION COMPANY | [23 empty] | J3155 |  |  | DPP-2022 | East (ATC) | Study Not Started |  | 110 | 150 | Not Started | 0 | 0 | 0 | 0
MISO |  |  |  | 2022-09-15T04:00:00+00:00 | Active |  | Combined Cycle |  |  |  | Gas | [16 empty] | Rock | WI |  |  | Townline Road | 2026-08-01T04:00:00+00:00 | [9 empty] | AMERICAN TRANSMISSION COMPANY | [23 empty] | J3156 |  |  | DPP-2022 | East (ATC) | Study Not Started |  | 60 | 100 | Not Started | 0 | 0 | 0 | 0
MISO |  |  |  | 2022-09-15T04:00:00+00:00 | Active |  | Wind Turbine |  |  |  | Wind | [16 empty] | Winnebago | IA |  |  | Bison | 2024-12-31T05:00:00+00:00 | [9 empty] | ITC MIDWEST | [23 empty] | J3157 |  |  | DPP-2022 | West | Phase 1 |  | 198.8 | 198.8 | Not Started | 0 | 0 | 0 | 0
MISO |  |  |  | 2022-09-14T04:00:00+00:00 | Active |  | Battery Storage |  |  |  | Battery Storage | [16 empty] | Cerro Gordo | IA |  |  | Colby 345 kV Substation | 2027-06-30T04:00:00+00:00 | [9 empty] | ITC MIDWEST | [23 empty] | J3158 |  |  | DPP-2022 | West | Phase 1 | Network Resource Interconnection Service (NRIS) | 100 | 100 | Not Started | 0 | 0 | 0 | 0
MISO |  |  |  | 2022-09-14T04:00:00+00:00 | Active |  | Battery Storage |  |  |  | Battery Storage | [16 empty] | Dubuque | IA |  |  | Gardner 69 kV substation | 2027-06-30T04:00:00+00:00 | [9 empty] | ITC MIDWEST | [23 empty] | J3159 |  |  | DPP-2022 | West | Phase 1 | Network Resource Interconnection Service (NRIS) | 100 | 100 | Not Started | 0 | 0 | 0 | 0
MISO |  |  |  | 2022-09-14T04:00:00+00:00 | Active |  | Battery Storage |  |  |  | Battery Storage | [16 empty] | Fond du Lac | WI |  |  | South Fond du Lac 345 kV | 2027-06-30T04:00:00+00:00 | [9 empty] | AMERICAN TRANSMISSION COMPANY | [23 empty] | J3160 |  |  | DPP-2022 | East (ATC) | Study Not Started | Network Resource Interconnection Service (NRIS) | 100 | 100 | Not Started | 0 | 0 | 0 | 0
MISO |  |  |  | 2022-09-14T04:00:00+00:00 | Active |  | Battery Storage |  |  |  | Battery Storage | [16 empty] | Sheboygan | WI |  |  | Huebner 138 kV | 2027-06-30T04:00:00+00:00 | [9 empty] | AMERICAN TRANSMISSION COMPANY | [23 empty] | J3161 |  |  | DPP-2022 | East (ATC) | Study Not Started | Network Resource Interconnection Service (NRIS) | 100 | 100 | Not Started | 0 | 0 | 0 | 0
MISO |  |  |  | 2022-09-14T04:00:00+00:00 | Active |  | Battery Storage |  |  |  | Battery Storage | [16 empty] | Rock | WI |  |  | Beloit Gateway 138 kV substation | 2027-06-30T04:00:00+00:00 | [9 empty] | AMERICAN TRANSMISSION COMPANY | [23 empty] | J3162 |  |  | DPP-2022 | East (ATC) | Study Not Started | Network Resource Interconnection Service (NRIS) | 100 | 100 | Not Started | 0 | 0 | 0 | 0
MISO |  |  |  | 2022-07-26T04:00:00+00:00 | Active |  | Piston (Engine), Internal Combustion (Diesel) |  |  |  | Hybrid | [16 empty] | Cass | ND |  |  | BISON | 2028-03-30T04:00:00+00:00 | [9 empty] | NORTHERN STATES POWER COMPANY | [23 empty] | J3163 |  |  | DPP-2022 | West | Phase 1 | Network Resource Interconnection Service (NRIS) | 473 | 479 | Not Started | 0 | 0 | 0 | 0
MISO |  |  |  | 2022-09-14T04:00:00+00:00 | Active |  | Battery Storage |  |  |  | Battery Storage | [16 empty] | Ouachita | AR |  |  | McClellan 138 kV Substation | 2026-06-30T04:00:00+00:00 | [9 empty] | ARKANSAS ELECTRIC COOPERATIVE CORPORATION | [23 empty] | J3164 |  |  | DPP-2022 | South | Study Not Started | Network Resource Interconnection Service (NRIS) | 100 | 100 | Not Started | 0 | 0 | 0 | 0
MISO |  |  |  | 2022-09-14T04:00:00+00:00 | Active |  | Photovoltaic |  |  |  | Solar | [16 empty] | Breckinridge | KY |  |  | New Hardinsburg 161 kV Substation | 2025-08-31T04:00:00+00:00 | [9 empty] | BIG RIVERS ELECTRIC CORPORATION | [23 empty] | J3165 |  |  | DPP-2022 | Central | Phase 1 | Network Resource Interconnection Service (NRIS) | 200 | 200 | Not Started | 0 | 0 | 0 | 0
MISO |  |  |  | 2022-09-14T04:00:00+00:00 | Active |  | Battery Storage |  |  |  | Battery Storage | [16 empty] | Knox | IN |  |  | Edwardsport Station IGCC 345kV Substation | 2026-06-30T04:00:00+00:00 | [9 empty] | DUKE ENERGY INDIANA, LLC | [23 empty] | J3166 |  |  | DPP-2022 | Central | Phase 1 | Network Resource Interconnection Service (NRIS) | 100 | 100 | Not Started | 0 | 0 | 0 | 0
MISO |  |  |  | 2022-09-15T04:00:00+00:00 | Active |  | Photovoltaic |  |  |  | Solar | [16 empty] | Fulton | IL |  |  | Ipava 138 kV Substation | 2026-06-30T04:00:00+00:00 | [9 empty] | AMEREN TRANSMISSION COMPANY OF ILLINOIS | [23 empty] | J3167 |  |  | DPP-2022 | Central | Phase 1 | Network Resource Interconnection Service (NRIS) | 220 | 220 | Not Started | 0 | 0 | 0 | 0
MISO |  |  |  | 2022-09-14T04:00:00+00:00 | Active |  | Photovoltaic |  |  |  | Solar | [16 empty] | White | IN |  |  | Reynolds 345 kV Substation | 2026-06-30T04:00:00+00:00 | [9 empty] | NORTHERN INDIANA PUBLIC SERVICE COMPANY LLC | [23 empty] | J3168 |  |  | DPP-2022 | Central | Phase 1 | Network Resource Interconnection Service (NRIS) | 150 | 150 | Not Started | 0 | 0 | 0 | 0
MISO |  |  |  | 2022-09-14T04:00:00+00:00 | Active |  | Battery Storage |  |  |  | Battery Storage | [16 empty] | Hardin | TX |  |  | Cypress 138 kV Substation | 2026-06-30T04:00:00+00:00 | [9 empty] | ENTERGY TEXAS, INC. | [23 empty] | J3169 |  |  | DPP-2022 | South | Study Not Started | Network Resource Interconnection Service (NRIS) | 200 | 200 | Not Started | 0 | 0 | 0 | 0
MISO |  |  |  | 2022-09-13T04:00:00+00:00 | Active |  | Photovoltaic |  |  |  | Solar | [16 empty] | Avoyelles | LA |  |  | Eola-Marksville 138 kV | 2026-06-30T04:00:00+00:00 | [9 empty] | CLECO POWER LLC | [23 empty] | J3170 |  |  | DPP-2022 | South | Study Not Started | Network Resource Interconnection Service (NRIS) | 200 | 200 | Not Started | 0 | 0 | 0 | 0
MISO |  |  |  | 2022-09-14T04:00:00+00:00 | Active |  | Photovoltaic |  |  |  | Solar | [16 empty] | Drew | AR |  |  | Monticello East-Reed SS 115 kV | 2026-06-30T04:00:00+00:00 | [9 empty] | ENTERGY ARKANSAS, LLC | [23 empty] | J3171 |  |  | DPP-2022 | South | Study Not Started | Network Resource Interconnection Service (NRIS) | 300 | 300 | Not Started | 0 | 0 | 0 | 0
MISO |  |  |  | 2022-09-14T04:00:00+00:00 | Active |  | Battery Storage |  |  |  | Battery Storage | [16 empty] | Dakota | MN |  |  | GRE-NININGR7 115 kV | 2026-06-30T04:00:00+00:00 | [9 empty] | GREAT RIVER ENERGY | [23 empty] | J3172 |  |  | DPP-2022 | West | Phase 1 | Network Resource Interconnection Service (NRIS) | 100 | 100 | Not Started | 0 | 0 | 0 | 0
MISO |  |  |  | 2022-09-14T04:00:00+00:00 | Active |  | Photovoltaic |  |  |  | Solar | [16 empty] | Jackson | AR |  |  | Swifton to Hoxie 161 kV | 2026-06-30T04:00:00+00:00 | [9 empty] | ENTERGY ARKANSAS, LLC | [23 empty] | J3173 |  |  | DPP-2022 | South | Study Not Started | Network Resource Interconnection Service (NRIS) | 220 | 220 | Not Started | 0 | 0 | 0 | 0
MISO |  |  |  | 2022-09-09T04:00:00+00:00 | Active |  | Photovoltaic |  |  |  | Solar | [16 empty] | Scott | IL |  |  | Jacksonville Industrial Pk-Winchester Switching Station 138 kV | 2026-06-30T04:00:00+00:00 | [9 empty] | PRAIRIE POWER, INC. | [23 empty] | J3174 |  |  | DPP-2022 | Central | Phase 1 | Network Resource Interconnection Service (NRIS) | 180 | 180 | Not Started | 0 | 0 | 0 | 0
MISO |  |  |  | 2022-09-14T04:00:00+00:00 | Active |  | Photovoltaic |  |  |  | Solar | [16 empty] | Tunica | MS |  |  | Robinsonville 230kV | 2026-10-01T04:00:00+00:00 | [9 empty] | ENTERGY MISSISSIPPI, LLC. | [23 empty] | J3175 |  |  | DPP-2022 | South | Study Not Started | Network Resource Interconnection Service (NRIS) | 160 | 160 | Not Started | 0 | 0 | 0 | 0
MISO |  |  |  | 2022-11-05T04:00:00+00:00 | Withdrawn |  | Battery Storage |  |  |  | Battery Storage | [16 empty] | Plaquemines | LA |  |  | Derrick | 2026-10-01T04:00:00+00:00 | [9 empty] | ENTERGY LOUISIANA, LLC | [23 empty] | J3176 | 2023-03-24T04:00:00+00:00 |  | DPP-2022 | South | Study Not Started |  | 50 | 50 | Not Started | 0 | 0 | 0 | 0
MISO |  |  |  | 2022-09-14T04:00:00+00:00 | Withdrawn |  | Battery Storage |  |  |  | Battery Storage | [16 empty] | Tunica | MS |  |  | Robinsonville 230kV Substation | 2026-10-01T04:00:00+00:00 | [9 empty] | ENTERGY MISSISSIPPI, LLC. | [23 empty] | J3177 | 2023-03-24T04:00:00+00:00 |  | DPP-2022 | South | Study Not Started | Network Resource Interconnection Service (NRIS) | 80 | 80 | Not Started | 0 | 0 | 0 | 0
MISO |  |  |  | 2022-09-15T04:00:00+00:00 | Withdrawn |  | Battery Storage |  |  |  | Battery Storage | [16 empty] | De Soto | LA |  |  | Dolet Hills | 2026-10-01T04:00:00+00:00 | [9 empty] | CLECO POWER LLC | [23 empty] | J3178 | 2023-03-24T04:00:00+00:00 |  | DPP-2022 | South | Study Not Started | Network Resource Interconnection Service (NRIS) | 50 | 50 | Not Started | 0 | 0 | 0 | 0
MISO |  |  |  | 2022-11-05T04:00:00+00:00 | Withdrawn |  | Photovoltaic |  |  |  | Solar | [16 empty] | Plaquemines | LA |  |  | Derrick | 2026-10-01T04:00:00+00:00 | [9 empty] | ENTERGY LOUISIANA, LLC | [23 empty] | J3179 | 2023-03-24T04:00:00+00:00 |  | DPP-2022 | South | Study Not Started |  | 100 | 100 | Not Started | 0 | 0 | 0 | 0
MISO |  |  |  | 2022-09-15T04:00:00+00:00 | Active |  | Photovoltaic |  |  |  | Solar | [16 empty] | De Soto | LA |  |  | Dolet Hills | 2026-10-01T04:00:00+00:00 | [9 empty] | CLECO POWER LLC | [23 empty] | J3180 |  |  | DPP-2022 | South | Study Not Started | Network Resource Interconnection Service (NRIS) | 110 | 110 | Not Started | 0 | 0 | 0 | 0
MISO |  |  |  | 2022-09-15T04:00:00+00:00 | Active |  | Solar/Battery |  |  |  | Hybrid | [16 empty] | Logan | IL |  |  | Fogarty 138 kV Substation | 2027-01-01T05:00:00+00:00 | [9 empty] | AMEREN ILLINOIS | [23 empty] | J3181 |  |  | DPP-2022 | Central | Phase 1 | Network Resource Interconnection Service (NRIS) | 100 | 100 | Not Started | 0 | 0 | 0 | 0
MISO |  |  |  | 2022-09-11T04:00:00+00:00 | Withdrawn |  | Solar/Battery |  |  |  | Hybrid | [16 empty] | Mercer | ND |  |  | Coyote | 2027-06-01T04:00:00+00:00 | [9 empty] | MONTANA-DAKOTA UTILITIES CO. | [23 empty] | J3182 | 2023-02-16T05:00:00+00:00 |  | DPP-2022 | West | Study Not Started | Network Resource Interconnection Service (NRIS) | 200 | 200 | Not Started | 0 | 0 | 0 | 0
MISO |  |  |  | 2022-09-15T04:00:00+00:00 | Active |  | Solar/Battery |  |  |  | Hybrid | [16 empty] | Grant | SD |  |  | Big Stone South 230KV Substation | 2027-06-01T04:00:00+00:00 | [9 empty] | OTTER TAIL POWER COMPANY | [23 empty] | J3183 |  |  | DPP-2022 | West | Phase 1 | Network Resource Interconnection Service (NRIS) | 125 | 125 | Not Started | 0 | 0 | 0 | 0
MISO |  |  |  | 2022-09-15T04:00:00+00:00 | Active |  | Solar/Battery |  |  |  | Hybrid | [16 empty] | St. Clair | IL |  |  | South Belleville (4S BELLVLLE 348811) 138 kV | 2027-06-01T04:00:00+00:00 | [9 empty] | AMEREN ILLINOIS | [23 empty] | J3184 |  |  | DPP-2022 | Central | Phase 1 | Network Resource Interconnection Service (NRIS) | 145 | 145 | Not Started | 0 | 0 | 0 | 0
MISO |  |  |  | 2022-09-15T04:00:00+00:00 | Active |  | Solar/Battery |  |  |  | Hybrid | [16 empty] | Effingham | IL |  |  | Effingham - Newton 138KV (4EFFINGHM 347025 -4NEWTON 347831) | 2027-02-01T05:00:00+00:00 | [9 empty] | AMEREN ILLINOIS | [23 empty] | J3185 |  |  | DPP-2022 | Central | Phase 1 | Network Resource Interconnection Service (NRIS) | 150 | 150 | Not Started | 0 | 0 | 0 | 0
MISO |  |  |  | 2022-09-15T04:00:00+00:00 | Active |  | Solar/Battery |  |  |  | Hybrid | [16 empty] | Bolivar | MS |  |  | Rosedale - Delta 115 kV | 2027-01-01T05:00:00+00:00 | [9 empty] | ENTERGY MISSISSIPPI, LLC. | [23 empty] | J3186 |  |  | DPP-2022 | South | Study Not Started | Network Resource Interconnection Service (NRIS) | 100 | 100 | Not Started | 0 | 0 | 0 | 0
MISO |  |  |  | 2022-08-31T04:00:00+00:00 | Active |  | Battery Storage |  |  |  | Battery Storage | [16 empty] | Mason | IL |  |  | Havana 138 kV Sub | 2024-12-31T05:00:00+00:00 | [9 empty] | AMEREN ILLINOIS | [23 empty] | J3187 |  |  | DPP-2022 | Central | Phase 1 | Network Resource Interconnection Service (NRIS) | 37 | 37 | Not Started | 0 | 0 | 0 | 0
MISO |  |  |  | 2022-09-14T04:00:00+00:00 | Active |  | Photovoltaic |  |  |  | Solar | [16 empty] | Marshall | IL |  |  | Hallock 138 kV | 2023-09-30T04:00:00+00:00 | [9 empty] | AMEREN ILLINOIS | [23 empty] | J3188 |  |  | DPP-2022 | Central | Phase 1 | Network Resource Interconnection Service (NRIS) | 35 | 35 | Not Started | 0 | 0 | 0 | 0
MISO |  |  |  | 2022-09-14T04:00:00+00:00 | Active |  | Photovoltaic |  |  |  | Solar | [16 empty] | Perry | IL |  |  | St. Johns 138 kV Substation | 2023-09-30T04:00:00+00:00 | [9 empty] | AMEREN ILLINOIS | [23 empty] | J3189 |  |  | DPP-2022 | Central | Phase 1 | Network Resource Interconnection Service (NRIS) | 50 | 50 | Not Started | 0 | 0 | 0 | 0
MISO |  |  |  | 2022-09-14T04:00:00+00:00 | Active |  | Photovoltaic |  |  |  | Solar | [16 empty] | Audrain | MO |  |  | Pike 161 kV Substation | 2023-09-30T04:00:00+00:00 | [9 empty] | AMEREN MISSOURI | [23 empty] | J3190 |  |  | DPP-2022 | Central | Phase 1 | Network Resource Interconnection Service (NRIS) | 50 | 50 | Not Started | 0 | 0 | 0 | 0
MISO |  |  |  | 2022-09-15T04:00:00+00:00 | Active |  | Photovoltaic |  |  |  | Solar | [16 empty] | Jackson | AR |  |  | AECC BALCH-FISHER 161kV | 2025-10-31T04:00:00+00:00 | [9 empty] | ENTERGY ARKANSAS, LLC | [23 empty] | J3191 |  |  | DPP-2022 | South | Study Not Started | Network Resource Interconnection Service (NRIS) | 100 | 100 | Not Started | 0 | 0 | 0 | 0
MISO |  |  |  | 2022-09-15T04:00:00+00:00 | Active |  | Photovoltaic |  |  |  | Solar | [16 empty] | Jackson | AR |  |  | Mallory 161 kV Substation | 2025-10-31T04:00:00+00:00 | [9 empty] | ENTERGY ARKANSAS, LLC | [23 empty] | J3192 |  |  | DPP-2022 | South | Study Not Started | Network Resource Interconnection Service (NRIS) | 500 | 500 | Not Started | 0 | 0 | 0 | 0
MISO |  |  |  | 2022-09-15T04:00:00+00:00 | Active |  | Photovoltaic |  |  |  | Solar | [16 empty] | Hot Spring | AR |  |  | POYEN-GIFFORD 115 kV | 2025-10-31T04:00:00+00:00 | [9 empty] | ENTERGY ARKANSAS, LLC | [23 empty] | J3193 |  |  | DPP-2022 | South | Study Not Started | Network Resource Interconnection Service (NRIS) | 100 | 100 | Not Started | 0 | 0 | 0 | 0
MISO |  |  |  | 2022-09-15T04:00:00+00:00 | Withdrawn |  | Photovoltaic |  |  |  | Solar | [16 empty] | Hardin | TX |  |  | RYE CO-CYPRESS 138 kV | 2025-10-31T04:00:00+00:00 | [9 empty] | ENTERGY TEXAS, INC. | [23 empty] | J3194 | 2023-02-27T05:00:00+00:00 |  | DPP-2022 | South | Study Not Started | Network Resource Interconnection Service (NRIS) | 198 | 198 | Not Started | 0 | 0 | 0 | 0
MISO |  |  |  | 2022-09-15T04:00:00+00:00 | Withdrawn |  | Photovoltaic |  |  |  | Solar | [16 empty] | Pulaski | AR |  |  | White Bluff EHV - Wrightsville 115 kV | 2025-10-31T04:00:00+00:00 | [9 empty] | ENTERGY ARKANSAS, LLC | [23 empty] | J3195 | 2023-02-27T05:00:00+00:00 |  | DPP-2022 | South | Study Not Started | Network Resource Interconnection Service (NRIS) | 200 | 200 | Not Started | 0 | 0 | 0 | 0
MISO |  |  |  | 2022-09-15T04:00:00+00:00 | Withdrawn |  | Photovoltaic |  |  |  | Solar | [16 empty] | Starke | IN |  |  | Burr Oak to East Winamac 138 kV | 2025-10-31T04:00:00+00:00 | [9 empty] | NORTHERN INDIANA PUBLIC SERVICE COMPANY LLC | [23 empty] | J3196 | 2023-02-27T05:00:00+00:00 |  | DPP-2022 | Central | Phase 1 | Network Resource Interconnection Service (NRIS) | 100 | 100 | Not Started | 0 | 0 | 0 | 0
MISO |  |  |  | 2022-09-15T04:00:00+00:00 | Withdrawn |  | Photovoltaic |  |  |  | Solar | [16 empty] | Rapides | LA |  |  | EAST LEESVILLE -RODEMACHER 230 | 2026-12-22T05:00:00+00:00 | [9 empty] | CLECO POWER LLC | [23 empty] | J3197 | 2023-03-24T04:00:00+00:00 |  | DPP-2022 | South | Study Not Started | Network Resource Interconnection Service (NRIS) | 250 | 250 | Not Started | 0 | 0 | 0 | 0
MISO |  |  |  | 2022-09-15T04:00:00+00:00 | Active |  | Solar/Battery |  |  |  | Hybrid | [16 empty] | Barron | WI |  |  | Barron 161KV | 2026-12-22T05:00:00+00:00 | [9 empty] | DAIRYLAND POWER COOPERATIVE | [23 empty] | J3198 |  |  | DPP-2022 | West | Phase 1 | Network Resource Interconnection Service (NRIS) | 80 | 80 | Not Started | 0 | 0 | 0 | 0
MISO |  |  |  | 2022-09-15T04:00:00+00:00 | Active |  | Solar/Battery |  |  |  | Hybrid | [16 empty] | Adair | MO |  |  | Zachary 345kV | 2026-12-22T05:00:00+00:00 | [9 empty] | AMEREN ILLINOIS | [23 empty] | J3199 |  |  | DPP-2022 | Central | Phase 1 | Network Resource Interconnection Service (NRIS) | 300 | 300 | Not Started | 0 | 0 | 0 | 0
MISO |  |  |  | 2022-09-12T04:00:00+00:00 | Active |  | Battery Storage |  |  |  | Battery Storage | [16 empty] | St. Clair | IL |  |  | Turkey Hill 345kV | 2025-03-01T05:00:00+00:00 | [9 empty] | AMEREN ILLINOIS | [23 empty] | J3200 |  |  | DPP-2022 | Central | Phase 1 | Network Resource Interconnection Service (NRIS) | 250 | 250 | Not Started | 0 | 0 | 0 | 0
MISO |  |  |  | 2022-09-14T04:00:00+00:00 | Active |  | Photovoltaic |  |  |  | Solar | [16 empty] | Walthall | MS |  |  | Tylertown-Bogalusa 115 kV | 2026-10-31T04:00:00+00:00 | [9 empty] | COOPERATIVE ENERGY | [23 empty] | J3201 |  |  | DPP-2022 | South |  | Network Resource Interconnection Service (NRIS) | 148 | 148 | Not Started | 0 | 0 | 0 | 0
MISO |  |  |  | 2022-09-15T04:00:00+00:00 | Active |  | Photovoltaic |  |  |  | Solar | [16 empty] | Iron | MO |  |  | Clark-Pilot Knob-1 | 2026-10-31T04:00:00+00:00 | [9 empty] | AMEREN MISSOURI | [23 empty] | J3202 |  |  | DPP-2022 | Central | Phase 1 | Network Resource Interconnection Service (NRIS) | 120 | 120 | Not Started | 0 | 0 | 0 | 0
MISO |  |  |  | 2022-09-15T04:00:00+00:00 | Withdrawn |  | Photovoltaic |  |  |  | Solar | [16 empty] | Clinton | MI |  |  | Bingham - Lookng GL J 138kV | 2026-07-20T04:00:00+00:00 | [9 empty] | METC | [23 empty] | J3203 | 2023-03-24T04:00:00+00:00 |  | DPP-2022 | East (ITC) | Study Not Started | Network Resource Interconnection Service (NRIS) | 150 | 150 | Not Started | 0 | 0 | 0 | 0
MISO |  |  |  | 2022-09-14T04:00:00+00:00 | Active |  | Wind Turbine |  |  |  | Wind | [16 empty] | Clark | WI |  |  | Gardner Park - Stone Lake 345kV Line | 2025-09-15T04:00:00+00:00 | [9 empty] | AMERICAN TRANSMISSION COMPANY | [23 empty] | J3204 |  |  | DPP-2022 | East (ATC) | Phase 1 | Network Resource Interconnection Service (NRIS) | 208 | 208 | Not Started | 0 | 0 | 0 | 0
MISO |  |  |  | 2022-09-14T04:00:00+00:00 | Active |  | Photovoltaic |  |  |  | Solar | [16 empty] | Franklin | MS |  |  | Arlington to Smithdale 115 kV | 2027-06-01T04:00:00+00:00 | [9 empty] | ENTERGY MISSISSIPPI, LLC. | [23 empty] | J3205 |  |  | DPP-2022 | South |  | Network Resource Interconnection Service (NRIS) | 80 | 80 | Not Started | 0 | 0 | 0 | 0
MISO |  |  |  | 2022-09-14T04:00:00+00:00 | Active |  | Wind Turbine |  |  |  | Wind | [16 empty] | Cerro Gordo | IA |  |  | Killdeer 345 kV Substation | 2027-06-01T04:00:00+00:00 | [9 empty] | ITC MIDWEST | [23 empty] | J3206 |  |  | DPP-2022 | West | Phase 1 | Network Resource Interconnection Service (NRIS) | 194 | 194 | Not Started | 0 | 0 | 0 | 0
MISO |  |  |  | 2022-03-10T05:00:00+00:00 | Active |  | Photovoltaic |  |  |  | Solar | [16 empty] | Starke | IN |  |  | Stillwell - Plymouth 138 kV | 2024-05-06T04:00:00+00:00 | [9 empty] | NORTHERN INDIANA PUBLIC SERVICE COMPANY LLC | [23 empty] | J3207 |  |  | DPP-2022 | Central | Phase 1 | Network Resource Interconnection Service (NRIS) | 200 | 200 | Not Started | 0 | 0 | 0 | 0
MISO |  |  |  | 2022-09-08T04:00:00+00:00 | Active |  | Photovoltaic |  |  |  | Solar | [16 empty] | Dubois | IN |  |  | HUNTINBURG-ST ANTHONY 69kV (New substation Patoka 69kV) | 2023-09-22T04:00:00+00:00 | [9 empty] | HOOSIER ENERGY | [23 empty] | J3208 |  |  | DPP-2022 | Central | Phase 1 | Network Resource Interconnection Service (NRIS) | 10 | 10 | Not Started | 0 | 0 | 0 | 0
MISO |  |  |  | 2022-09-15T04:00:00+00:00 | Active |  | Photovoltaic |  |  |  | Solar | [16 empty] | Rapides | LA |  |  | Hineston 230kV Substation | 2026-03-01T05:00:00+00:00 | [9 empty] | CLECO POWER LLC | [23 empty] | J3209 |  |  | DPP-2022 | South | Study Not Started | Network Resource Interconnection Service (NRIS) | 467 | 467 | Not Started | 0 | 0 | 0 | 0
MISO |  |  |  | 2022-09-13T04:00:00+00:00 | Active |  | Solar/Battery |  |  |  | Solar | [16 empty] | St. Tammany | LA |  |  | J2245 Substation | 2025-09-01T04:00:00+00:00 | [9 empty] | CLECO POWER LLC | [23 empty] | J3210 |  |  | DPP-2022 | South | Study Not Started |  | 100 | 100 | Not Started | 0 | 0 | 0 | 0
MISO |  |  |  | 2022-09-14T04:00:00+00:00 | Active |  | Solar/Battery |  |  |  | Solar | [16 empty] | Washington | LA |  |  | J1564 Substation | 2025-09-01T04:00:00+00:00 | [9 empty] | ENTERGY LOUISIANA, LLC | [23 empty] | J3211 |  |  | DPP-2022 | South | Study Not Started |  | 100 | 100 | Not Started | 0 | 0 | 0 | 0
MISO |  |  |  | 2022-09-15T04:00:00+00:00 | Active |  | Photovoltaic |  |  |  | Solar | [16 empty] | Mills | IA |  |  | 69 kV Glenwood 8 bus 635075 | 2026-09-01T04:00:00+00:00 | [9 empty] | MIDAMERICAN ENERGY CO. | [23 empty] | J3212 |  |  | DPP-2022 | West | Phase 1 | Network Resource Interconnection Service (NRIS) | 50 | 50 | Not Started | 0 | 0 | 0 | 0
MISO |  |  |  | 2022-09-01T04:00:00+00:00 | Active |  | Combined-Cycle – Steam Plant |  |  |  | Gas | [16 empty] | Hennepin | MN |  |  | Riverside 115kV Substation | 2026-12-31T05:00:00+00:00 | [9 empty] | NORTHERN STATES POWER COMPANY | [23 empty] | J3213 |  |  | DPP-2022 | West | Phase 1 |  | 51 | 51 | Not Started | 0 | 0 | 0 | 0
MISO |  |  |  | 2022-09-14T04:00:00+00:00 | Active |  | Solar/Battery |  |  |  | Hybrid | [16 empty] | Lee | IA |  |  | WEVER / POI J1471 | 2025-12-31T05:00:00+00:00 | [9 empty] | ITC MIDWEST | [23 empty] | J3214 |  |  | DPP-2022 | West | Phase 1 | External Network Resource Interconnection Service (E-NRIS) | 185 | 185 | Not Started | 0 | 0 | 0 | 0
MISO |  |  |  | 2022-09-15T04:00:00+00:00 | Withdrawn |  | Combustion Turbine (Simple Cycle) |  |  |  | Gas | [16 empty] | LaPorte | IN |  |  | Stillwell to Babcock 345kV Transmission Line | 2025-07-01T04:00:00+00:00 | [9 empty] | NORTHERN INDIANA PUBLIC SERVICE COMPANY LLC | [23 empty] | J3215 | 2023-03-24T04:00:00+00:00 |  | DPP-2022 | Central | Phase 1 | Network Resource Interconnection Service (NRIS) | 500 | 594 | Not Started | 0 | 0 | 0 | 0
MISO |  |  |  | 2022-09-15T04:00:00+00:00 | Active |  | Battery Storage |  |  |  | Battery Storage | [16 empty] | Peoria | IL |  |  | Bloomington Brokaw 138 kV | 2027-04-01T04:00:00+00:00 | [9 empty] | AMEREN ILLINOIS | [23 empty] | J3216 |  |  | DPP-2022 | Central | Phase 1 | Network Resource Interconnection Service (NRIS) | 300 | 300 | Not Started | 0 | 0 | 0 | 0
MISO |  |  |  | 2022-09-14T04:00:00+00:00 | Withdrawn |  | Photovoltaic |  |  |  | Solar | [16 empty] | Jackson | MN |  |  | Crandall 345kV Substation | 2026-01-01T05:00:00+00:00 | [9 empty] | NORTHERN STATES POWER COMPANY | [23 empty] | J3217 | 2023-03-24T04:00:00+00:00 |  | DPP-2022 | West | Phase 1 | Network Resource Interconnection Service (NRIS) | 60 | 60 | Not Started | 0 | 0 | 0 | 0
MISO |  |  |  | 2022-09-12T04:00:00+00:00 | Active |  | Photovoltaic |  |  |  | Solar | [16 empty] | Nevada | AR |  |  | Prescott (#337507) to Emmett (#337505) | 2025-06-30T04:00:00+00:00 | [9 empty] | ENTERGY ARKANSAS, LLC | [23 empty] | J3218 |  |  | DPP-2022 | South | Study Not Started | Network Resource Interconnection Service (NRIS) | 50 | 50 | Not Started | 0 | 0 | 0 | 0
MISO |  |  |  | 2022-09-14T04:00:00+00:00 | Active |  | Hydroelectric |  |  |  | Hydro | [16 empty] | Dakota | MN |  |  | Cannon Falls 69 kV | 2023-04-01T04:00:00+00:00 | [9 empty] | NORTHERN STATES POWER COMPANY | [23 empty] | J3219 |  |  | DPP-2022 | West | Phase 1 |  | 4 | 4 | Not Started | 0 | 0 | 0 | 0
MISO |  |  |  | 2022-09-14T04:00:00+00:00 | Active |  | Battery Storage |  |  |  | Battery Storage | [16 empty] | Ionia | MI |  |  | Peddler | 2026-10-31T04:00:00+00:00 | [9 empty] | METC | [23 empty] | J3220 |  |  | DPP-2022 | East (ITC) | Study Not Started | Network Resource Interconnection Service (NRIS) | 200 | 200 | Not Started | 0 | 0 | 0 | 0
MISO |  |  |  | 2022-09-15T04:00:00+00:00 | Active |  | Photovoltaic |  |  |  | Solar | [16 empty] | Webster | LA |  |  | LA_ORD_115 | 2024-11-30T05:00:00+00:00 | [9 empty] | ENTERGY LOUISIANA, LLC | [23 empty] | J3221 |  |  | DPP-2022 | South | Study Not Started | Energy Resource Interconnection Service (ERIS) | 49 | 49 | Not Started | 0 | 0 | 0 | 0
MISO |  |  |  | 2022-09-14T04:00:00+00:00 | Active |  | Wind Turbine |  |  |  | Wind | [16 empty] | Moultrie | IL |  |  | Arland to Faraday 345 kV Line Tap | 2025-09-15T04:00:00+00:00 | [9 empty] | AMEREN TRANSMISSION COMPANY OF ILLINOIS | [23 empty] | J3222 |  |  | DPP-2022 | Central | Phase 1 | Network Resource Interconnection Service (NRIS) | 109 | 109 | Not Started | 0 | 0 | 0 | 0
MISO |  |  |  | 2022-09-15T04:00:00+00:00 | Active |  | Solar/Battery |  |  |  | Hybrid | [16 empty] | Edwards | IL |  |  | Olney (4JASPER 347868) - Albion (4ALBION N 346510) 138 kV | 2027-03-01T05:00:00+00:00 | [9 empty] | AMEREN ILLINOIS | [23 empty] | J3223 |  |  | DPP-2022 | Central | Phase 1 | Network Resource Interconnection Service (NRIS) | 88 | 88 | Not Started | 0 | 0 | 0 | 0
MISO |  |  |  | 2022-09-15T04:00:00+00:00 | Active |  | Solar/Battery |  |  |  | Hybrid | [16 empty] | Marion | IL |  |  | 4KINMUNDY-4TANNER 138kv | 2026-08-01T04:00:00+00:00 | [9 empty] | AMEREN ILLINOIS | [23 empty] | J3224 |  |  | DPP-2022 | Central | Phase 1 | Network Resource Interconnection Service (NRIS) | 150 | 150 | Not Started | 0 | 0 | 0 | 0
MISO |  |  |  | 2022-09-15T04:00:00+00:00 | Withdrawn |  | Solar/Battery |  |  |  | Hybrid | [16 empty] | LaPorte | IN |  |  | BABCOCK-STILLWELL 345 kV | 2026-08-31T04:00:00+00:00 | [9 empty] | NORTHERN INDIANA PUBLIC SERVICE COMPANY LLC | [23 empty] | J3225 | 2022-12-05T05:00:00+00:00 |  | DPP-2022 | Central | Phase 1 | Network Resource Interconnection Service (NRIS) | 150 | 150 | Not Started | 0 | 0 | 0 | 0
MISO |  |  |  | 2022-09-15T04:00:00+00:00 | Active |  | Solar/Battery |  |  |  | Hybrid | [16 empty] | Marshall | IN |  |  | BURR OAK-PLYMOUTH 138 kV | 2026-08-31T04:00:00+00:00 | [9 empty] | NORTHERN INDIANA PUBLIC SERVICE COMPANY LLC | [23 empty] | J3226 |  |  | DPP-2022 | Central | Phase 1 | Network Resource Interconnection Service (NRIS) | 130 | 130 | Not Started | 0 | 0 | 0 | 0
MISO |  |  |  | 2022-09-14T04:00:00+00:00 | Active |  | Photovoltaic |  |  |  | Solar | [16 empty] | Ogemaw | MI |  |  | Gallagher to Livingston 345 kV Segment on the Livingston â€“ Tittabawassee 345 kV Line | 2025-12-31T05:00:00+00:00 | [9 empty] | METC | [23 empty] | J3227 |  |  | DPP-2022 | East (ITC) | Study Not Started | Network Resource Interconnection Service (NRIS) | 80 | 80 | Not Started | 0 | 0 | 0 | 0
MISO |  |  |  | 2022-09-14T04:00:00+00:00 | Active |  | Photovoltaic |  |  |  | Solar | [16 empty] | Midland | MI |  |  | Redstone-Tittabawassee 138 kV Line | 2025-09-15T04:00:00+00:00 | [9 empty] | METC | [23 empty] | J3228 |  |  | DPP-2022 | East (ITC) | Study Not Started | Network Resource Interconnection Service (NRIS) | 26 | 26 | Not Started | 0 | 0 | 0 | 0
MISO |  |  |  | 2022-09-14T04:00:00+00:00 | Active |  | Solar/Battery |  |  |  | Hybrid | [16 empty] | Maries | MO |  |  | 4DILLON-4LKSIDE TP2 138 KV | 2026-04-24T04:00:00+00:00 | [9 empty] | AMEREN MISSOURI | [23 empty] | J3229 |  |  | DPP-2022 | Central | Phase 1 | Network Resource Interconnection Service (NRIS) | 140 | 140 | Not Started | 0 | 0 | 0 | 0
MISO |  |  |  | 2022-09-14T04:00:00+00:00 | Active |  | Wind/Battery |  |  |  | Hybrid | [16 empty] | Crittenden | AR |  |  | Parkin - Gilmore - Wilson 161 kV (POI is on segment between Parkin and Gilmore) | 2025-04-01T04:00:00+00:00 | [9 empty] | ENTERGY ARKANSAS, LLC | [23 empty] | J3230 |  |  | DPP-2022 | South | Study Not Started | Network Resource Interconnection Service (NRIS) | 200 | 200 | Not Started | 0 | 0 | 0 | 0
MISO |  |  |  | 2022-09-14T04:00:00+00:00 | Active |  | Solar/Battery |  |  |  | Hybrid | [16 empty] | Amite | MS |  |  | Gloster - Liberty 115 kV | 2024-11-29T05:00:00+00:00 | [9 empty] | ENTERGY MISSISSIPPI, LLC. | [23 empty] | J3231 |  |  | DPP-2022 | South | Study Not Started | Network Resource Interconnection Service (NRIS) | 100 | 100 | Not Started | 0 | 0 | 0 | 0
MISO |  |  |  | 2024-04-11T04:00:00+00:00 | Active |  | Combined Cycle |  |  |  | Gas | [16 empty] | Vermillion | IN |  |  | CAYUGA STATION | 2028-10-31T04:00:00+00:00 | [9 empty] | DUKE ENERGY INDIANA, LLC | [23 empty] | J3232 |  |  | DPP-2023 | Central |  |  | 475.5 | 500 |  | 0 | 0 | 0 | 0
MISO |  |  |  | 2024-03-28T04:00:00+00:00 | Active |  | Photovoltaic |  |  |  | Solar | [16 empty] | Yellow Medicine | MN |  |  | Canby 115 kV Substation | 2028-01-15T05:00:00+00:00 | [9 empty] | OTTER TAIL POWER COMPANY | [23 empty] | J3233 |  |  | DPP-2023 | West |  |  | 140 | 140 |  | 0 | 0 | 0 | 0
MISO |  |  |  | 2024-03-28T04:00:00+00:00 | Active |  | Battery Storage |  |  |  | Battery Storage | [16 empty] | Carver | MN |  |  | ST BONIFACIUS | 2028-01-15T05:00:00+00:00 | [9 empty] | GREAT RIVER ENERGY | [23 empty] | J3234 |  |  | DPP-2023 | West |  |  | 130 | 130 |  | 0 | 0 | 0 | 0
MISO |  |  |  | 2024-03-28T04:00:00+00:00 | Active |  | Battery Storage |  |  |  | Battery Storage | [16 empty] | Benton | MN |  |  | BENTON COUNTY | 2028-01-15T05:00:00+00:00 | [9 empty] | GREAT RIVER ENERGY | [23 empty] | J3235 |  |  | DPP-2023 | West |  |  | 250 | 250 |  | 0 | 0 | 0 | 0
MISO |  |  |  | 2024-03-28T04:00:00+00:00 | Active |  | Battery Storage |  |  |  | Battery Storage | [16 empty] | Chisago | MN |  |  | Chisago County 115kV Substation | 2028-01-15T05:00:00+00:00 | [9 empty] | NORTHERN STATES POWER COMPANY | [23 empty] | J3236 |  |  | DPP-2023 | West |  |  | 200 | 200 |  | 0 | 0 | 0 | 0
MISO |  |  |  | 2024-04-09T04:00:00+00:00 | Active |  | Wind Turbine |  |  |  | Wind | [16 empty] | Itasca | MN |  |  | National Tac Plant 115kV (Customer-owned) | 2028-06-09T04:00:00+00:00 | [9 empty] | MINNESOTA POWER INC. | [23 empty] | J3237 |  |  | DPP-2023 | West |  |  | 86 | 86 |  | 0 | 0 | 0 | 0
MISO |  |  |  | 2024-04-10T04:00:00+00:00 | Active |  | Photovoltaic |  |  |  | Solar | [16 empty] | Evangeline | LA |  |  | Cocodrie - Ville Platte 230.0kV | 2028-06-30T04:00:00+00:00 | [9 empty] | CLECO POWER LLC | [23 empty] | J3238 |  |  | DPP-2023 | South |  |  | 155 | 155 |  | 0 | 0 | 0 | 0
MISO |  |  |  | 2024-04-18T04:00:00+00:00 | Active |  | Wind Turbine |  |  |  | Wind | [16 empty] | Christian | IL |  |  | Pana 138kV | 2028-05-01T04:00:00+00:00 | [9 empty] | AMEREN TRANSMISSION COMPANY OF ILLINOIS | [23 empty] | J3239 |  |  | DPP-2023 | Central |  |  | 175 | 175 |  | 0 | 0 | 0 | 0
MISO |  |  |  | 2024-04-14T04:00:00+00:00 | Active |  | Photovoltaic |  |  |  | Solar | [16 empty] | Fulton | IL |  |  | Other_ | 2028-09-15T04:00:00+00:00 | [9 empty] | AMEREN TRANSMISSION COMPANY OF ILLINOIS | [23 empty] | J3240 |  |  | DPP-2023 | Central |  |  | 150 | 150 |  | 0 | 0 | 0 | 0
MISO |  |  |  | 2024-04-15T04:00:00+00:00 | Active |  | Photovoltaic |  |  |  | Solar | [16 empty] | Lincoln | MS |  |  | ARLINGTON GOAB | 2028-06-01T04:00:00+00:00 | [9 empty] | COOPERATIVE ENERGY | [23 empty] | J3241 |  |  | DPP-2023 | South |  |  | 200 | 200 |  | 0 | 0 | 0 | 0
MISO |  |  |  | 2024-04-17T04:00:00+00:00 | Active |  | Battery Storage |  |  |  | Battery Storage | [16 empty] | Tazewell | IL |  |  | Flint 138 kv | 2028-06-30T04:00:00+00:00 | [9 empty] | NORTHERN INDIANA PUBLIC SERVICE COMPANY LLC | [23 empty] | J3242 |  |  | DPP-2023 | Central |  |  | 150 | 150 |  | 0 | 0 | 0 | 0
MISO |  |  |  | 2024-03-27T04:00:00+00:00 | Active |  | Battery Storage |  |  |  | Battery Storage | [16 empty] | Parke | IN |  |  | Parke County REMC | 2028-06-30T04:00:00+00:00 | [9 empty] | DUKE ENERGY INDIANA, LLC | [23 empty] | J3243 |  |  | DPP-2023 | Central |  |  | 150 | 150 |  | 0 | 0 | 0 | 0
MISO |  |  |  | 2024-03-27T04:00:00+00:00 | Active |  | Photovoltaic |  |  |  | Solar | [16 empty] | Parke | IN |  |  | Parke County REMC | 2028-06-30T04:00:00+00:00 | [9 empty] | DUKE ENERGY INDIANA, LLC | [23 empty] | J3244 |  |  | DPP-2023 | Central |  |  | 100 | 100 |  | 0 | 0 | 0 | 0
MISO |  |  |  | 2024-03-26T04:00:00+00:00 | Active |  | Photovoltaic |  |  |  | Solar | [16 empty] | Breckinridge | KY |  |  | Meade County - New Hardinsburg 161.0kV | 2028-06-30T04:00:00+00:00 | [9 empty] | BIG RIVERS ELECTRIC CORPORATION | [23 empty] | J3245 |  |  | DPP-2023 | Central |  |  | 150 | 150 |  | 0 | 0 | 0 | 0
MISO |  |  |  | 2024-04-05T04:00:00+00:00 | Active |  | Photovoltaic |  |  |  | Solar | [16 empty] | Sangamon | IL |  |  | Fancy Creek 138kV Substation | 2028-01-15T05:00:00+00:00 | [9 empty] | PRAIRIE POWER, INC. | [23 empty] | J3246 |  |  | DPP-2023 | Central |  |  | 120 | 120 |  | 0 | 0 | 0 | 0
MISO |  |  |  | 2024-04-14T04:00:00+00:00 | Active |  | Battery Storage |  |  |  | Battery Storage | [16 empty] | Vigo | IN |  |  | SPELTERVILLE | 2028-09-15T04:00:00+00:00 | [9 empty] | DUKE ENERGY INDIANA, LLC | [23 empty] | J3247 |  |  | DPP-2023 | Central |  |  | 200 | 200 |  | 0 | 0 | 0 | 0
MISO |  |  |  | 2024-04-13T04:00:00+00:00 | Active |  | Battery Storage |  |  |  | Battery Storage | [16 empty] | Posey | IN |  |  | Savitran 138/34.5kV (facilities above 100kV) | 2028-09-01T04:00:00+00:00 | [9 empty] | CEDAR FALLS MUNICIPAL ELECTRIC UTILITY | [23 empty] | J3248 |  |  | DPP-2023 | West |  |  | 250 | 250 |  | 0 | 0 | 0 | 0
MISO |  |  |  | 2024-04-13T04:00:00+00:00 | Active |  | Battery Storage |  |  |  | Battery Storage | [16 empty] | Vanderburgh | IN |  |  | Elliott 138/69kV (facilities above 100kV) | 2028-09-01T04:00:00+00:00 | [9 empty] | CEDAR FALLS MUNICIPAL ELECTRIC UTILITY | [23 empty] | J3249 |  |  | DPP-2023 | West |  |  | 300 | 300 |  | 0 | 0 | 0 | 0
MISO |  |  |  | 2024-04-14T04:00:00+00:00 | Active |  | Wind Turbine |  |  |  | Wind | [16 empty] | Cerro Gordo | IA |  |  | FLOYD - EMERY (ITCM) 161.0kV | 2028-09-15T04:00:00+00:00 | [9 empty] | MIDAMERICAN ENERGY CO. | [23 empty] | J3250 |  |  | DPP-2023 | West |  |  | 150 | 150 |  | 0 | 0 | 0 | 0
MISO |  |  |  | 2024-04-15T04:00:00+00:00 | Active |  | Battery Storage |  |  |  | Battery Storage | [16 empty] | Genesee | MI |  |  | THETFORD | 2028-06-01T04:00:00+00:00 | [9 empty] | METC | [23 empty] | J3251 |  |  | DPP-2023 | East (ITC) |  |  | 200 | 200 |  | 0 | 0 | 0 | 0
MISO |  |  |  | 2024-04-15T04:00:00+00:00 | Active |  | Battery Storage |  |  |  | Battery Storage | [16 empty] | St. Clair | MI |  |  | FITZ | 2028-06-01T04:00:00+00:00 | [9 empty] | ITC | [23 empty] | J3252 |  |  | DPP-2023 | East (ITC) |  |  | 200 | 200 |  | 0 | 0 | 0 | 0
MISO |  |  |  | 2024-03-26T04:00:00+00:00 | Active |  | Photovoltaic |  |  |  | Solar | [16 empty] | Woodruff | AR |  |  | Bailey | 2028-06-30T04:00:00+00:00 | [9 empty] | ARKANSAS ELECTRIC COOPERATIVE CORPORATION | [23 empty] | J3253 |  |  | DPP-2023 | South |  |  | 150 | 150 |  | 0 | 0 | 0 | 0
MISO |  |  |  | 2024-04-15T04:00:00+00:00 | Active |  | Solar/Battery |  |  |  | Hybrid | [16 empty] | Pulaski | IL |  |  | 5CAPE GIR3 - 5JOPPA SR 161.0kV | 2026-12-30T05:00:00+00:00 | [9 empty] | AMEREN MISSOURI | [23 empty] | J3254 |  |  | DPP-2023 | Central |  |  | 175 | 175 |  | 0 | 0 | 0 | 0
MISO |  |  |  | 2024-04-13T04:00:00+00:00 | Active |  | Photovoltaic |  |  |  | Solar | [16 empty] | Holmes | MS |  |  | INDIANOLA 230/115 SUB - MCADAMS EHV 230.0kV | 2028-09-15T04:00:00+00:00 | [9 empty] | ENTERGY MISSISSIPPI, LLC. | [23 empty] | J3255 |  |  | DPP-2023 | South |  |  | 350 | 350 |  | 0 | 0 | 0 | 0
MISO |  |  |  | 2024-04-13T04:00:00+00:00 | Active |  | Photovoltaic |  |  |  | Solar | [16 empty] | Clark | IL |  |  | 4GALLATIN - 4KANSAS 138.0kV | 2028-09-01T04:00:00+00:00 | [9 empty] | AMEREN ILLINOIS | [23 empty] | J3256 |  |  | DPP-2023 | Central |  |  | 200 | 200 |  | 0 | 0 | 0 | 0
MISO |  |  |  | 2024-04-18T04:00:00+00:00 | Active |  | Photovoltaic |  |  |  | Solar | [16 empty] | White | IN |  |  | EAST WINAMAC - MONTICELLO 138.0kV | 2026-10-01T04:00:00+00:00 | [9 empty] | NORTHERN INDIANA PUBLIC SERVICE COMPANY LLC | [23 empty] | J3257 |  |  | DPP-2023 | Central |  |  | 320 | 320 |  | 0 | 0 | 0 | 0
MISO |  |  |  | 2024-04-17T04:00:00+00:00 | Active |  | Battery Storage |  |  |  | Battery Storage | [16 empty] | Ottawa | MI |  |  | TYLER | 2028-09-06T04:00:00+00:00 | [9 empty] | METC | [23 empty] | J3258 |  |  | DPP-2023 | East (ITC) |  |  | 200 | 200 |  | 0 | 0 | 0 | 0
MISO |  |  |  | 2024-04-17T04:00:00+00:00 | Active |  | Battery Storage |  |  |  | Battery Storage | [16 empty] | Renville | MN |  |  | Cedar Mountain | 2028-09-06T04:00:00+00:00 | [9 empty] | GREAT RIVER ENERGY | [23 empty] | J3259 |  |  | DPP-2023 | West |  |  | 250 | 250 |  | 0 | 0 | 0 | 0
MISO |  |  |  | 2024-03-28T04:00:00+00:00 | Active |  | Photovoltaic |  |  |  | Solar | [16 empty] | LaSalle | IL |  |  | 4NLASALLE RB - 4WED_FOXR 138.0kV | 2028-01-15T05:00:00+00:00 | [9 empty] | AMEREN ILLINOIS | [23 empty] | J3260 |  |  | DPP-2023 | Central |  |  | 97 | 97 |  | 0 | 0 | 0 | 0
MISO |  |  |  | 2024-03-26T04:00:00+00:00 | Active |  | Photovoltaic |  |  |  | Solar | [16 empty] | Tunica | MS |  |  | Tunica 230 kV (337160) | 2028-06-30T04:00:00+00:00 | [9 empty] | ENTERGY MISSISSIPPI, LLC. | [23 empty] | J3261 |  |  | DPP-2023 | South |  |  | 200 | 200 |  | 0 | 0 | 0 | 0
MISO |  |  |  | 2024-04-12T04:00:00+00:00 | Active |  | Wind Turbine |  |  |  | Wind | [16 empty] | Jefferson | TX |  |  | Stowell | 2028-03-01T05:00:00+00:00 | [9 empty] | ENTERGY TEXAS, INC. | [23 empty] | J3262 |  |  | DPP-2023 | South |  |  | 300 | 300 |  | 0 | 0 | 0 | 0
MISO |  |  |  | 2024-04-15T04:00:00+00:00 | Active |  | Photovoltaic |  |  |  | Solar | [16 empty] | Desha | AK |  |  | Dumas North | 2028-06-01T04:00:00+00:00 | [9 empty] | ARKANSAS ELECTRIC COOPERATIVE CORPORATION | [23 empty] | J3263 |  |  | DPP-2023 | South |  |  | 150 | 150 |  | 0 | 0 | 0 | 0
MISO |  |  |  | 2024-04-12T04:00:00+00:00 | Active |  | Battery Storage |  |  |  | Battery Storage | [16 empty] | Otsego | MI |  |  | LIVINGSTON CO | 2028-09-01T04:00:00+00:00 | [9 empty] | ENTERGY TEXAS, INC. | [23 empty] | J3264 |  |  | DPP-2023 | South |  |  | 300 | 300 |  | 0 | 0 | 0 | 0
MISO |  |  |  | 2024-04-11T04:00:00+00:00 | Active |  | Battery Storage |  |  |  | Battery Storage | [16 empty] | Brookings | SD |  |  | BROOKINGS COUNTY | 2028-08-17T04:00:00+00:00 | [9 empty] | NORTHERN STATES POWER COMPANY | [23 empty] | J3265 |  |  | DPP-2023 | West |  |  | 175 | 175 |  | 0 | 0 | 0 | 0
MISO |  |  |  | 2024-04-11T04:00:00+00:00 | Active |  | Battery Storage |  |  |  | Battery Storage | [16 empty] | Sargent | ND |  |  | Forman 230 kV Substation | 2028-08-17T04:00:00+00:00 | [9 empty] | OTTER TAIL POWER COMPANY | [23 empty] | J3266 |  |  | DPP-2023 | West |  |  | 175 | 175 |  | 0 | 0 | 0 | 0
MISO |  |  |  | 2024-04-15T04:00:00+00:00 | Active |  | Photovoltaic |  |  |  | Solar | [16 empty] | Genesee | MI |  |  | THETFORD | 2028-06-01T04:00:00+00:00 | [9 empty] | METC | [23 empty] | J3267 |  |  | DPP-2023 | East (ITC) |  |  | 50 | 50 |  | 0 | 0 | 0 | 0
MISO |  |  |  | 2024-04-18T04:00:00+00:00 | Active |  | Battery Storage |  |  |  | Battery Storage | [16 empty] | Gratiot | MI |  |  | REGAL | 2027-09-10T04:00:00+00:00 | [9 empty] | METC | [23 empty] | J3268 |  |  | DPP-2023 | East (ITC) |  |  | 100 | 100 |  | 0 | 0 | 0 | 0
MISO |  |  |  | 2024-04-17T04:00:00+00:00 | Active |  | Photovoltaic |  |  |  | Solar | [16 empty] | Hamilton | IL |  |  | 7W_FRFT_E - 7NORRIS 345.0kV | 2027-11-02T04:00:00+00:00 | [9 empty] | AMEREN ILLINOIS | [23 empty] | J3269 |  |  | DPP-2023 | Central |  |  | 300 | 300 |  | 0 | 0 | 0 | 0
MISO |  |  |  | 2024-04-17T04:00:00+00:00 | Active |  | Photovoltaic |  |  |  | Solar | [16 empty] | Phillips | AR |  |  | AECC AUBREY - RITCHIE SWYD 230.0kV | 2028-09-04T04:00:00+00:00 | [9 empty] | ENTERGY ARKANSAS, LLC | [23 empty] | J3270 |  |  | DPP-2023 | South |  |  | 250 | 250 |  | 0 | 0 | 0 | 0
MISO |  |  |  | 2024-04-17T04:00:00+00:00 | Active |  | Photovoltaic |  |  |  | Solar | [16 empty] | Mississippi | AR |  |  | AECC Dell 161kV - Nucor-Yamato 161kV Switching Station 161.0kV | 2028-09-04T04:00:00+00:00 | [9 empty] | ARKANSAS ELECTRIC COOPERATIVE CORPORATION | [23 empty] | J3271 |  |  | DPP-2023 | South |  |  | 230 | 230 |  | 0 | 0 | 0 | 0
MISO |  |  |  | 2024-04-10T04:00:00+00:00 | Active |  | Photovoltaic |  |  |  | Solar | [16 empty] | Concordia | LA |  |  | VIDALIA | 2028-04-09T04:00:00+00:00 | [9 empty] | ENTERGY LOUISIANA, LLC | [23 empty] | J3272 |  |  | DPP-2023 | South |  |  | 85 | 85 |  | 0 | 0 | 0 | 0
MISO |  |  |  | 2024-04-16T04:00:00+00:00 | Active |  | Wind Turbine |  |  |  | Wind | [16 empty] | Madison | LA |  |  | BAXTER WILSON SES SWYD - PERRYVILLE 500 SWYD 500.0kV | 2027-03-01T05:00:00+00:00 | [9 empty] | ENTERGY LOUISIANA, LLC | [23 empty] | J3273 |  |  | DPP-2023 | South |  |  | 473.8 | 473.8 |  | 0 | 0 | 0 | 0
MISO |  |  |  | 2024-04-15T04:00:00+00:00 | Active |  | Photovoltaic |  |  |  | Solar | [16 empty] | Ogemaw | MI |  |  | GALLAGHER - TWINING 138.0kV | 2028-11-01T04:00:00+00:00 | [9 empty] | METC | [23 empty] | J3274 |  |  | DPP-2023 | East (ITC) |  |  | 290 | 290 |  | 0 | 0 | 0 | 0
MISO |  |  |  | 2024-04-17T04:00:00+00:00 | Active |  | Wind Turbine |  |  |  | Wind | [16 empty] | Benton | MN |  |  | Mud Lake - Benton County (GRE) 230kV | 2028-09-04T04:00:00+00:00 | [9 empty] | MINNESOTA POWER INC. | [23 empty] | J3275 |  |  | DPP-2023 | West |  |  | 249 | 249 |  | 0 | 0 | 0 | 0
MISO |  |  |  | 2024-04-12T04:00:00+00:00 | Active |  | Photovoltaic |  |  |  | Solar | [16 empty] | Pulaski | IL |  |  | Mound City | 2028-09-30T04:00:00+00:00 | [9 empty] | AMEREN ILLINOIS | [23 empty] | J3276 |  |  | DPP-2023 | Central |  |  | 200 | 200 |  | 0 | 0 | 0 | 0
MISO |  |  |  | 2024-04-17T04:00:00+00:00 | Active |  | Battery Storage |  |  |  | Battery Storage | [16 empty] | Bay | MI |  |  | Other_ | 2028-08-17T04:00:00+00:00 | [9 empty] | METC | [23 empty] | J3277 |  |  | DPP-2023 | East (ITC) |  |  | 175 | 175 |  | 0 | 0 | 0 | 0
MISO |  |  |  | 2024-04-16T04:00:00+00:00 | Active |  | Photovoltaic |  |  |  | Solar | [16 empty] | Swift | MN |  |  | SWENODA TAP - DUBLIN TAP - SS360 - 360WSM1 115.0kV | 2028-08-01T04:00:00+00:00 | [9 empty] | GREAT RIVER ENERGY | [23 empty] | J3278 |  |  | DPP-2023 | West |  |  | 90 | 90 |  | 0 | 0 | 0 | 0
MISO |  |  |  | 2024-04-17T04:00:00+00:00 | Active |  | Wind Turbine |  |  |  | Wind | [16 empty] | Day | SD |  |  | Ellendale 345 - Twin Brooks 345.0kV | 2028-09-04T04:00:00+00:00 | [9 empty] | MONTANA-DAKOTA UTILITIES CO. | [23 empty] | J3279 |  |  | DPP-2023 | West |  |  | 300 | 300 |  | 0 | 0 | 0 | 0
MISO |  |  |  | 2024-04-17T04:00:00+00:00 | Active |  | Wind Turbine |  |  |  | Wind | [16 empty] | Dickey | ND |  |  | Ellendale 345 | 2028-09-01T04:00:00+00:00 | [9 empty] | MONTANA-DAKOTA UTILITIES CO. | [23 empty] | J3280 |  |  | DPP-2023 | West |  |  | 300 | 300 |  | 0 | 0 | 0 | 0
MISO |  |  |  | 2024-04-16T04:00:00+00:00 | Active |  | Wind Turbine |  |  |  | Wind | [16 empty] | Marquette | MI |  |  | Presque Isle - Perch Lake 138.0kV | 2027-09-30T04:00:00+00:00 | [9 empty] | AMERICAN TRANSMISSION COMPANY | [23 empty] | J3281 |  |  | DPP-2023 | East (ATC) |  |  | 170 | 170 |  | 0 | 0 | 0 | 0
MISO |  |  |  | 2024-04-15T04:00:00+00:00 | Active |  | Photovoltaic |  |  |  | Solar | [16 empty] | Mason | MI |  |  | KEYSTONE - LUDINGTON 345.0kV | 2028-11-01T04:00:00+00:00 | [9 empty] | METC | [23 empty] | J3282 |  |  | DPP-2023 | East (ITC) |  |  | 297 | 297 |  | 0 | 0 | 0 | 0
MISO |  |  |  | 2024-04-15T04:00:00+00:00 | Active |  | Photovoltaic |  |  |  | Solar | [16 empty] | Grand Traverse | MI |  |  | KEYSTONE - WEXFORD 138.0kV | 2028-11-01T04:00:00+00:00 | [9 empty] | METC | [23 empty] | J3283 |  |  | DPP-2023 | East (ITC) |  |  | 135 | 135 |  | 0 | 0 | 0 | 0
MISO |  |  |  | 2024-04-16T04:00:00+00:00 | Active |  | Battery Storage |  |  |  | Battery Storage | [16 empty] | Woodford | IL |  |  | Spring Bay | 2028-06-30T04:00:00+00:00 | [9 empty] | AMEREN ILLINOIS | [23 empty] | J3284 |  |  | DPP-2023 | Central |  |  | 100 | 100 |  | 0 | 0 | 0 | 0
MISO |  |  |  | 2024-04-15T04:00:00+00:00 | Active |  | Photovoltaic |  |  |  | Solar | [16 empty] | Vigo | IN |  |  | TH Pfizer Jct. - Worthington (HED) | 2028-09-30T04:00:00+00:00 | [9 empty] | DUKE ENERGY INDIANA, LLC | [23 empty] | J3285 |  |  | DPP-2023 | Central |  |  | 150 | 150 |  | 0 | 0 | 0 | 0
MISO |  |  |  | 2024-04-15T04:00:00+00:00 | Active |  | Photovoltaic |  |  |  | Solar | [16 empty] | Sanilac | MI |  |  | KILGORE - MICAH 120.0kV | 2028-11-01T04:00:00+00:00 | [9 empty] | ITC | [23 empty] | J3286 |  |  | DPP-2023 | East (ITC) |  |  | 200 | 200 |  | 0 | 0 | 0 | 0
MISO |  |  |  | 2024-04-15T04:00:00+00:00 | Active |  | Photovoltaic |  |  |  | Solar | [16 empty] | Osceola | MI |  |  | Hersey - Baldwin 138.0kV | 2028-11-01T04:00:00+00:00 | [9 empty] | WOLVERINE POWER SUPPLY COOPERATIVE | [23 empty] | J3287 |  |  | DPP-2023 | East (ITC) |  |  | 200 | 200 |  | 0 | 0 | 0 | 0
MISO |  |  |  | 2024-04-18T04:00:00+00:00 | Active |  | Photovoltaic |  |  |  | Hybrid | [16 empty] | Carroll | IN |  |  | Kokomo Webster St. - Walton 230.0kV | 2028-01-01T05:00:00+00:00 | [9 empty] | DUKE ENERGY INDIANA, LLC | [23 empty] | J3288 |  |  | DPP-2023 | Central |  |  | 125 | 125 |  | 0 | 0 | 0 | 0
MISO |  |  |  | 2024-04-17T04:00:00+00:00 | Active |  | Combustion Turbine (Simple Cycle) |  |  |  | Gas | [16 empty] | Sherburne | MN |  |  | ELK RIVER 14 | 2025-06-01T04:00:00+00:00 | [9 empty] | GREAT RIVER ENERGY | [23 empty] | J3289 |  |  | DPP-2023 | West |  |  | 0 | 35 |  | 0 | 0 | 0 | 0
MISO |  |  |  | 2024-04-17T04:00:00+00:00 | Active |  | Battery Storage |  |  |  | Battery Storage | [16 empty] | White | IN |  |  | MAGNETATION | 2028-09-15T04:00:00+00:00 | [9 empty] | NORTHERN INDIANA PUBLIC SERVICE COMPANY LLC | [23 empty] | J3290 |  |  | DPP-2023 | Central |  |  | 100 | 100 |  | 0 | 0 | 0 | 0
MISO |  |  |  | 2024-04-17T04:00:00+00:00 | Active |  | Battery Storage |  |  |  | Battery Storage | [16 empty] | LaGrange | IN |  |  | HIPLE | 2028-09-15T04:00:00+00:00 | [9 empty] | NORTHERN INDIANA PUBLIC SERVICE COMPANY LLC | [23 empty] | J3291 |  |  | DPP-2023 | Central |  |  | 200 | 200 |  | 0 | 0 | 0 | 0
MISO |  |  |  | 2024-04-17T04:00:00+00:00 | Active |  | Wind Turbine |  |  |  | Wind | [16 empty] | Phillips | AR |  |  | RITCHIE SWYD - TARLETON 230.0kV | 2028-03-01T05:00:00+00:00 | [9 empty] | ENTERGY ARKANSAS, LLC | [23 empty] | J3292 |  |  | DPP-2023 | South |  |  | 193 | 193 |  | 0 | 0 | 0 | 0
MISO |  |  |  | 2024-04-17T04:00:00+00:00 | Active |  | Photovoltaic |  |  |  | Solar | [16 empty] | Knox | IN |  |  | Edwardsport IGCC - Amo 345.0kV | 2027-01-31T05:00:00+00:00 | [9 empty] | DUKE ENERGY INDIANA, LLC | [23 empty] | J3293 |  |  | DPP-2023 | Central |  |  | 250 | 250 |  | 0 | 0 | 0 | 0
MISO |  |  |  | 2024-04-17T04:00:00+00:00 | Active |  | Photovoltaic |  |  |  | Solar | [16 empty] | Daviess | IN |  |  | GPC Primary - Sandborn Primary 161.0kV | 2027-01-31T05:00:00+00:00 | [9 empty] | HOOSIER ENERGY | [23 empty] | J3294 |  |  | DPP-2023 | Central |  |  | 200 | 200 |  | 0 | 0 | 0 | 0
MISO |  |  |  | 2024-04-17T04:00:00+00:00 | Active |  | Photovoltaic |  |  |  | Solar | [16 empty] | Beauregard | LA |  |  | Cole - Penton Road 230.0kV | 2027-01-31T05:00:00+00:00 | [9 empty] | CLECO POWER LLC | [23 empty] | J3295 |  |  | DPP-2023 | South |  |  | 250 | 250 |  | 0 | 0 | 0 | 0
MISO |  |  |  | 2024-04-17T04:00:00+00:00 | Active |  | Battery Storage |  |  |  | Battery Storage | [16 empty] | Hamilton | IL |  |  | Hamilton | 2027-01-31T05:00:00+00:00 | [9 empty] | AMEREN ILLINOIS | [23 empty] | J3296 |  |  | DPP-2023 | Central |  |  | 200 | 200 |  | 0 | 0 | 0 | 0
MISO |  |  |  | 2024-04-17T04:00:00+00:00 | Active |  | Battery Storage |  |  |  | Battery Storage | [16 empty] | St. Clair | IL |  |  | Herzog | 2027-01-31T05:00:00+00:00 | [9 empty] | AMEREN ILLINOIS | [23 empty] | J3297 |  |  | DPP-2023 | Central |  |  | 150 | 150 |  | 0 | 0 | 0 | 0
MISO |  |  |  | 2024-04-17T04:00:00+00:00 | Active |  | Battery Storage |  |  |  | Battery Storage | [16 empty] | Tazewell | IL |  |  | Towerline | 2027-01-31T05:00:00+00:00 | [9 empty] | AMEREN ILLINOIS | [23 empty] | J3298 |  |  | DPP-2023 | Central |  |  | 200 | 200 |  | 0 | 0 | 0 | 0
MISO |  |  |  | 2024-04-17T04:00:00+00:00 | Active |  | Battery Storage |  |  |  | Battery Storage | [16 empty] | Jefferson | TX |  |  | BEVIL | 2027-01-31T05:00:00+00:00 | [9 empty] | ENTERGY TEXAS, INC. | [23 empty] | J3299 |  |  | DPP-2023 | South |  |  | 150 | 150 |  | 0 | 0 | 0 | 0
MISO |  |  |  | 2024-04-17T04:00:00+00:00 | Active |  | Photovoltaic |  |  |  | Solar | [16 empty] | Craighead | AR |  |  | CASH - NEWPORT AB 161.0kV | 2027-01-31T05:00:00+00:00 | [9 empty] | ENTERGY ARKANSAS, LLC | [23 empty] | J3300 |  |  | DPP-2023 | South |  |  | 200 | 200 |  | 0 | 0 | 0 | 0
MISO |  |  |  | 2024-04-17T04:00:00+00:00 | Active |  | Photovoltaic |  |  |  | Solar | [16 empty] | Prairie | AR |  |  | DES ARC - COTTON PLANT 115.0kV | 2027-01-31T05:00:00+00:00 | [9 empty] | ENTERGY ARKANSAS, LLC | [23 empty] | J3301 |  |  | DPP-2023 | South |  |  | 180 | 180 |  | 0 | 0 | 0 | 0
MISO |  |  |  | 2024-04-17T04:00:00+00:00 | Active |  | Photovoltaic |  |  |  | Solar | [16 empty] | Jefferson | AR |  |  | P.B. SOUTH - VARNER 115.0kV | 2027-01-31T05:00:00+00:00 | [9 empty] | ENTERGY ARKANSAS, LLC | [23 empty] | J3302 |  |  | DPP-2023 | South |  |  | 105 | 105 |  | 0 | 0 | 0 | 0
MISO |  |  |  | 2024-04-17T04:00:00+00:00 | Active |  | Photovoltaic |  |  |  | Solar | [16 empty] | Prairie | AR |  |  | WEST MEMPHIS EHV - KEO EHV 500.0kV | 2027-01-31T05:00:00+00:00 | [9 empty] | ENTERGY ARKANSAS, LLC | [23 empty] | J3303 |  |  | DPP-2023 | South |  |  | 400 | 400 |  | 0 | 0 | 0 | 0
MISO |  |  |  | 2024-04-17T04:00:00+00:00 | Active |  | Photovoltaic |  |  |  | Solar | [16 empty] | Clark | AR |  |  | ETTA - MCNEIL EHV 500.0kV | 2027-01-31T05:00:00+00:00 | [9 empty] | ENTERGY ARKANSAS, LLC | [23 empty] | J3304 |  |  | DPP-2023 | South |  |  | 350 | 350 |  | 0 | 0 | 0 | 0
MISO |  |  |  | 2024-04-17T04:00:00+00:00 | Active |  | Photovoltaic |  |  |  | Solar | [16 empty] | Adams | IA |  |  | Other_ | 2027-01-31T05:00:00+00:00 | [9 empty] | MIDAMERICAN ENERGY CO. | [23 empty] | J3305 |  |  | DPP-2023 | West |  |  | 150 | 150 |  | 0 | 0 | 0 | 0
MISO |  |  |  | 2024-04-16T04:00:00+00:00 | Active |  | Photovoltaic |  |  |  | Solar | [16 empty] | Perry | IL |  |  | 7JORD - 7CMDR 345.0kV | 2028-09-30T04:00:00+00:00 | [9 empty] | AMEREN ILLINOIS | [23 empty] | J3306 |  |  | DPP-2023 | Central |  |  | 150 | 150 |  | 0 | 0 | 0 | 0
MISO |  |  |  | 2024-04-17T04:00:00+00:00 | Active |  | Photovoltaic |  |  |  | Solar | [16 empty] | Callaway | MO |  |  | Callaway | 2027-11-02T04:00:00+00:00 | [9 empty] | AMEREN MISSOURI | [23 empty] | J3307 |  |  | DPP-2023 | Central |  |  | 300 | 300 |  | 0 | 0 | 0 | 0
MISO |  |  |  | 2024-04-17T04:00:00+00:00 | Active |  | Photovoltaic |  |  |  | Solar | [16 empty] | Woodruff | AR |  |  | MOSES SWYD - AECC HUNTER NORTH 161.0kV | 2027-01-31T05:00:00+00:00 | [9 empty] | ENTERGY ARKANSAS, LLC | [23 empty] | J3308 |  |  | DPP-2023 | South |  |  | 180 | 180 |  | 0 | 0 | 0 | 0
MISO |  |  |  | 2024-04-15T04:00:00+00:00 | Active |  | Solar/Battery |  |  |  | Hybrid | [16 empty] | Copiah | MS |  |  | FRANKLIN EHV - RAY BRASWELL EHV 500.0kV | 2028-06-01T04:00:00+00:00 | [9 empty] | ENTERGY MISSISSIPPI, LLC. | [23 empty] | J3309 |  |  | DPP-2023 | South |  |  | 200 | 200 |  | 0 | 0 | 0 | 0
MISO |  |  |  | 2024-04-15T04:00:00+00:00 | Active |  | Solar/Battery |  |  |  | Hybrid | [16 empty] | Lincoln | MS |  |  | BROOKHAVEN | 2028-06-01T04:00:00+00:00 | [9 empty] | ENTERGY MISSISSIPPI, LLC. | [23 empty] | J3310 |  |  | DPP-2023 | South |  |  | 150 | 150 |  | 0 | 0 | 0 | 0
MISO |  |  |  | 2024-04-18T04:00:00+00:00 | Active |  | Battery Storage |  |  |  | Battery Storage | [16 empty] | St. Landry | LA |  |  | WELLS | 2027-09-10T04:00:00+00:00 | [9 empty] | ITC MIDWEST | [23 empty] | J3311 |  |  | DPP-2023 | West |  |  | 400 | 400 |  | 0 | 0 | 0 | 0
MISO |  |  |  | 2024-04-15T04:00:00+00:00 | Active |  | Battery Storage |  |  |  | Battery Storage | [16 empty] | Washington | MN |  |  | RAPTOR | 2028-06-30T04:00:00+00:00 | [9 empty] | NORTHERN STATES POWER COMPANY | [23 empty] | J3312 |  |  | DPP-2023 | West |  |  | 100 | 100 |  | 0 | 0 | 0 | 0
MISO |  |  |  | 2024-04-16T04:00:00+00:00 | Active |  | Wind Turbine |  |  |  | Wind | [16 empty] | Lenawee | MI |  |  | MOROCCO - ALLEN JUNCTION 345.0kV | 2028-09-01T04:00:00+00:00 | [9 empty] | METC | [23 empty] | J3313 |  |  | DPP-2023 | East (ITC) |  |  | 263 | 263 |  | 0 | 0 | 0 | 0
MISO |  |  |  | 2024-04-17T04:00:00+00:00 | Active |  | Solar/Battery |  |  |  | Hybrid | [16 empty] | Clayton | IA |  |  | Postville | 2028-06-01T04:00:00+00:00 | [9 empty] | DAIRYLAND POWER COOPERATIVE | [23 empty] | J3314 |  |  | DPP-2023 | West |  |  | 200 | 200 |  | 0 | 0 | 0 | 0
MISO |  |  |  | 2024-04-18T04:00:00+00:00 | Active |  | Photovoltaic |  |  |  | Solar | [16 empty] | Pike | MS |  |  | COLONIAL PIPELINE - FERNWOOD 115.0kV | 2026-10-01T04:00:00+00:00 | [9 empty] | ENTERGY MISSISSIPPI, LLC. | [23 empty] | J3315 |  |  | DPP-2023 | South |  |  | 150 | 150 |  | 0 | 0 | 0 | 0
MISO |  |  |  | 2024-05-06T04:00:00+00:00 | Active |  | Battery Storage |  |  |  | Battery Storage | [16 empty] | Washington | IL |  |  | Okawville 138kV. | 2028-09-01T04:00:00+00:00 | [9 empty] | AMEREN ILLINOIS | [23 empty] | J3316 |  |  | DPP-2023 | Central |  |  | 200 | 200 |  | 0 | 0 | 0 | 0
MISO |  |  |  | 2024-04-18T04:00:00+00:00 | Active |  | Solar/Battery |  |  |  | Hybrid | [16 empty] | Vigo | IN |  |  | Terre Haute Pfizer | 2028-06-01T04:00:00+00:00 | [9 empty] | DUKE ENERGY INDIANA, LLC | [23 empty] | J3317 |  |  | DPP-2023 | Central |  |  | 150 | 150 |  | 0 | 0 | 0 | 0
MISO |  |  |  | 2024-04-15T04:00:00+00:00 | Active |  | Solar/Battery |  |  |  | Hybrid | [16 empty] | Sullivan | IN |  |  | Merom 345 kV Substation | 2028-06-01T04:00:00+00:00 | [9 empty] | HOOSIER ENERGY | [23 empty] | J3318 |  |  | DPP-2023 | Central |  |  | 300 | 300 |  | 0 | 0 | 0 | 0
MISO |  |  |  | 2024-04-15T04:00:00+00:00 | Active |  | Solar/Battery |  |  |  | Hybrid | [16 empty] | Webster | LA |  |  | SAREPTA 345/115 SS | 2028-06-01T04:00:00+00:00 | [9 empty] | ENTERGY LOUISIANA, LLC | [23 empty] | J3319 |  |  | DPP-2023 | South |  | Energy Resource Interconnection Service (ERIS) | 150 | 150 |  | 0 | 0 | 0 | 0
MISO |  |  |  | 2024-04-18T04:00:00+00:00 | Active |  | Battery Storage |  |  |  | Battery Storage | [16 empty] | Ottawa | MI |  |  | ROOSEVELT | 2028-06-30T04:00:00+00:00 | [9 empty] | METC | [23 empty] | J3320 |  |  | DPP-2023 | East (ITC) |  |  | 200 | 200 |  | 0 | 0 | 0 | 0
MISO |  |  |  | 2024-04-12T04:00:00+00:00 | Active |  | Photovoltaic |  |  |  | Solar | [16 empty] | Wayne | IL |  |  | Other_ | 2028-09-30T04:00:00+00:00 | [9 empty] | AMEREN ILLINOIS | [23 empty] | J3321 |  |  | DPP-2023 | Central |  |  | 200 | 200 |  | 0 | 0 | 0 | 0
MISO |  |  |  | 2024-04-12T04:00:00+00:00 | Active |  | Photovoltaic |  |  |  | Solar | [16 empty] | Jefferson Davis | LA |  |  | NELSON 500 SWYD - RICHARD 500.0kV | 2028-09-30T04:00:00+00:00 | [9 empty] | ENTERGY LOUISIANA, LLC | [23 empty] | J3322 |  |  | DPP-2023 | South |  |  | 325 | 325 |  | 0 | 0 | 0 | 0
MISO |  |  |  | 2024-04-12T04:00:00+00:00 | Active |  | Photovoltaic |  |  |  | Solar | [16 empty] | Knox | IL |  |  | Other_ | 2028-09-30T04:00:00+00:00 | [9 empty] | MIDAMERICAN ENERGY CO. | [23 empty] | J3323 |  |  | DPP-2023 | West |  |  | 200 | 200 |  | 0 | 0 | 0 | 0
MISO |  |  |  | 2024-04-18T04:00:00+00:00 | Active |  | Wind Turbine |  |  |  | Wind | [16 empty] | Palo Alto | IA |  |  | PALO ALTO - KOSSUTH COUNTY 345.0kV | 2029-09-01T04:00:00+00:00 | [9 empty] | MIDAMERICAN ENERGY CO. | [23 empty] | J3324 |  |  | DPP-2023 | West |  |  | 200 | 200 |  | 0 | 0 | 0 | 0
MISO |  |  |  | 2024-04-17T04:00:00+00:00 | Active |  | Wind Turbine |  |  |  | Wind | [16 empty] | Cherokee | IA |  |  | LITTLE SIOUX - LEMARS TAP 161.0kV | 2028-05-01T04:00:00+00:00 | [9 empty] | MIDAMERICAN ENERGY CO. | [23 empty] | J3325 |  |  | DPP-2023 | West |  |  | 140 | 140 |  | 0 | 0 | 0 | 0
MISO |  |  |  | 2024-04-18T04:00:00+00:00 | Active |  | Wind Turbine |  |  |  | Wind | [16 empty] | Lyon | MN |  |  | Lyon County - Brookings County 345.0kV | 2028-05-01T04:00:00+00:00 | [9 empty] | MISSOURI RIVER ENERGY SERVICES - TRANSMISSION | [23 empty] | J3326 |  |  | DPP-2023 | West |  |  | 250 | 250 |  | 0 | 0 | 0 | 0
MISO |  |  |  | 2024-04-16T04:00:00+00:00 | Active |  | Battery Storage |  |  |  | Battery Storage | [16 empty] | Pike | IN |  |  | Cato 138/69kV (facilities above 100kV) | 2027-05-01T04:00:00+00:00 | [9 empty] | CEDAR FALLS MUNICIPAL ELECTRIC UTILITY | [23 empty] | J3327 |  |  | DPP-2023 | West |  |  | 130 | 130 |  | 0 | 0 | 0 | 0
MISO |  |  |  | 2024-04-18T04:00:00+00:00 | Active |  | Wind Turbine |  |  |  | Wind | [16 empty] | Vermilion | IL |  |  | Hoopeston West | 2028-05-01T04:00:00+00:00 | [9 empty] | AMEREN ILLINOIS | [23 empty] | J3328 |  |  | DPP-2023 | Central |  |  | 150 | 150 |  | 0 | 0 | 0 | 0
MISO |  |  |  | 2024-04-17T04:00:00+00:00 | Active |  | Battery Storage |  |  |  | Battery Storage | [16 empty] | Sullivan | IN |  |  | Merom (HED) - Dresser 345.0kV | 2028-05-01T04:00:00+00:00 | [9 empty] | DUKE ENERGY INDIANA, LLC | [23 empty] | J3329 |  |  | DPP-2023 | Central |  |  | 145 | 145 |  | 0 | 0 | 0 | 0
MISO |  |  |  | 2024-04-17T04:00:00+00:00 | Active |  | Combustion Turbine (Simple Cycle) |  |  |  | Gas | [16 empty] | Kenosha | WI |  |  | Pleasant Prairie - Arcadian 345.0kV | 2028-05-01T04:00:00+00:00 | [9 empty] | AMERICAN TRANSMISSION COMPANY | [23 empty] | J3330 |  |  | DPP-2023 | East (ATC) |  |  | 705 | 705 |  | 0 | 0 | 0 | 0
MISO |  |  |  | 2024-04-17T04:00:00+00:00 | Active |  | Combustion Turbine (Simple Cycle) |  |  |  | Gas | [16 empty] | Sullivan | IN |  |  | Petersburg - Sullivan (AEP/PJM) 345.0kV | 2028-05-01T04:00:00+00:00 | [9 empty] | INDIANAPOLIS POWER & LIGHT COMPANY | [23 empty] | J3331 |  |  | DPP-2023 | Central |  |  | 470 | 470 |  | 0 | 0 | 0 | 0
MISO |  |  |  | 2024-04-17T04:00:00+00:00 | Active |  | Wind Turbine |  |  |  | Wind | [16 empty] | Calumet | WI |  |  | Forest Junction - Cypress 345.0kV | 2028-05-01T04:00:00+00:00 | [9 empty] | AMERICAN TRANSMISSION COMPANY | [23 empty] | J3332 |  |  | DPP-2023 | East (ATC) |  |  | 150 | 150 |  | 0 | 0 | 0 | 0
MISO |  |  |  | 2024-04-17T04:00:00+00:00 | Active |  | Photovoltaic |  |  |  | Solar | [16 empty] | Washtenaw | MI |  |  | MAJESTIC - MILAN 345.0kV | 2028-05-01T04:00:00+00:00 | [9 empty] | ITC | [23 empty] | J3333 |  |  | DPP-2023 | East (ITC) |  |  | 150 | 150 |  | 0 | 0 | 0 | 0
MISO |  |  |  | 2024-04-05T04:00:00+00:00 | Active |  | Battery Storage |  |  |  | Battery Storage | [16 empty] | LaPorte | IN |  |  | MAPLE | 2028-06-01T04:00:00+00:00 | [9 empty] | DUKE ENERGY INDIANA, LLC | [23 empty] | J3334 |  |  | DPP-2023 | Central |  |  | 100 | 100 |  | 0 | 0 | 0 | 0
MISO |  |  |  | 2024-04-18T04:00:00+00:00 | Active |  | Wind Turbine |  |  |  | Wind | [16 empty] | McLean | IL |  |  | Other_ | 2028-10-01T04:00:00+00:00 | [9 empty] | AMEREN ILLINOIS | [23 empty] | J3335 |  |  | DPP-2023 | Central |  |  | 222 | 222 |  | 0 | 0 | 0 | 0
MISO |  |  |  | 2024-04-05T04:00:00+00:00 | Active |  | Wind Turbine |  |  |  | Wind | [16 empty] | Tuscola | MI |  |  | RINGLE | 2027-04-01T04:00:00+00:00 | [9 empty] | ITC | [23 empty] | J3336 |  |  | DPP-2023 | East (ITC) |  |  | 41.8 | 41.8 |  | 0 | 0 | 0 | 0
MISO |  |  |  | 2024-04-16T04:00:00+00:00 | Active |  | Photovoltaic |  |  |  | Solar | [16 empty] | Stoddard | MO |  |  | 5STODDARD - 5MORLEY (AECI) 161.0kV | 2028-03-01T05:00:00+00:00 | [9 empty] | AMEREN MISSOURI | [23 empty] | J3337 |  |  | DPP-2023 | Central |  |  | 230 | 230 |  | 0 | 0 | 0 | 0
MISO |  |  |  | 2024-04-18T04:00:00+00:00 | Active |  | Wind Turbine |  |  |  | Wind | [16 empty] | Hamilton | IL |  |  | 7W_FRFT_E - 7NORRIS 345.0kV | 2028-10-28T04:00:00+00:00 | [9 empty] | AMEREN ILLINOIS | [23 empty] | J3338 |  |  | DPP-2023 | Central |  |  | 199.99 | 199.99 |  | 0 | 0 | 0 | 0
MISO |  |  |  | 2024-04-16T04:00:00+00:00 | Active |  | Battery Storage |  |  |  | Battery Storage | [16 empty] | Hendricks | IN |  |  | AMO | 2029-09-15T04:00:00+00:00 | [9 empty] | DUKE ENERGY INDIANA, LLC | [23 empty] | J3339 |  |  | DPP-2023 | Central |  |  | 100 | 100 |  | 0 | 0 | 0 | 0
MISO |  |  |  | 2024-03-18T04:00:00+00:00 | Active |  | Photovoltaic |  |  |  | Solar | [16 empty] | Vermilion | IL |  |  | Rossville 138kV on the Hoopeston to Vermillion 138kV Line | 2028-12-01T05:00:00+00:00 | [9 empty] | AMEREN ILLINOIS | [23 empty] | J3340 |  |  | DPP-2023 | Central |  |  | 175 | 175 |  | 0 | 0 | 0 | 0
MISO |  |  |  | 2024-04-18T04:00:00+00:00 | Active |  | Wind Turbine |  |  |  | Wind | [16 empty] | Vermilion | IL |  |  | 7BUNSONVILLE - 7SIDNEY 345.0kV | 2028-08-31T04:00:00+00:00 | [9 empty] | AMEREN ILLINOIS | [23 empty] | J3341 |  |  | DPP-2023 | Central |  |  | 100 | 100 |  | 0 | 0 | 0 | 0
MISO |  |  |  | 2024-04-18T04:00:00+00:00 | Active |  | Photovoltaic |  |  |  | Solar | [16 empty] | Vermilion | IL |  |  | 7BUNSONVILLE - 7SIDNEY 345.0kV | 2028-08-31T04:00:00+00:00 | [9 empty] | AMEREN ILLINOIS | [23 empty] | J3342 |  |  | DPP-2023 | Central |  |  | 180 | 180 |  | 0 | 0 | 0 | 0
MISO |  |  |  | 2024-03-27T04:00:00+00:00 | Active |  | Photovoltaic |  |  |  | Solar | [16 empty] | Knox | IL |  |  | 4MONM BLVD W - 4CASTRO_JCT 138.0kV | 2028-09-01T04:00:00+00:00 | [9 empty] | AMEREN ILLINOIS | [23 empty] | J3343 |  |  | DPP-2023 | Central |  |  | 100 | 100 |  | 0 | 0 | 0 | 0
MISO |  |  |  | 2024-04-13T04:00:00+00:00 | Active |  | Battery Storage |  |  |  | Battery Storage | [16 empty] | Knox | IL |  |  | 7FARGO - 7SANDBURG 345.0kV | 2028-09-01T04:00:00+00:00 | [9 empty] | AMEREN ILLINOIS | [23 empty] | J3344 |  |  | DPP-2023 | Central |  |  | 100 | 100 |  | 0 | 0 | 0 | 0
MISO |  |  |  | 2024-04-17T04:00:00+00:00 | Active |  | Photovoltaic |  |  |  | Solar | [16 empty] | Moultrie | IL |  |  | Faraday | 2028-09-15T04:00:00+00:00 | [9 empty] | AMEREN TRANSMISSION COMPANY OF ILLINOIS | [23 empty] | J3345 |  |  | DPP-2023 | Central |  |  | 200 | 200 |  | 0 | 0 | 0 | 0
MISO |  |  |  | 2024-04-16T04:00:00+00:00 | Active |  | Wind Turbine |  |  |  | Wind | [16 empty] | Lyon | MN |  |  | Lyon County - Brookings County 345.0kV | 2028-05-01T04:00:00+00:00 | [9 empty] | MISSOURI RIVER ENERGY SERVICES - TRANSMISSION | [23 empty] | J3346 |  |  | DPP-2023 | West |  |  | 250 | 250 |  | 0 | 0 | 0 | 0
MISO |  |  |  | 2024-04-16T04:00:00+00:00 | Active |  | Photovoltaic |  |  |  | Solar | [16 empty] | Hancock | IN |  |  | Greenfield Hastings Park - Greensboro 138.0kV | 2028-09-15T04:00:00+00:00 | [9 empty] | DUKE ENERGY INDIANA, LLC | [23 empty] | J3347 |  |  | DPP-2023 | Central |  |  | 140 | 140 |  | 0 | 0 | 0 | 0
MISO |  |  |  | 2024-04-17T04:00:00+00:00 | Active |  | Photovoltaic |  |  |  | Solar | [16 empty] | Marshall | IN |  |  | PLYMOUTH - KOSCIUSKO & LEESBURG & KOSCIUSKO CO REMC - NORTHWEST 138.0kV | 2028-09-15T04:00:00+00:00 | [9 empty] | NORTHERN INDIANA PUBLIC SERVICE COMPANY LLC | [23 empty] | J3348 |  |  | DPP-2023 | Central |  |  | 110 | 110 |  | 0 | 0 | 0 | 0
MISO |  |  |  | 2024-04-17T04:00:00+00:00 | Active |  | Photovoltaic |  |  |  | Solar | [16 empty] | Fulton | IL |  |  | Ipava | 2028-09-15T04:00:00+00:00 | [9 empty] | AMEREN TRANSMISSION COMPANY OF ILLINOIS | [23 empty] | J3349 |  |  | DPP-2023 | Central |  |  | 400 | 400 |  | 0 | 0 | 0 | 0
MISO |  |  |  | 2024-04-18T04:00:00+00:00 | Active |  | Photovoltaic |  |  |  | Solar | [16 empty] | Randolph | MO |  |  | 5MOBERLY - 5OVERTON 161.0kV | 2028-08-31T04:00:00+00:00 | [9 empty] | AMEREN MISSOURI | [23 empty] | J3350 |  |  | DPP-2023 | Central |  |  | 200 | 200 |  | 0 | 0 | 0 | 0
MISO |  |  |  | 2024-04-04T04:00:00+00:00 | Active |  | Battery Storage |  |  |  | Battery Storage | [16 empty] | Putnam | IL |  |  | Hickok | 2028-06-30T04:00:00+00:00 | [9 empty] | AMEREN ILLINOIS | [23 empty] | J3351 |  |  | DPP-2023 | Central |  |  | 100 | 100 |  | 0 | 0 | 0 | 0
MISO |  |  |  | 2024-04-16T04:00:00+00:00 | Active |  | Battery Storage |  |  |  | Battery Storage | [16 empty] | Cape Girardeau | MO |  |  | LUTESVILLE | 2028-03-31T04:00:00+00:00 | [9 empty] | AMEREN MISSOURI | [23 empty] | J3352 |  |  | DPP-2023 | Central |  |  | 250 | 250 |  | 0 | 0 | 0 | 0
MISO |  |  |  | 2024-04-18T04:00:00+00:00 | Active |  | Photovoltaic |  |  |  | Solar | [16 empty] | Champaign | IL |  |  | Rising | 2028-08-01T04:00:00+00:00 | [9 empty] | AMEREN TRANSMISSION COMPANY OF ILLINOIS | [23 empty] | J3353 |  |  | DPP-2023 | Central |  |  | 191.3 | 191.3 |  | 0 | 0 | 0 | 0
MISO |  |  |  | 2024-03-27T04:00:00+00:00 | Active |  | Battery Storage |  |  |  | Battery Storage | [16 empty] | Clinton | IN |  |  | Hanover | 2028-06-30T04:00:00+00:00 | [9 empty] | DUKE ENERGY INDIANA, LLC | [23 empty] | J3354 |  |  | DPP-2023 | Central |  |  | 250 | 250 |  | 0 | 0 | 0 | 0
MISO |  |  |  | 2024-04-10T04:00:00+00:00 | Active |  | Wind Turbine |  |  |  | Wind | [16 empty] | Fulton | IL |  |  | 4IPAVA 3 - 4HAVANA2 138.0kV | 2027-09-15T04:00:00+00:00 | [9 empty] | AMEREN ILLINOIS | [23 empty] | J3355 |  |  | DPP-2023 | Central |  |  | 100.6 | 100.6 |  | 0 | 0 | 0 | 0
MISO |  |  |  | 2024-04-16T04:00:00+00:00 | Active |  | Solar/Battery |  |  |  | Hybrid | [16 empty] | Pike | IN |  |  | RATTS - ALGIERS 69.0kV | 2026-10-01T04:00:00+00:00 | [9 empty] | HOOSIER ENERGY | [23 empty] | J3356 |  |  | DPP-2023 | Central |  |  | 65 | 65 |  | 0 | 0 | 0 | 0
MISO |  |  |  | 2024-04-15T04:00:00+00:00 | Active |  | Battery Storage |  |  |  | Battery Storage | [16 empty] | Kosciusko | IN |  |  | LEESBURG | 2028-12-31T05:00:00+00:00 | [9 empty] | NORTHERN INDIANA PUBLIC SERVICE COMPANY LLC | [23 empty] | J3357 |  |  | DPP-2023 | Central |  |  | 200 | 200 |  | 0 | 0 | 0 | 0
MISO |  |  |  | 2024-04-15T04:00:00+00:00 | Active |  | Battery Storage |  |  |  | Battery Storage | [16 empty] | De Witt | IL |  |  | 4SCLINTON TP - 4CLT_RT54 B1 138.0kV | 2028-12-31T05:00:00+00:00 | [9 empty] | AMEREN ILLINOIS | [23 empty] | J3358 |  |  | DPP-2023 | Central |  |  | 100 | 100 |  | 0 | 0 | 0 | 0
MISO |  |  |  | 2024-04-15T04:00:00+00:00 | Active |  | Battery Storage |  |  |  | Battery Storage | [16 empty] | Tazewell | IL |  |  | 4TAZEWELL - 4EASTERN 138.0kV | 2028-12-31T05:00:00+00:00 | [9 empty] | AMEREN ILLINOIS | [23 empty] | J3359 |  |  | DPP-2023 | Central |  |  | 80 | 80 |  | 0 | 0 | 0 | 0
MISO |  |  |  | 2024-04-18T04:00:00+00:00 | Active |  | Battery Storage |  |  |  | Battery Storage | [16 empty] | Morgan | IL |  |  | Meredosia | 2027-01-01T05:00:00+00:00 | [9 empty] | AMEREN TRANSMISSION COMPANY OF ILLINOIS | [23 empty] | J3360 |  |  | DPP-2023 | Central |  |  | 250 | 250 |  | 0 | 0 | 0 | 0
MISO |  |  |  | 2024-04-12T04:00:00+00:00 | Active |  | Wind Turbine |  |  |  | Wind | [16 empty] | Bay | MI |  |  | Other_ | 2027-12-03T05:00:00+00:00 | [9 empty] | METC | [23 empty] | J3361 |  |  | DPP-2023 | East (ITC) |  |  | 254 | 254 |  | 0 | 0 | 0 | 0
MISO |  |  |  | 2024-04-15T04:00:00+00:00 | Active |  | Battery Storage |  |  |  | Battery Storage | [16 empty] | Oakland | MI |  |  | BLACKFOOT - MADRID 345.0kV | 2028-09-01T04:00:00+00:00 | [9 empty] | ITC | [23 empty] | J3362 |  |  | DPP-2023 | East (ITC) |  |  | 300 | 300 |  | 0 | 0 | 0 | 0
MISO |  |  |  | 2024-04-18T04:00:00+00:00 | Active |  | Wind Turbine |  |  |  | Wind | [16 empty] | Tensas | LA |  |  | BAXTER WILSON SES SWYD - PERRYVILLE 500 SWYD 500.0kV | 2028-09-15T04:00:00+00:00 | [9 empty] | ENTERGY LOUISIANA, LLC | [23 empty] | J3363 |  |  | DPP-2023 | South |  |  | 400 | 400 |  | 0 | 0 | 0 | 0
MISO |  |  |  | 2024-04-18T04:00:00+00:00 | Active |  | Photovoltaic |  |  |  | Solar | [16 empty] | St. Martin | LA |  |  | ST MARTINVILLE (L-625A) TAP - CADE SS 69.0kV | 2027-09-01T04:00:00+00:00 | [9 empty] | ENTERGY LOUISIANA, LLC | [23 empty] | J3364 |  |  | DPP-2023 | South |  |  | 50 | 50 |  | 0 | 0 | 0 | 0
MISO |  |  |  | 2024-03-27T04:00:00+00:00 | Active |  | Photovoltaic |  |  |  | Solar | [16 empty] | Tangipahoa | LA |  |  | Amite substation | 2028-06-30T04:00:00+00:00 | [9 empty] | ENTERGY LOUISIANA, LLC | [23 empty] | J3365 |  |  | DPP-2023 | South |  |  | 100 | 100 |  | 0 | 0 | 0 | 0
MISO |  |  |  | 2024-04-16T04:00:00+00:00 | Active |  | Wind Turbine |  |  |  | Wind | [16 empty] | Sunflower | MS |  |  | INDIANOLA 230/115 SUB - TILLATOBA 230.0kV | 2028-03-31T04:00:00+00:00 | [9 empty] | ENTERGY MISSISSIPPI, LLC. | [23 empty] | J3366 |  |  | DPP-2023 | South |  |  | 150 | 150 |  | 0 | 0 | 0 | 0
MISO |  |  |  | 2024-04-17T04:00:00+00:00 | Active |  | Photovoltaic |  |  |  | Solar | [16 empty] | Avoyelles | LA |  |  | Marksville - Yellow Bayou 138.0kV | 2028-05-01T04:00:00+00:00 | [9 empty] | CLECO POWER LLC | [23 empty] | J3367 |  |  | DPP-2023 | South |  |  | 88 | 88 |  | 0 | 0 | 0 | 0
MISO |  |  |  | 2024-04-18T04:00:00+00:00 | Active |  | Wind Turbine |  |  |  | Wind | [16 empty] | St. Landry | LA |  |  | West Fork | 2028-10-30T04:00:00+00:00 | [9 empty] | CLECO POWER LLC | [23 empty] | J3368 |  |  | DPP-2023 | South |  |  | 199.9 | 199.9 |  | 0 | 0 | 0 | 0
MISO |  |  |  | 2024-03-28T04:00:00+00:00 | Active |  | Battery Storage |  |  |  | Battery Storage | [16 empty] | Scott | MN |  |  | BLUE LAKE | 2028-01-15T05:00:00+00:00 | [9 empty] | NORTHERN STATES POWER COMPANY | [23 empty] | J3369 |  |  | DPP-2023 | West |  |  | 200 | 200 |  | 0 | 0 | 0 | 0
MISO |  |  |  | 2024-04-18T04:00:00+00:00 | Active |  | Wind Turbine |  |  |  | Wind | [16 empty] | Kittson | MN |  |  | Other_ | 2028-09-01T04:00:00+00:00 | [9 empty] | OTTER TAIL POWER COMPANY | [23 empty] | J3370 |  |  | DPP-2023 | West |  |  | 150 | 150 |  | 0 | 0 | 0 | 0
MISO |  |  |  | 2024-04-18T04:00:00+00:00 | Active |  | Photovoltaic |  |  |  | Solar | [16 empty] | Vermilion | IL |  |  | Other_ | 2026-10-01T04:00:00+00:00 | [9 empty] | AMEREN ILLINOIS | [23 empty] | J3371 |  |  | DPP-2023 | Central |  |  | 200 | 200 |  | 0 | 0 | 0 | 0
MISO |  |  |  | 2024-04-17T04:00:00+00:00 | Active |  | Battery Storage |  |  |  | Battery Storage | [16 empty] | Macoupin | IL |  |  | Rezzy | 2028-09-15T04:00:00+00:00 | [9 empty] | AMEREN ILLINOIS | [23 empty] | J3372 |  |  | DPP-2023 | Central |  |  | 100 | 100 |  | 0 | 0 | 0 | 0
MISO |  |  |  | 2024-04-16T04:00:00+00:00 | Active |  | Photovoltaic |  |  |  | Solar | [16 empty] | Poinsett | AR |  |  | HARRISBURG SS - HARRISBURG 161.0kV | 2028-03-31T04:00:00+00:00 | [9 empty] | ENTERGY ARKANSAS, LLC | [23 empty] | J3373 |  |  | DPP-2023 | South |  |  | 200 | 200 |  | 0 | 0 | 0 | 0
MISO |  |  |  | 2024-04-18T04:00:00+00:00 | Active |  | Wind Turbine |  |  |  | Wind | [16 empty] | Phillips | AR |  |  | RITCHIE SWYD - TARLETON 230.0kV | 2028-10-30T04:00:00+00:00 | [9 empty] | ENTERGY ARKANSAS, LLC | [23 empty] | J3374 |  |  | DPP-2023 | South |  |  | 65 | 65 |  | 0 | 0 | 0 | 0
MISO |  |  |  | 2024-04-17T04:00:00+00:00 | Active |  | Photovoltaic |  |  |  | Solar | [16 empty] | Washington | MS |  |  | Gerald Andrus 230 kV Substation | 2028-03-31T04:00:00+00:00 | [9 empty] | ENTERGY MISSISSIPPI, LLC. | [23 empty] | J3375 |  |  | DPP-2023 | South |  |  | 200 | 200 |  | 0 | 0 | 0 | 0
MISO |  |  |  | 2024-04-17T04:00:00+00:00 | Active |  | Photovoltaic |  |  |  | Solar | [16 empty] | Mississippi | AR |  |  | Blytheville North | 2028-03-31T04:00:00+00:00 | [9 empty] | ARKANSAS ELECTRIC COOPERATIVE CORPORATION | [23 empty] | J3376 |  |  | DPP-2023 | South |  |  | 130 | 130 |  | 0 | 0 | 0 | 0
MISO |  |  |  | 2024-04-18T04:00:00+00:00 | Active |  | Photovoltaic |  |  |  | Solar | [16 empty] | Madison | LA |  |  | DELHI - TALLULAH 115.0kV | 2028-03-31T04:00:00+00:00 | [9 empty] | ENTERGY LOUISIANA, LLC | [23 empty] | J3377 |  |  | DPP-2023 | South |  |  | 150 | 150 |  | 0 | 0 | 0 | 0
MISO |  |  |  | 2024-04-18T04:00:00+00:00 | Active |  | Photovoltaic |  |  |  | Solar | [16 empty] | Jackson | LA |  |  | DANVILLE [LA] | 2028-03-31T04:00:00+00:00 | [9 empty] | ENTERGY LOUISIANA, LLC | [23 empty] | J3378 |  |  | DPP-2023 | South |  |  | 140 | 140 |  | 0 | 0 | 0 | 0
MISO |  |  |  | 2024-04-18T04:00:00+00:00 | Active |  | Photovoltaic |  |  |  | Solar | [16 empty] | Johnson | IL |  |  | 7JORD - 7MASS 345.0kV | 2028-02-18T05:00:00+00:00 | [9 empty] | AMEREN ILLINOIS | [23 empty] | J3379 |  |  | DPP-2023 | Central |  |  | 100 | 100 |  | 0 | 0 | 0 | 0
MISO |  |  |  | 2024-04-18T04:00:00+00:00 | Active |  | Photovoltaic |  |  |  | Solar | [16 empty] | Cleveland | AR |  |  | AECC PINEBERGEN - AECC GLENDALE 115.0kV | 2028-09-30T04:00:00+00:00 | [9 empty] | ENTERGY ARKANSAS, LLC | [23 empty] | J3380 |  |  | DPP-2023 | South |  |  | 155 | 155 |  | 0 | 0 | 0 | 0
MISO |  |  |  | 2024-04-18T04:00:00+00:00 | Active |  | Solar/Battery |  |  |  | Solar | [16 empty] | St. Francis | AR |  |  | FORREST CITY SOUTH - HUGHES 161.0kV | 2028-01-01T05:00:00+00:00 | [9 empty] | ENTERGY ARKANSAS, LLC | [23 empty] | J3381 |  |  | DPP-2023 | South |  |  | 150.92 | 150.92 |  | 0 | 0 | 0 | 0
MISO |  |  |  | 2024-04-18T04:00:00+00:00 | Active |  | Photovoltaic |  |  |  | Solar | [16 empty] | Piatt | IL |  |  | 4WEEDMAN - 4MAHOMET 1 138.0kV | 2028-09-30T04:00:00+00:00 | [9 empty] | AMEREN ILLINOIS | [23 empty] | J3382 |  |  | DPP-2023 | Central |  |  | 171 | 171 |  | 0 | 0 | 0 | 0
MISO |  |  |  | 2024-04-18T04:00:00+00:00 | Active |  | Photovoltaic |  |  |  | Solar | [16 empty] | Boone | IN |  |  | Nucor - Whitestown 345.0kV | 2028-09-01T04:00:00+00:00 | [9 empty] | DUKE ENERGY INDIANA, LLC | [23 empty] | J3383 |  |  | DPP-2024 | Central |  |  | 300 | 300 |  | 0 | 0 | 0 | 0
MISO |  |  |  | 2024-04-17T04:00:00+00:00 | Active |  | Wind Turbine |  |  |  | Wind | [16 empty] | Stevens | MN |  |  | Ownership Change (OTP MORRIS) - JOHNSON JUNCTION 115.0kV | 2028-10-31T04:00:00+00:00 | [9 empty] | GREAT RIVER ENERGY | [23 empty] | J3384 |  |  | DPP-2023 | West |  |  | 300 | 300 |  | 0 | 0 | 0 | 0
MISO |  |  |  | 2024-04-17T04:00:00+00:00 | Active |  | Photovoltaic |  |  |  | Solar | [16 empty] | Pike | IL |  |  | Pittsfield Trans. - Liberty 138.0kV | 2027-10-01T04:00:00+00:00 | [9 empty] | PRAIRIE POWER, INC. | [23 empty] | J3385 |  |  | DPP-2023 | Central |  |  | 50 | 50 |  | 0 | 0 | 0 | 0
MISO |  |  |  | 2024-04-18T04:00:00+00:00 | Active |  | Photovoltaic |  |  |  | Solar | [16 empty] | Calhoun | AR |  |  | SHERIDAN EHV - EL DORADO EHV 500.0kV | 2028-09-30T04:00:00+00:00 | [9 empty] | ENTERGY ARKANSAS, LLC | [23 empty] | J3386 |  |  | DPP-2023 | South |  |  | 500 | 500 |  | 0 | 0 | 0 | 0
MISO |  |  |  | 2024-04-18T04:00:00+00:00 | Active |  | Battery Storage |  |  |  | Battery Storage | [16 empty] | Henry | IN |  |  | Greensboro - New Castle 138 138.0kV | 2026-10-01T04:00:00+00:00 | [9 empty] | DUKE ENERGY INDIANA, LLC | [23 empty] | J3387 |  |  | DPP-2023 | Central |  |  | 150 | 150 |  | 0 | 0 | 0 | 0
MISO |  |  |  | 2024-04-18T04:00:00+00:00 | Active |  | Photovoltaic |  |  |  | Solar | [16 empty] | Calhoun | AR |  |  | SHERIDAN EHV - EL DORADO EHV 500.0kV | 2028-09-30T04:00:00+00:00 | [9 empty] | ENTERGY ARKANSAS, LLC | [23 empty] | J3388 |  |  | DPP-2023 | South |  |  | 400 | 400 |  | 0 | 0 | 0 | 0
MISO |  |  |  | 2024-03-27T04:00:00+00:00 | Active |  | Photovoltaic |  |  |  | Solar | [16 empty] | Clay | IL |  |  | 4KINMUNDY S - 4TANNER 138.0kV | 2028-09-01T04:00:00+00:00 | [9 empty] | AMEREN ILLINOIS | [23 empty] | J3389 |  |  | DPP-2023 | Central |  |  | 150 | 150 |  | 0 | 0 | 0 | 0
MISO |  |  |  | 2024-04-17T04:00:00+00:00 | Active |  | Photovoltaic |  |  |  | Solar | [16 empty] | Miami | IN |  |  | Kokomo East - Converse 69.0kV | 2027-10-01T04:00:00+00:00 | [9 empty] | DUKE ENERGY INDIANA, LLC | [23 empty] | J3390 |  |  | DPP-2023 | Central |  |  | 37 | 37 |  | 0 | 0 | 0 | 0
MISO |  |  |  | 2024-04-10T04:00:00+00:00 | Active |  | Wind Turbine |  |  |  | Wind | [16 empty] | Coles | IL |  |  | 7CASEY - 7KANSAS 345.0kV | 2027-09-15T04:00:00+00:00 | [9 empty] | AMEREN TRANSMISSION COMPANY OF ILLINOIS | [23 empty] | J3391 |  |  | DPP-2023 | Central |  |  | 200.3 | 200.3 |  | 0 | 0 | 0 | 0
MISO |  |  |  | 2024-04-17T04:00:00+00:00 | Active |  | Photovoltaic |  |  |  | Solar | [16 empty] | Scott | IL |  |  | Murrayville Jct. W - Roodhouse 69.0kV | 2027-10-01T04:00:00+00:00 | [9 empty] | PRAIRIE POWER, INC. | [23 empty] | J3392 |  |  | DPP-2023 | Central |  |  | 25 | 25 |  | 0 | 0 | 0 | 0
MISO |  |  |  | 2024-04-11T04:00:00+00:00 | Active |  | Photovoltaic |  |  |  | Solar | [16 empty] | Henderson | KY |  |  | HMPL Sub No.4 | 2027-06-30T04:00:00+00:00 | [9 empty] | HENDERSON UTILITY COMM DBA HENDERSON MUNICIPAL POWER AND LIGHT | [23 empty] | J3393 |  |  | DPP-2023 | Central |  |  | 150 | 150 |  | 0 | 0 | 0 | 0
MISO |  |  |  | 2024-04-16T04:00:00+00:00 | Active |  | Wind Turbine |  |  |  | Wind | [16 empty] | St. Landry | LA |  |  | Ville Platte - West Fork 230.0kV | 2027-03-01T05:00:00+00:00 | [9 empty] | CLECO POWER LLC | [23 empty] | J3394 |  |  | DPP-2023 | South |  |  | 155.6 | 155.6 |  | 0 | 0 | 0 | 0
MISO |  |  |  | 2024-04-17T04:00:00+00:00 | Active |  | Photovoltaic |  |  |  | Solar | [16 empty] | Sangamon | IL |  |  | Andrew Bkr - Fancy Creek 69.0kV | 2027-10-01T04:00:00+00:00 | [9 empty] | PRAIRIE POWER, INC. | [23 empty] | J3395 |  |  | DPP-2023 | Central |  |  | 30 | 30 |  | 0 | 0 | 0 | 0
MISO |  |  |  | 2024-04-17T04:00:00+00:00 | Active |  | Photovoltaic |  |  |  | Solar | [16 empty] | Scott | IL |  |  | Winchester - Hillview Tap 69.0kV | 2027-10-01T04:00:00+00:00 | [9 empty] | PRAIRIE POWER, INC. | [23 empty] | J3396 |  |  | DPP-2023 | Central |  |  | 30 | 30 |  | 0 | 0 | 0 | 0
MISO |  |  |  | 2024-03-18T04:00:00+00:00 | Active |  | Photovoltaic |  |  |  | Solar | [16 empty] | Rock | MN |  |  | Magnolia | 2026-08-15T04:00:00+00:00 | [9 empty] | ITC MIDWEST | [23 empty] | J3397 |  |  | DPP-2023 | West |  |  | 80 | 80 |  | 0 | 0 | 0 | 0
MISO |  |  |  | 2024-04-17T04:00:00+00:00 | Active |  | Photovoltaic |  |  |  | Solar | [16 empty] | Greene | IL |  |  | Walkerville - Eldred 69.0kV | 2027-10-01T04:00:00+00:00 | [9 empty] | PRAIRIE POWER, INC. | [23 empty] | J3398 |  |  | DPP-2023 | Central |  |  | 30 | 30 |  | 0 | 0 | 0 | 0
MISO |  |  |  | 2024-04-09T04:00:00+00:00 | Active |  | Photovoltaic |  |  |  | Solar | [16 empty] | Goodhue | MN |  |  | Hampton - Prairie Island 345.0kV | 2028-08-01T04:00:00+00:00 | [9 empty] | NORTHERN STATES POWER COMPANY | [23 empty] | J3399 |  |  | DPP-2023 | West |  |  | 300 | 300 |  | 0 | 0 | 0 | 0
MISO |  |  |  | 2024-03-20T04:00:00+00:00 | Active |  | Piston (Engine), Internal Combustion (Diesel) |  |  |  | Hybrid | [16 empty] | Deuel | SD |  |  | Astoria 345kV substation | 2028-04-19T04:00:00+00:00 | [9 empty] | OTTER TAIL POWER COMPANY | [23 empty] | J3400 |  |  | DPP-2023 | West |  |  | 142.2 | 142.2 |  | 0 | 0 | 0 | 0
MISO |  |  |  | 2024-04-18T04:00:00+00:00 | Active |  | Photovoltaic |  |  |  | Solar | [16 empty] | Mississippi | AR |  |  | DELL EHV - SAN SOUCI 500.0kV | 2028-09-02T04:00:00+00:00 | [9 empty] | ENTERGY ARKANSAS, LLC | [23 empty] | J3401 |  |  | DPP-2023 | South |  |  | 500 | 500 |  | 0 | 0 | 0 | 0
MISO |  |  |  | 2024-04-18T04:00:00+00:00 | Active |  | Battery Storage |  |  |  | Battery Storage | [16 empty] | Juneau | WI |  |  | Briggs Road (NSP) - North Madison (ATC) 345.0kV | 2028-05-31T04:00:00+00:00 | [9 empty] | SOUTHERN MINNESOTA MUNICIPAL POWER AGENCY | [23 empty] | J3402 |  |  | DPP-2023 | West |  |  | 200 | 200 |  | 0 | 0 | 0 | 0
MISO |  |  |  | 2024-04-18T04:00:00+00:00 | Active |  | Photovoltaic |  |  |  | Solar | [16 empty] | Macon | MO |  |  | Other_ | 2030-08-15T04:00:00+00:00 | [9 empty] | AMEREN TRANSMISSION COMPANY OF ILLINOIS | [23 empty] | J3403 |  |  | DPP-2023 | Central |  |  | 200 | 200 |  | 0 | 0 | 0 | 0
MISO |  |  |  | 2024-04-18T04:00:00+00:00 | Active |  | Photovoltaic |  |  |  | Solar | [16 empty] | Macon | MO |  |  | Other_ | 2030-08-15T04:00:00+00:00 | [9 empty] | AMEREN TRANSMISSION COMPANY OF ILLINOIS | [23 empty] | J3404 |  |  | DPP-2023 | Central |  |  | 300 | 300 |  | 0 | 0 | 0 | 0
MISO |  |  |  | 2024-04-10T04:00:00+00:00 | Active |  | Wind Turbine |  |  |  | Wind | [16 empty] | St. Louis | MN |  |  | Shannon - Minntac 230kV | 2028-06-09T04:00:00+00:00 | [9 empty] | MINNESOTA POWER INC. | [23 empty] | J3405 |  |  | DPP-2023 | West |  |  | 144 | 144 |  | 0 | 0 | 0 | 0
MISO |  |  |  | 2024-04-17T04:00:00+00:00 | Active |  | Photovoltaic |  |  |  | Solar | [16 empty] | Calcasieu | LA |  |  | Nelson - Carlyss (J2154 POI) | 2028-04-09T04:00:00+00:00 | [9 empty] | ENTERGY LOUISIANA, LLC | [23 empty] | J3406 |  |  | DPP-2023 | South |  |  | 100 | 100 |  | 0 | 0 | 0 | 0
MISO |  |  |  | 2024-04-11T04:00:00+00:00 | Active |  | Combustion Turbine (Simple Cycle) |  |  |  | Gas | [16 empty] | Manistee | MI |  |  | LINDEMAN - TIPPY 138.0kV | 2028-10-31T04:00:00+00:00 | [9 empty] | METC | [23 empty] | J3407 |  |  | DPP-2023 | East (ITC) |  |  | 300 | 300 |  | 0 | 0 | 0 | 0
MISO |  |  |  | 2024-04-18T04:00:00+00:00 | Active |  | Photovoltaic |  |  |  | Solar | [16 empty] | Sabine | LA |  |  | HARTBURG - AEP LAYFIELD 500.0kV | 2028-03-01T05:00:00+00:00 | [9 empty] | CLECO POWER LLC | [23 empty] | J3408 |  |  | DPP-2023 | South |  |  | 450 | 450 |  | 0 | 0 | 0 | 0
MISO |  |  |  | 2024-04-12T04:00:00+00:00 | Active |  | Photovoltaic |  |  |  | Solar | [16 empty] | Newton | TX |  |  | HARTBURG - CYPRESS 500.0kV | 2028-03-01T05:00:00+00:00 | [9 empty] | ENTERGY TEXAS, INC. | [23 empty] | J3409 |  |  | DPP-2023 | South |  |  | 400 | 400 |  | 0 | 0 | 0 | 0
MISO |  |  |  | 2024-04-12T04:00:00+00:00 | Active |  | Photovoltaic |  |  |  | Solar | [16 empty] | Washington | IL |  |  | 7PR STATE - 7MTVERNW 345.0kV | 2028-03-01T05:00:00+00:00 | [9 empty] | AMEREN ILLINOIS | [23 empty] | J3410 |  |  | DPP-2023 | Central |  |  | 120 | 120 |  | 0 | 0 | 0 | 0
MISO |  |  |  | 2024-04-12T04:00:00+00:00 | Active |  | Photovoltaic |  |  |  | Solar | [16 empty] | Randolph | MO |  |  | 5ADAIR - 5THMHIL (AECI) 161.0kV | 2028-03-01T05:00:00+00:00 | [9 empty] | AMEREN MISSOURI | [23 empty] | J3411 |  |  | DPP-2023 | Central |  |  | 120 | 120 |  | 0 | 0 | 0 | 0
MISO |  |  |  | 2024-03-18T04:00:00+00:00 | Active |  | Photovoltaic |  |  |  | Solar | [16 empty] | Ford | IL |  |  | Other_ | 2028-12-01T05:00:00+00:00 | [9 empty] | AMEREN ILLINOIS | [23 empty] | J3412 |  |  | DPP-2023 | Central |  |  | 300 | 300 |  | 0 | 0 | 0 | 0
MISO |  |  |  | 2024-03-29T04:00:00+00:00 | Active |  | Solar/Battery |  |  |  | Hybrid | [16 empty] | Pulaski | AR |  |  | L.R. 145TH ST | 2028-07-18T04:00:00+00:00 | [9 empty] | ENTERGY ARKANSAS, LLC | [23 empty] | J3413 |  |  | DPP-2023 | South |  |  | 150 | 150 |  | 0 | 0 | 0 | 0
MISO |  |  |  | 2024-04-16T04:00:00+00:00 | Active |  | Photovoltaic |  |  |  | Solar | [16 empty] | Posey | IN |  |  | AB Brown 345 - Gibson (Duke Terminal) 345.0kV | 2028-09-30T04:00:00+00:00 | [9 empty] | Southern Indiana Gas & Electric Company d/b/a Centerpoint Energy Indiana South | [23 empty] | J3414 |  |  | DPP-2023 | Central |  |  | 200 | 200 |  | 0 | 0 | 0 | 0
MISO |  |  |  | 2024-03-18T04:00:00+00:00 | Active |  | Photovoltaic |  |  |  | Solar | [16 empty] | Mercer | ND |  |  | Coyote Switchyard | 2028-08-01T04:00:00+00:00 | [9 empty] | MONTANA-DAKOTA UTILITIES CO. | [23 empty] | J3415 |  |  | DPP-2023 | West |  |  | 250 | 250 |  | 0 | 0 | 0 | 0
MISO |  |  |  | 2024-03-21T04:00:00+00:00 | Active |  | Battery Storage |  |  |  | Battery Storage | [16 empty] | Otsego | MI |  |  | VAN TYLE | 2027-09-01T04:00:00+00:00 | [9 empty] | METC | [23 empty] | J3416 |  |  | DPP-2023 | East (ITC) |  |  | 200 | 200 |  | 0 | 0 | 0 | 0
MISO |  |  |  | 2024-04-17T04:00:00+00:00 | Active |  | Battery Storage |  |  |  | Battery Storage | [16 empty] | Macon | IL |  |  | Oreana | 2028-09-06T04:00:00+00:00 | [9 empty] | AMEREN ILLINOIS | [23 empty] | J3417 |  |  | DPP-2023 | Central |  |  | 300 | 300 |  | 0 | 0 | 0 | 0
MISO |  |  |  | 2024-04-17T04:00:00+00:00 | Active |  | Photovoltaic |  |  |  | Solar | [16 empty] | Sangamon | IL |  |  | 7AUSTIN - 7TURNER 345.0kV | 2028-09-15T04:00:00+00:00 | [9 empty] | AMEREN TRANSMISSION COMPANY OF ILLINOIS | [23 empty] | J3418 |  |  | DPP-2023 | Central |  |  | 220 | 220 |  | 0 | 0 | 0 | 0
MISO |  |  |  | 2024-03-18T04:00:00+00:00 | Active |  | Photovoltaic |  |  |  | Solar | [16 empty] | Huron | MI |  |  | SEASIDE | 2028-12-01T05:00:00+00:00 | [9 empty] | ITC | [23 empty] | J3419 |  |  | DPP-2023 | East (ITC) |  |  | 150 | 150 |  | 0 | 0 | 0 | 0
MISO |  |  |  | 2024-03-18T04:00:00+00:00 | Active |  | Wind Turbine |  |  |  | Wind | [16 empty] | McPherson | SD |  |  | Ellendale 345 - Twin Brooks 345.0kV | 2028-08-01T04:00:00+00:00 | [9 empty] | MONTANA-DAKOTA UTILITIES CO. | [23 empty] | J3420 |  |  | DPP-2023 | West |  |  | 200 | 200 |  | 0 | 0 | 0 | 0
MISO |  |  |  | 2024-04-15T04:00:00+00:00 | Active |  | Battery Storage |  |  |  | Battery Storage | [16 empty] | Huron | MI |  |  | SEASIDE | 2028-06-30T04:00:00+00:00 | [9 empty] | ITC | [23 empty] | J3421 |  |  | DPP-2023 | East (ITC) |  |  | 100 | 100 |  | 0 | 0 | 0 | 0
MISO |  |  |  | 2024-03-26T04:00:00+00:00 | Active |  | Photovoltaic |  |  |  | Solar | [16 empty] | Lawrence | AR |  |  | AECC HOXIE SOUTH | 2028-06-30T04:00:00+00:00 | [9 empty] | ENTERGY ARKANSAS, LLC | [23 empty] | J3422 |  |  | DPP-2023 | South |  |  | 145 | 145 |  | 0 | 0 | 0 | 0
MISO |  |  |  | 2024-05-16T04:00:00+00:00 | Active |  | Photovoltaic |  |  |  | Solar | [16 empty] | Jackson | AR |  |  | PECAN ST - AECC BALCH 161.0kV | 2028-09-04T04:00:00+00:00 | [9 empty] | ENTERGY ARKANSAS, LLC | [23 empty] | J3423 |  |  | DPP-2023 | South |  |  | 200 | 200 |  | 0 | 0 | 0 | 0
MISO |  |  |  | 2024-04-16T04:00:00+00:00 | Active |  | Battery Storage |  |  |  | Battery Storage | [16 empty] | Posey | IN |  |  | AB Brown 345 - Gibson (Duke Terminal) 345.0kV | 2028-09-30T04:00:00+00:00 | [9 empty] | Southern Indiana Gas & Electric Company d/b/a Centerpoint Energy Indiana South | [23 empty] | J3424 |  |  | DPP-2023 | Central |  |  | 200 | 200 |  | 0 | 0 | 0 | 0
MISO |  |  |  | 2024-04-10T04:00:00+00:00 | Active |  | Photovoltaic |  |  |  | Solar | [16 empty] | Jasper | TX |  |  | Peachtree Substation | 2027-06-01T04:00:00+00:00 | [9 empty] | EAST TEXAS ELECTRIC COOPERATIVE, INC. | [23 empty] | J3425 |  |  | DPP-2023 | South |  |  | 59.2 | 59.2 |  | 0 | 0 | 0 | 0
MISO |  |  |  | 2024-03-19T04:00:00+00:00 | Active |  | Photovoltaic |  |  |  | Solar | [16 empty] | Chicot | AR |  |  | MACON LAKE SS | 2028-09-01T04:00:00+00:00 | [9 empty] | ENTERGY ARKANSAS, LLC | [23 empty] | J3426 |  |  | DPP-2023 | South |  |  | 500 | 500 |  | 0 | 0 | 0 | 0
MISO |  |  |  | 2024-03-26T04:00:00+00:00 | Active |  | Photovoltaic |  |  |  | Solar | [16 empty] | Mississippi | AR |  |  | DELL EHV - NEW MADRID (AECI) 500.0kV | 2028-06-30T04:00:00+00:00 | [9 empty] | ENTERGY ARKANSAS, LLC | [23 empty] | J3427 |  |  | DPP-2023 | South |  |  | 500 | 500 |  | 0 | 0 | 0 | 0
MISO |  |  |  | 2024-03-18T04:00:00+00:00 | Active |  | Wind Turbine |  |  |  | Wind | [16 empty] | McPherson | SD |  |  | Other_ | 2028-08-01T04:00:00+00:00 | [9 empty] | MONTANA-DAKOTA UTILITIES CO. | [23 empty] | J3428 |  |  | DPP-2023 | West |  |  | 200 | 200 |  | 0 | 0 | 0 | 0
MISO |  |  |  | 2024-04-18T04:00:00+00:00 | Active |  | Photovoltaic |  |  |  | Solar | [16 empty] | Pemiscot | MO |  |  | JIM HILL - HAYTI SOUTH 161.0kV | 2028-05-31T04:00:00+00:00 | [9 empty] | ENTERGY ARKANSAS, LLC | [23 empty] | J3429 |  |  | DPP-2023 | South |  |  | 160 | 160 |  | 0 | 0 | 0 | 0
MISO |  |  |  | 2024-04-16T04:00:00+00:00 | Active |  | Photovoltaic |  |  |  | Solar | [16 empty] | Lawrence | IL |  |  | 4LAWRNCVL - 4JASPER 138.0kV | 2028-09-30T04:00:00+00:00 | [9 empty] | AMEREN ILLINOIS | [23 empty] | J3430 |  |  | DPP-2023 | Central |  |  | 150 | 150 |  | 0 | 0 | 0 | 0
MISO |  |  |  | 2024-03-19T04:00:00+00:00 | Active |  | Photovoltaic |  |  |  | Solar | [16 empty] | Holmes | MS |  |  | INDIANOLA 230/115 SUB - MCADAMS EHV 230.0kV | 2028-09-01T04:00:00+00:00 | [9 empty] | ENTERGY MISSISSIPPI, LLC. | [23 empty] | J3431 |  |  | DPP-2023 | South |  |  | 300 | 300 |  | 0 | 0 | 0 | 0
MISO |  |  |  | 2024-04-16T04:00:00+00:00 | Active |  | Battery Storage |  |  |  | Battery Storage | [16 empty] | Lawrence | IL |  |  | 4LAWRNCVL - 4JASPER 138.0kV | 2028-09-30T04:00:00+00:00 | [9 empty] | AMEREN ILLINOIS | [23 empty] | J3432 |  |  | DPP-2023 | Central |  |  | 150 | 150 |  | 0 | 0 | 0 | 0
MISO |  |  |  | 2024-04-16T04:00:00+00:00 | Active |  | Photovoltaic |  |  |  | Solar | [16 empty] | Barron | WI |  |  | BARRON - WASHCO 161.0kV | 2028-09-30T04:00:00+00:00 | [9 empty] | DAIRYLAND POWER COOPERATIVE | [23 empty] | J3433 |  |  | DPP-2023 | West |  |  | 115 | 115 |  | 0 | 0 | 0 | 0
MISO |  |  |  | 2024-03-18T04:00:00+00:00 | Active |  | Photovoltaic |  |  |  | Solar | [16 empty] | Kandiyohi | MN |  |  | Willmar | 2028-12-01T05:00:00+00:00 | [9 empty] | MISSOURI RIVER ENERGY SERVICES - TRANSMISSION | [23 empty] | J3434 |  |  | DPP-2023 | West |  |  | 200 | 200 |  | 0 | 0 | 0 | 0
MISO |  |  |  | 2024-04-18T04:00:00+00:00 | Active |  | Photovoltaic |  |  |  | Solar | [16 empty] | Arkansas | AR |  |  | STUTTGART RICUSKEY - WOODWARD 230 SUB 230.0kV | 2028-04-01T04:00:00+00:00 | [9 empty] | ENTERGY ARKANSAS, LLC | [23 empty] | J3435 |  |  | DPP-2023 | South |  |  | 210 | 210 |  | 0 | 0 | 0 | 0
MISO |  |  |  | 2024-04-17T04:00:00+00:00 | Active |  | Photovoltaic |  |  |  | Solar | [16 empty] | Daviess | MO |  |  | Other_ | 2028-09-30T04:00:00+00:00 | [9 empty] | GridUnity | [23 empty] | J3436 |  |  | DPP-2023 | Central |  |  | 200 | 200 |  | 0 | 0 | 0 | 0
MISO |  |  |  | 2024-05-06T04:00:00+00:00 | Active |  | Solar/Wind/Battery |  |  |  | Hybrid | [16 empty] | Ogemaw | MI |  |  | GALLEGHER | 2027-09-30T04:00:00+00:00 | [9 empty] | METC | [23 empty] | J3437 |  |  | DPP-2023 | East (ITC) |  |  | 160 | 160 |  | 0 | 0 | 0 | 0
MISO |  |  |  | 2024-03-26T04:00:00+00:00 | Active |  | Battery Storage |  |  |  | Battery Storage | [16 empty] | Saginaw | MI |  |  | MURPHY | 2028-06-30T04:00:00+00:00 | [9 empty] | METC | [23 empty] | J3438 |  |  | DPP-2023 | East (ITC) |  |  | 250 | 250 |  | 0 | 0 | 0 | 0
MISO |  |  |  | 2024-04-11T04:00:00+00:00 | Active |  | Photovoltaic |  |  |  | Solar | [16 empty] | Sherburne | MN |  |  | RICE LAKE SWITCH ELSM11 - ZIMMERMAN TAP - SS2858 - ELS1 69.0kV | 2026-10-31T04:00:00+00:00 | [9 empty] | GridUnity | [23 empty] | J3439 |  |  | DPP-2023 | West |  |  | 100 | 100 |  | 0 | 0 | 0 | 0
MISO |  |  |  | 2024-04-17T04:00:00+00:00 | Active |  | Battery Storage |  |  |  | Battery Storage | [16 empty] | Daviess | MO |  |  | Other_ | 2028-09-30T04:00:00+00:00 | [9 empty] | GridUnity | [23 empty] | J3440 |  |  | DPP-2023 | Central |  |  | 200 | 200 |  | 0 | 0 | 0 | 0
MISO |  |  |  | 2024-03-27T04:00:00+00:00 | Active |  | Photovoltaic |  |  |  | Solar | [16 empty] | Houston | TX |  |  | ROCKY CREEK - CROCKETT (SWEPCO) 345.0kV | 2028-06-30T04:00:00+00:00 | [9 empty] | ENTERGY TEXAS, INC. | [23 empty] | J3441 |  |  | DPP-2023 | South |  |  | 500 | 500 |  | 0 | 0 | 0 | 0
MISO |  |  |  | 2024-04-16T04:00:00+00:00 | Active |  | Photovoltaic |  |  |  | Solar | [16 empty] | Scott | MO |  |  | 5STODDARD - 5MORLEY (AECI) 161.0kV | 2028-09-30T04:00:00+00:00 | [9 empty] | AMEREN MISSOURI | [23 empty] | J3442 |  |  | DPP-2023 | Central |  |  | 300 | 300 |  | 0 | 0 | 0 | 0
MISO |  |  |  | 2024-04-12T04:00:00+00:00 | Active |  | Wind/Battery |  |  |  | Hybrid | [16 empty] | Big Stone | MN |  |  | Other_ | 2030-06-01T04:00:00+00:00 | [9 empty] | GridUnity | [23 empty] | J3443 |  |  | DPP-2023 | West |  |  | 250 | 250 |  | 0 | 0 | 0 | 0
MISO |  |  |  | 2024-03-26T04:00:00+00:00 | Active |  | Photovoltaic |  |  |  | Solar | [16 empty] | Jefferson | AR |  |  | AECC PINEBERGEN | 2028-06-30T04:00:00+00:00 | [9 empty] | ENTERGY ARKANSAS, LLC | [23 empty] | J3444 |  |  | DPP-2023 | South |  |  | 125 | 125 |  | 0 | 0 | 0 | 0
MISO |  |  |  | 2024-04-11T04:00:00+00:00 | Active |  | Combustion Turbine (Simple Cycle) |  |  |  | Gas | [16 empty] | Olmsted | MN |  |  | Westside | 2028-08-01T04:00:00+00:00 | [9 empty] | GridUnity | [23 empty] | J3445 |  |  | DPP-2023 | West |  |  | 49.9 | 49.9 |  | 0 | 0 | 0 | 0
MISO |  |  |  | 2024-04-04T04:00:00+00:00 | Active |  | Battery Storage |  |  |  | Battery Storage | [16 empty] | Kent | MI |  |  | Gaines substation 138kV | 2028-06-30T04:00:00+00:00 | [9 empty] | METC | [23 empty] | J3446 |  |  | DPP-2023 | East (ITC) |  |  | 200 | 200 |  | 0 | 0 | 0 | 0
MISO |  |  |  | 2024-03-26T04:00:00+00:00 | Active |  | Photovoltaic |  |  |  | Solar | [16 empty] | Perry | MS |  |  | Purvis Bulk 161 - Hintonville 161 161.0kV | 2028-06-30T04:00:00+00:00 | [9 empty] | COOPERATIVE ENERGY | [23 empty] | J3447 |  |  | DPP-2023 | South |  |  | 125 | 125 |  | 0 | 0 | 0 | 0
MISO |  |  |  | 2024-04-18T04:00:00+00:00 | Active |  | Wind Turbine |  |  |  | Wind | [16 empty] | Grant | WI |  |  | NELSON DEWEY (ATC) - GRAN GRAE (ATC) 161.0kV | 2028-08-31T04:00:00+00:00 | [9 empty] | DAIRYLAND POWER COOPERATIVE | [23 empty] | J3448 |  |  | DPP-2023 | West |  |  | 180 | 180 |  | 0 | 0 | 0 | 0
MISO |  |  |  | 2024-03-26T04:00:00+00:00 | Active |  | Photovoltaic |  |  |  | Solar | [16 empty] | Pope | AR |  |  | MORRILTON EAST - ATKINS 161.0kV | 2028-06-30T04:00:00+00:00 | [9 empty] | ENTERGY ARKANSAS, LLC | [23 empty] | J3449 |  |  | DPP-2023 | South |  |  | 200 | 200 |  | 0 | 0 | 0 | 0
MISO |  |  |  | 2024-04-18T04:00:00+00:00 | Active |  | Photovoltaic |  |  |  | Solar | [16 empty] | Panola | MS |  |  | BATESVILLE [MS] - MOON LAKE SS 230.0kV | 2028-08-15T04:00:00+00:00 | [9 empty] | ENTERGY MISSISSIPPI, LLC. | [23 empty] | J3450 |  |  | DPP-2023 | South |  |  | 200 | 200 |  | 0 | 0 | 0 | 0
MISO |  |  |  | 2024-04-05T04:00:00+00:00 | Active |  | Photovoltaic |  |  |  | Solar | [16 empty] | Alcona | MI |  |  | Other_ | 2027-04-01T04:00:00+00:00 | [9 empty] | METC | [23 empty] | J3451 |  |  | DPP-2023 | East (ITC) |  |  | 120 | 120 |  | 0 | 0 | 0 | 0
MISO |  |  |  | 2024-04-13T04:00:00+00:00 | Active |  | Battery Storage |  |  |  | Battery Storage | [16 empty] | Morehouse | LA |  |  | BAXTER WILSON SES SWYD - PERRYVILLE 500 SWYD 500.0kV | 2028-09-01T04:00:00+00:00 | [9 empty] | ENTERGY LOUISIANA, LLC | [23 empty] | J3452 |  |  | DPP-2023 | South |  |  | 50 | 50 |  | 0 | 0 | 0 | 0
MISO |  |  |  | 2024-04-13T04:00:00+00:00 | Active |  | Battery Storage |  |  |  | Battery Storage | [16 empty] | Holmes | MS |  |  | INDIANOLA 230/115 SUB - MCADAMS EHV 230.0kV | 2028-09-01T04:00:00+00:00 | [9 empty] | ENTERGY MISSISSIPPI, LLC. | [23 empty] | J3453 |  |  | DPP-2023 | South |  |  | 100 | 100 |  | 0 | 0 | 0 | 0
MISO |  |  |  | 2024-04-13T04:00:00+00:00 | Active |  | Photovoltaic |  |  |  | Solar | [16 empty] | Morehouse | LA |  |  | BAXTER WILSON SES SWYD - PERRYVILLE 500 SWYD 500.0kV | 2028-09-01T04:00:00+00:00 | [9 empty] | ENTERGY LOUISIANA, LLC | [23 empty] | J3454 |  |  | DPP-2023 | South |  |  | 300 | 300 |  | 0 | 0 | 0 | 0
MISO |  |  |  | 2024-03-27T04:00:00+00:00 | Active |  | Photovoltaic |  |  |  | Solar | [16 empty] | Trinity | TX |  |  | ONALASKA | 2028-06-30T04:00:00+00:00 | [9 empty] | ENTERGY TEXAS, INC. | [23 empty] | J3455 |  |  | DPP-2023 | South |  |  | 250 | 250 |  | 0 | 0 | 0 | 0
MISO |  |  |  | 2024-04-18T04:00:00+00:00 | Active |  | Wind Turbine |  |  |  | Wind | [16 empty] | Tazewell | IL |  |  | San Jose Rail Switching Station | 2028-05-31T04:00:00+00:00 | [9 empty] | AMEREN ILLINOIS | [23 empty] | J3456 |  |  | DPP-2023 | Central |  |  | 100 | 100 |  | 0 | 0 | 0 | 0
MISO |  |  |  | 2024-04-12T04:00:00+00:00 | Active |  | Photovoltaic |  |  |  | Solar | [16 empty] | Arkansas | AR |  |  | STUTTGART RICUSKEY - WOODWARD 230 SUB 230.0kV | 2027-02-28T05:00:00+00:00 | [9 empty] | ENTERGY ARKANSAS, LLC | [23 empty] | J3457 |  |  | DPP-2023 | South |  |  | 225 | 225 |  | 0 | 0 | 0 | 0
MISO |  |  |  | 2024-04-18T04:00:00+00:00 | Active |  | Solar/Battery |  |  |  | Solar | [16 empty] | Cross | AR |  |  | TWIST - PARKIN 161.0kV | 2028-01-01T05:00:00+00:00 | [9 empty] | ENTERGY ARKANSAS, LLC | [23 empty] | J3458 |  |  | DPP-2023 | South |  |  | 170 | 170 |  | 0 | 0 | 0 | 0
MISO |  |  |  | 2024-04-17T04:00:00+00:00 | Active |  | Photovoltaic |  |  |  | Solar | [16 empty] | Craighead | AR |  |  | CASH - NEWPORT AB 161.0kV | 2028-09-15T04:00:00+00:00 | [9 empty] | ENTERGY ARKANSAS, LLC | [23 empty] | J3459 |  |  | DPP-2023 | South |  |  | 200 | 200 |  | 0 | 0 | 0 | 0
MISO |  |  |  | 2024-04-16T04:00:00+00:00 | Active |  | Battery Storage |  |  |  | Battery Storage | [16 empty] | St. Clair | MI |  |  | FITZ | 2028-09-15T04:00:00+00:00 | [9 empty] | ITC | [23 empty] | J3460 |  |  | DPP-2023 | East (ITC) |  |  | 290 | 290 |  | 0 | 0 | 0 | 0
MISO |  |  |  | 2024-04-17T04:00:00+00:00 | Active |  | Photovoltaic |  |  |  | Solar | [16 empty] | Muscatine | IA |  |  | SUB 56 - SUB 89 161.0kV | 2028-05-01T04:00:00+00:00 | [9 empty] | MIDAMERICAN ENERGY CO. | [23 empty] | J3461 |  |  | DPP-2023 | West |  |  | 156 | 156 |  | 0 | 0 | 0 | 0
MISO |  |  |  | 2024-04-17T04:00:00+00:00 | Active |  | Photovoltaic |  |  |  | Solar | [16 empty] | Tama | IA |  |  | Dysart - Traer 161kV | 2028-05-01T04:00:00+00:00 | [9 empty] | ITC MIDWEST | [23 empty] | J3462 |  |  | DPP-2023 | West |  |  | 187 | 187 |  | 0 | 0 | 0 | 0
MISO |  |  |  | 2024-04-18T04:00:00+00:00 | Active |  | Photovoltaic |  |  |  | Solar | [16 empty] | Jefferson | MS |  |  | LORMAN SS (CE) - FAYETTE 115.0kV | 2026-10-01T04:00:00+00:00 | [9 empty] | ENTERGY MISSISSIPPI, LLC. | [23 empty] | J3463 |  |  | DPP-2023 | South |  |  | 100 | 100 |  | 0 | 0 | 0 | 0
MISO |  |  |  | 2024-04-16T04:00:00+00:00 | Active |  | Photovoltaic |  |  |  | Solar | [16 empty] | Story | IA |  |  | Fernald | 2028-06-30T04:00:00+00:00 | [9 empty] | ITC MIDWEST | [23 empty] | J3464 |  |  | DPP-2023 | West |  |  | 200 | 200 |  | 0 | 0 | 0 | 0
MISO |  |  |  | 2024-03-27T04:00:00+00:00 | Active |  | Combustion Turbine (Simple Cycle) |  |  |  | Diesel | [16 empty] | Isanti | MN |  |  | CAMBRIDGE | 2026-06-01T04:00:00+00:00 | [9 empty] | DUKE ENERGY INDIANA, LLC | [23 empty] | J3465 |  |  | DPP-2023 | Central |  |  | 0 | 40 |  | 0 | 0 | 0 | 0
MISO |  |  |  | 2024-04-16T04:00:00+00:00 | Active |  | Photovoltaic |  |  |  | Solar | [16 empty] | Winnebago | WI |  |  | Sunset Point - Ellinwood 138.0kV | 2028-06-30T04:00:00+00:00 | [9 empty] | AMERICAN TRANSMISSION COMPANY | [23 empty] | J3466 |  |  | DPP-2023 | East (ATC) |  |  | 100 | 100 |  | 0 | 0 | 0 | 0
MISO |  |  |  | 2024-04-18T04:00:00+00:00 | Active |  | Solar/Battery |  |  |  | Hybrid | [16 empty] | McLean | IL |  |  | Bloomington Brokaw | 2027-04-15T04:00:00+00:00 | [9 empty] | AMEREN ILLINOIS | [23 empty] | J3467 |  |  | DPP-2023 | Central |  |  | 200 | 200 |  | 0 | 0 | 0 | 0
MISO |  |  |  | 2024-04-12T04:00:00+00:00 | Active |  | Wind/Battery |  |  |  | Hybrid | [16 empty] | Day | SD |  |  | Ellendale - Twin Brooks 345.0kV | 2028-06-30T04:00:00+00:00 | [9 empty] | MONTANA-DAKOTA UTILITIES CO. | [23 empty] | J3468 |  |  | DPP-2023 | West |  |  | 300 | 300 |  | 0 | 0 | 0 | 0
MISO |  |  |  | 2024-04-16T04:00:00+00:00 | Active |  | Wind Turbine |  |  |  | Wind | [16 empty] | Marathon | WI |  |  | Stratford - McMillan 115.0kV | 2026-06-30T04:00:00+00:00 | [9 empty] | AMERICAN TRANSMISSION COMPANY | [23 empty] | J3469 |  |  | DPP-2023 | East (ATC) |  |  | 100 | 100 |  | 0 | 0 | 0 | 0
MISO |  |  |  | 2024-04-16T04:00:00+00:00 | Active |  | Photovoltaic |  |  |  | Solar | [16 empty] | Tuscola | MI |  |  | Other_ | 2027-06-01T04:00:00+00:00 | [9 empty] | GridUnity | [23 empty] | J3470 |  |  | DPP-2023 | East (ITC) |  |  | 100 | 100 |  | 0 | 0 | 0 | 0
MISO |  |  |  | 2024-04-18T04:00:00+00:00 | Active |  | Photovoltaic |  |  |  | Solar | [16 empty] | Branch | MI |  |  | WAGNER - BATAVIA 138.0kV | 2028-11-01T04:00:00+00:00 | [9 empty] | METC | [23 empty] | J3471 |  |  | DPP-2023 | East (ITC) |  |  | 150 | 150 |  | 0 | 0 | 0 | 0
MISO |  |  |  | 2024-04-17T04:00:00+00:00 | Active |  | Photovoltaic |  |  |  | Solar | [16 empty] | Lapeer | MI |  |  | Other_ | 2028-11-01T04:00:00+00:00 | [9 empty] | ITC | [23 empty] | J3472 |  |  | DPP-2023 | East (ITC) |  |  | 200 | 200 |  | 0 | 0 | 0 | 0
MISO |  |  |  | 2024-04-18T04:00:00+00:00 | Active |  | Photovoltaic |  |  |  | Solar | [16 empty] | Bay | MI |  |  | Other_ | 2028-11-01T04:00:00+00:00 | [9 empty] | METC | [23 empty] | J3473 |  |  | DPP-2023 | East (ITC) |  |  | 150 | 150 |  | 0 | 0 | 0 | 0
MISO |  |  |  | 2024-04-18T04:00:00+00:00 | Active |  | Photovoltaic |  |  |  | Solar | [16 empty] | Allegan | MI |  |  | BUCK CREEK - HAZELWOOD 138.0kV | 2028-09-15T04:00:00+00:00 | [9 empty] | METC | [23 empty] | J3474 |  |  | DPP-2023 | East (ITC) |  |  | 128 | 128 |  | 0 | 0 | 0 | 0
MISO |  |  |  | 2024-04-18T04:00:00+00:00 | Active |  | Photovoltaic |  |  |  | Solar | [16 empty] | Mason | IL |  |  | MTEP Facility 24979 | 2028-05-13T04:00:00+00:00 | [9 empty] | PRAIRIE POWER, INC. | [23 empty] | J3475 |  |  | DPP-2023 | Central |  |  | 200 | 200 |  | 0 | 0 | 0 | 0
MISO |  |  |  | 2024-04-17T04:00:00+00:00 | Active |  | Photovoltaic |  |  |  | Solar | [16 empty] | St. Croix | WI |  |  | Pine Lake Tap - APPLE RIVER (DPC) 161.0kV | 2028-09-15T04:00:00+00:00 | [9 empty] | NORTHERN STATES POWER COMPANY | [23 empty] | J3476 |  |  | DPP-2023 | West |  |  | 150 | 150 |  | 0 | 0 | 0 | 0
MISO |  |  |  | 2024-04-18T04:00:00+00:00 | Active |  | Photovoltaic |  |  |  | Solar | [16 empty] | Carroll | IA |  |  | Other_ | 2029-04-06T04:00:00+00:00 | [9 empty] | MIDAMERICAN ENERGY CO. | [23 empty] | J3477 |  |  | DPP-2023 | West |  |  | 200 | 200 |  | 0 | 0 | 0 | 0
MISO |  |  |  | 2024-04-17T04:00:00+00:00 | Active |  | Photovoltaic |  |  |  | Solar | [16 empty] | Vigo | IN |  |  | Other_ | 2027-10-01T04:00:00+00:00 | [9 empty] | GridUnity | [23 empty] | J3478 |  |  | DPP-2023 | Central |  |  | 35 | 35 |  | 0 | 0 | 0 | 0
MISO |  |  |  | 2024-04-12T04:00:00+00:00 | Active |  | Photovoltaic |  |  |  | Solar | [16 empty] | Rapides | LA |  |  | Hineston | 2027-02-28T05:00:00+00:00 | [9 empty] | CLECO POWER LLC | [23 empty] | J3479 |  |  | DPP-2023 | South |  |  | 225 | 225 |  | 0 | 0 | 0 | 0
MISO |  |  |  | 2024-04-17T04:00:00+00:00 | Active |  | Battery Storage |  |  |  | Battery Storage | [16 empty] | Allegan | MI |  |  | SCOTT LAKE | 2026-05-25T04:00:00+00:00 | [9 empty] | METC | [23 empty] | J3480 |  |  | DPP-2023 | East (ITC) |  |  | 199.9 | 199.9 |  | 0 | 0 | 0 | 0
MISO |  |  |  | 2024-04-12T04:00:00+00:00 | Active |  | Photovoltaic |  |  |  | Solar | [16 empty] | Grant | AR |  |  | J1577 Sub | 2027-02-28T05:00:00+00:00 | [9 empty] | ENTERGY ARKANSAS, LLC | [23 empty] | J3481 |  |  | DPP-2023 | South |  |  | 100 | 100 |  | 0 | 0 | 0 | 0
MISO |  |  |  | 2024-04-16T04:00:00+00:00 | Active |  | Photovoltaic |  |  |  | Solar | [16 empty] | McLean | IL |  |  | Other_ | 2028-09-30T04:00:00+00:00 | [9 empty] | AMEREN ILLINOIS | [23 empty] | J3482 |  |  | DPP-2023 | Central |  |  | 350 | 350 |  | 0 | 0 | 0 | 0
MISO |  |  |  | 2024-04-16T04:00:00+00:00 | Active |  | Wind Turbine |  |  |  | Wind | [16 empty] | Champaign | IL |  |  | 4RANTOUL - 4RISING 138.0kV | 2027-03-01T05:00:00+00:00 | [9 empty] | AMEREN ILLINOIS | [23 empty] | J3483 |  |  | DPP-2023 | Central |  |  | 137.4 | 137.4 |  | 0 | 0 | 0 | 0
MISO |  |  |  | 2024-04-12T04:00:00+00:00 | Active |  | Photovoltaic |  |  |  | Solar | [16 empty] | Union | AR |  |  | EL DORADO EHV - SAREPTA 345/115 SS 345.0kV | 2027-02-28T05:00:00+00:00 | [9 empty] | ENTERGY ARKANSAS, LLC | [23 empty] | J3484 |  |  | DPP-2023 | South |  |  | 200 | 200 |  | 0 | 0 | 0 | 0
MISO |  |  |  | 2024-04-16T04:00:00+00:00 | Active |  | Battery Storage |  |  |  | Battery Storage | [16 empty] | Wayne | MI |  |  | JEFFERSON | 2028-09-15T04:00:00+00:00 | [9 empty] | ITC | [23 empty] | J3485 |  |  | DPP-2023 | East (ITC) |  |  | 100 | 100 |  | 0 | 0 | 0 | 0
MISO |  |  |  | 2024-04-15T04:00:00+00:00 | Active |  | Battery Storage |  |  |  | Battery Storage | [16 empty] | Muskegon | MI |  |  | Rogers 138 kV Substation | 2028-06-01T04:00:00+00:00 | [9 empty] | GridUnity | [23 empty] | J3486 |  |  | DPP-2023 | East (ITC) |  |  | 200 | 200 |  | 0 | 0 | 0 | 0
MISO |  |  |  | 2024-04-16T04:00:00+00:00 | Active |  | Photovoltaic |  |  |  | Solar | [16 empty] | Vermillion | IN |  |  | CAYUGA 345 | 2028-09-30T04:00:00+00:00 | [9 empty] | DUKE ENERGY INDIANA, LLC | [23 empty] | J3487 |  |  | DPP-2023 | Central |  |  | 400 | 400 |  | 0 | 0 | 0 | 0
MISO |  |  |  | 2024-04-16T04:00:00+00:00 | Active |  | Battery Storage |  |  |  | Battery Storage | [16 empty] | Vermillion | IN |  |  | CAYUGA 345 | 2028-09-30T04:00:00+00:00 | [9 empty] | DUKE ENERGY INDIANA, LLC | [23 empty] | J3488 |  |  | DPP-2023 | Central |  |  | 400 | 400 |  | 0 | 0 | 0 | 0
MISO |  |  |  | 2024-04-15T04:00:00+00:00 | Active |  | Photovoltaic |  |  |  | Solar | [16 empty] | McDonough | IL |  |  | Other_ | 2028-09-15T04:00:00+00:00 | [9 empty] | GridUnity | [23 empty] | J3489 |  |  | DPP-2023 | Central |  |  | 105 | 105 |  | 0 | 0 | 0 | 0
MISO |  |  |  | 2024-03-21T04:00:00+00:00 | Active |  | Battery Storage |  |  |  | Battery Storage | [16 empty] | Caldwell | KY |  |  | Caldwell County | 2027-09-01T04:00:00+00:00 | [9 empty] | BIG RIVERS ELECTRIC CORPORATION | [23 empty] | J3490 |  |  | DPP-2023 | Central |  |  | 200 | 200 |  | 0 | 0 | 0 | 0
MISO |  |  |  | 2024-04-16T04:00:00+00:00 | Active |  | Photovoltaic |  |  |  | Solar | [16 empty] | Posey | IN |  |  | AB Brown 345 - Gibson (Duke Terminal) 345.0kV | 2028-09-30T04:00:00+00:00 | [9 empty] | Southern Indiana Gas & Electric Company d/b/a Centerpoint Energy Indiana South | [23 empty] | J3491 |  |  | DPP-2023 | Central |  |  | 45 | 45 |  | 0 | 0 | 0 | 0
MISO |  |  |  | 2024-04-16T04:00:00+00:00 | Active |  | Battery Storage |  |  |  | Battery Storage | [16 empty] | Posey | IN |  |  | AB Brown 345 - Gibson (Duke Terminal) 345.0kV | 2028-09-30T04:00:00+00:00 | [9 empty] | Southern Indiana Gas & Electric Company d/b/a Centerpoint Energy Indiana South | [23 empty] | J3492 |  |  | DPP-2023 | Central |  |  | 45 | 45 |  | 0 | 0 | 0 | 0
MISO |  |  |  | 2024-04-17T04:00:00+00:00 | Active |  | Wind Turbine |  |  |  | Wind | [16 empty] | McDonough | IL |  |  | Other_ | 2028-09-15T04:00:00+00:00 | [9 empty] | GridUnity | [23 empty] | J3493 |  |  | DPP-2023 | Central |  |  | 200 | 200 |  | 0 | 0 | 0 | 0
MISO |  |  |  | 2024-04-15T04:00:00+00:00 | Active |  | Photovoltaic |  |  |  | Solar | [16 empty] | Greene | IN |  |  | TH Pfizer Jct. - Worthington (HED) | 2028-09-01T04:00:00+00:00 | [9 empty] | DUKE ENERGY INDIANA, LLC | [23 empty] | J3494 |  |  | DPP-2023 | Central |  |  | 175 | 175 |  | 0 | 0 | 0 | 0
MISO |  |  |  | 2024-04-15T04:00:00+00:00 | Active |  | Photovoltaic |  |  |  | Solar | [16 empty] | Greene | IN |  |  | Merom Primary - Worthington Primary 345.0kV | 2028-09-15T04:00:00+00:00 | [9 empty] | HOOSIER ENERGY | [23 empty] | J3495 |  |  | DPP-2023 | Central |  |  | 220 | 220 |  | 0 | 0 | 0 | 0
MISO |  |  |  | 2024-04-12T04:00:00+00:00 | Active |  | Wind Turbine |  |  |  | Wind | [16 empty] | Sanilac | MI |  |  | GREENWOOD - RAPSON (BANNER) 345.0kV | 2027-12-03T05:00:00+00:00 | [9 empty] | ITC | [23 empty] | J3496 |  |  | DPP-2023 | East (ITC) |  |  | 222.08 | 222.08 |  | 0 | 0 | 0 | 0
MISO |  |  |  | 2024-04-17T04:00:00+00:00 | Active |  | Battery Storage |  |  |  | Battery Storage | [16 empty] | Pulaski | IL |  |  | Other_ | 2028-09-30T04:00:00+00:00 | [9 empty] | AMEREN ILLINOIS | [23 empty] | J3497 |  |  | DPP-2023 | Central |  |  | 200 | 200 |  | 0 | 0 | 0 | 0
MISO |  |  |  | 2024-04-13T04:00:00+00:00 | Active |  | Photovoltaic |  |  |  | Solar | [16 empty] | Knox | IL |  |  | 7FARGO - 7SANDBURG 345.0kV | 2028-09-15T04:00:00+00:00 | [9 empty] | AMEREN ILLINOIS | [23 empty] | J3498 |  |  | DPP-2023 | Central |  |  | 300 | 300 |  | 0 | 0 | 0 | 0
MISO |  |  |  | 2024-04-14T04:00:00+00:00 | Active |  | Photovoltaic |  |  |  | Solar | [16 empty] | Kosciusko | IN |  |  | LEESBURG - DEEDSVILLE (DUKE) 345.0kV | 2028-09-15T04:00:00+00:00 | [9 empty] | NORTHERN INDIANA PUBLIC SERVICE COMPANY LLC | [23 empty] | J3499 |  |  | DPP-2023 | Central |  |  | 300 | 300 |  | 0 | 0 | 0 | 0
MISO |  |  |  | 2024-04-17T04:00:00+00:00 | Active |  | Battery Storage |  |  |  | Battery Storage | [16 empty] | Chisago | MN |  |  | CHISAGO COUNTY | 2028-09-15T04:00:00+00:00 | [9 empty] | NORTHERN STATES POWER COMPANY | [23 empty] | J3500 |  |  | DPP-2023 | West |  |  | 150 | 150 |  | 0 | 0 | 0 | 0
MISO |  |  |  | 2024-04-15T04:00:00+00:00 | Active |  | Battery Storage |  |  |  | Battery Storage | [16 empty] | Wexford | MI |  |  | KEYSTONE - TIPPY 138.0kV | 2028-06-01T04:00:00+00:00 | [9 empty] | METC | [23 empty] | J3501 |  |  | DPP-2023 | East (ITC) |  |  | 200 | 200 |  | 0 | 0 | 0 | 0
MISO |  |  |  | 2024-04-17T04:00:00+00:00 | Active |  | Battery Storage |  |  |  | Battery Storage | [16 empty] | Van Buren | MI |  |  | ARGENTA - PALISADES 345.0kV | 2028-09-15T04:00:00+00:00 | [9 empty] | METC | [23 empty] | J3502 |  |  | DPP-2023 | East (ITC) |  |  | 200 | 200 |  | 0 | 0 | 0 | 0
MISO |  |  |  | 2024-04-18T04:00:00+00:00 | Active |  | Photovoltaic |  |  |  | Solar | [16 empty] | Newton | IN |  |  | Morrison Ditch 345 kV substation (LRTP projects 15 & 16) - BUS #255210 | 2030-01-01T05:00:00+00:00 | [9 empty] | GridUnity | [23 empty] | J3503 |  |  | DPP-2023 | Central |  |  | 200 | 200 |  | 0 | 0 | 0 | 0
MISO |  |  |  | 2024-04-16T04:00:00+00:00 | Active |  | Photovoltaic |  |  |  | Solar | [16 empty] | Bollinger | MO |  |  | 5HERITAGE - 5FREDTN 161.0kV | 2028-09-30T04:00:00+00:00 | [9 empty] | AMEREN MISSOURI | [23 empty] | J3504 |  |  | DPP-2023 | Central |  |  | 150 | 150 |  | 0 | 0 | 0 | 0
MISO |  |  |  | 2024-04-16T04:00:00+00:00 | Active |  | Battery Storage |  |  |  | Battery Storage | [16 empty] | Bollinger | MO |  |  | 5HERITAGE - 5FREDTN 161.0kV | 2028-09-30T04:00:00+00:00 | [9 empty] | AMEREN MISSOURI | [23 empty] | J3505 |  |  | DPP-2023 | Central |  |  | 150 | 150 |  | 0 | 0 | 0 | 0
MISO |  |  |  | 2024-04-15T04:00:00+00:00 | Active |  | Battery Storage |  |  |  | Battery Storage | [16 empty] | Pike | IL |  |  | Hull 138kV | 2028-06-30T04:00:00+00:00 | [9 empty] | AMEREN ILLINOIS | [23 empty] | J3506 |  |  | DPP-2023 | Central |  |  | 100 | 100 |  | 0 | 0 | 0 | 0
MISO |  |  |  | 2024-04-01T04:00:00+00:00 | Active |  | Photovoltaic |  |  |  | Solar | [16 empty] | Montgomery | IL |  |  | Coffeen North 138kV Substation | 2027-04-30T04:00:00+00:00 | [9 empty] | AMEREN ILLINOIS | [23 empty] | J3507 |  |  | DPP-2023 | Central |  |  | 17 | 17 |  | 0 | 0 | 0 | 0
MISO |  |  |  | 2024-04-01T04:00:00+00:00 | Active |  | Photovoltaic |  |  |  | Solar | [16 empty] | Fulton | IL |  |  | Duck Creek 345kV substation | 2027-04-30T04:00:00+00:00 | [9 empty] | GridUnity | [23 empty] | J3508 |  |  | DPP-2023 | Central |  |  | 16.3 | 16.3 |  | 0 | 0 | 0 | 0
MISO |  |  |  | 2024-04-16T04:00:00+00:00 | Active |  | Battery Storage |  |  |  | Battery Storage | [16 empty] | Sangamon | IL |  |  | 343505 Interstate | 2028-03-31T04:00:00+00:00 | [9 empty] | CITY WATER LIGHT & POWER | [23 empty] | J3509 |  |  | DPP-2023 | Central |  |  | 380 | 380 |  | 0 | 0 | 0 | 0
MISO |  |  |  | 2024-04-17T04:00:00+00:00 | Active |  | Solar/Battery |  |  |  | Hybrid | [16 empty] | Cross | AR |  |  | FISHER - CHERRY VALLEY 161.0kV | 2028-08-01T04:00:00+00:00 | [9 empty] | ENTERGY ARKANSAS, LLC | [23 empty] | J3510 |  |  | DPP-2023 | South |  |  | 175 | 175 |  | 0 | 0 | 0 | 0
MISO |  |  |  | 2024-04-17T04:00:00+00:00 | Active |  | Photovoltaic |  |  |  | Solar | [16 empty] | Arkansas | AR |  |  | STUTTGART RICUSKEY - WOODWARD 230 SUB 230.0kV | 2028-09-15T04:00:00+00:00 | [9 empty] | ENTERGY ARKANSAS, LLC | [23 empty] | J3511 |  |  | DPP-2023 | South |  |  | 250 | 250 |  | 0 | 0 | 0 | 0
MISO |  |  |  | 2024-04-05T04:00:00+00:00 | Active |  | Battery Storage |  |  |  | Battery Storage | [16 empty] | Bay | MI |  |  | MONITOR | 2028-06-01T04:00:00+00:00 | [9 empty] | ITC | [23 empty] | J3512 |  |  | DPP-2023 | East (ITC) |  |  | 150 | 150 |  | 0 | 0 | 0 | 0
MISO |  |  |  | 2024-04-17T04:00:00+00:00 | Active |  | Photovoltaic |  |  |  | Solar | [16 empty] | Acadia | LA |  |  | RICHARD - WELLS 500.0kV | 2028-09-15T04:00:00+00:00 | [9 empty] | ENTERGY LOUISIANA, LLC | [23 empty] | J3513 |  |  | DPP-2023 | South |  |  | 550 | 550 |  | 0 | 0 | 0 | 0
MISO |  |  |  | 2024-04-05T04:00:00+00:00 | Active |  | Photovoltaic |  |  |  | Solar | [16 empty] | Chippewa | MI |  |  | Pine River 69 kV | 2028-06-01T04:00:00+00:00 | [9 empty] | AMERICAN TRANSMISSION COMPANY | [23 empty] | J3514 |  |  | DPP-2023 | East (ATC) |  |  | 100 | 100 |  | 0 | 0 | 0 | 0
MISO |  |  |  | 2024-04-17T04:00:00+00:00 | Active |  | Battery Storage |  |  |  | Battery Storage | [16 empty] | Sangamon | IL |  |  | 343505 Interstate | 2026-05-25T04:00:00+00:00 | [9 empty] | CITY WATER LIGHT & POWER | [23 empty] | J3515 |  |  | DPP-2023 | Central |  |  | 199.9 | 199.9 |  | 0 | 0 | 0 | 0
MISO |  |  |  | 2024-04-17T04:00:00+00:00 | Active |  | Battery Storage |  |  |  | Battery Storage | [16 empty] | Jackson | IL |  |  | Makanda North | 2026-05-25T04:00:00+00:00 | [9 empty] | AMEREN ILLINOIS | [23 empty] | J3516 |  |  | DPP-2023 | Central |  |  | 83.4 | 83.4 |  | 0 | 0 | 0 | 0
MISO |  |  |  | 2024-04-19T04:00:00+00:00 | Active |  | Battery Storage |  |  |  | Battery Storage | [16 empty] | Williamson | IL |  |  | Ordill | 2028-10-31T04:00:00+00:00 | [9 empty] | AMEREN ILLINOIS | [23 empty] | J3517 |  |  | DPP-2024 | Central |  |  | 190 | 190 |  | 0 | 0 | 0 | 0
MISO |  |  |  | 2024-04-19T04:00:00+00:00 | Active |  | Battery Storage |  |  |  | Battery Storage | [16 empty] | Gasconade | MO |  |  | BLAND | 2028-10-31T04:00:00+00:00 | [9 empty] | AMEREN MISSOURI | [23 empty] | J3518 |  |  | DPP-2024 | Central |  |  | 300 | 300 |  | 0 | 0 | 0 | 0
MISO |  |  |  | 2024-04-17T04:00:00+00:00 | Active |  | Wind Turbine |  |  |  | Wind | [16 empty] | Mason | IL |  |  | Quiver | 2028-10-30T04:00:00+00:00 | [9 empty] | AMEREN ILLINOIS | [23 empty] | J3519 |  |  | DPP-2023 | Central |  |  | 199.9 | 199.9 |  | 0 | 0 | 0 | 0
MISO |  |  |  | 2024-04-18T04:00:00+00:00 | Active |  | Photovoltaic |  |  |  | Hybrid | [16 empty] | Champaign | IL |  |  | 4WEEDMAN - 4MAHOMET 1 138.0kV | 2028-01-01T05:00:00+00:00 | [9 empty] | AMEREN ILLINOIS | [23 empty] | J3520 |  |  | DPP-2023 | Central |  |  | 215 | 215 |  | 0 | 0 | 0 | 0
MISO |  |  |  | 2024-04-18T04:00:00+00:00 | Active |  | Wind Turbine |  |  |  | Wind | [16 empty] | Shelby | IL |  |  | 7NEOGA - 7HOLLAND 345.0kV | 2028-09-15T04:00:00+00:00 | [9 empty] | AMEREN ILLINOIS | [23 empty] | J3521 |  |  | DPP-2023 | Central |  |  | 350 | 350 |  | 0 | 0 | 0 | 0
MISO |  |  |  | 2024-03-18T04:00:00+00:00 | Active |  | Photovoltaic |  |  |  | Solar | [16 empty] | Cass | ND |  |  | Bison | 2028-08-01T04:00:00+00:00 | [9 empty] | NORTHERN STATES POWER COMPANY | [23 empty] | J3522 |  |  | DPP-2023 | West |  |  | 200 | 200 |  | 0 | 0 | 0 | 0
MISO |  |  |  | 2024-04-16T04:00:00+00:00 | Active |  | Battery Storage |  |  |  | Battery Storage | [16 empty] | Barron | WI |  |  | BARRON - WASHCO 161.0kV | 2028-09-30T04:00:00+00:00 | [9 empty] | DAIRYLAND POWER COOPERATIVE | [23 empty] | J3523 |  |  | DPP-2023 | West |  |  | 115 | 115 |  | 0 | 0 | 0 | 0
MISO |  |  |  | 2024-04-18T04:00:00+00:00 | Active |  | Photovoltaic |  |  |  | Solar | [16 empty] | Watonwan | MN |  |  | Crandall - Fieldon 345.0kV | 2028-08-31T04:00:00+00:00 | [9 empty] | NORTHERN STATES POWER COMPANY | [23 empty] | J3524 |  |  | DPP-2023 | West |  |  | 300 | 300 |  | 0 | 0 | 0 | 0
MISO |  |  |  | 2024-04-17T04:00:00+00:00 | Active |  | Battery Storage |  |  |  | Battery Storage | [16 empty] | Rock Island | IL |  |  | SUB 47 | 2028-09-06T04:00:00+00:00 | [9 empty] | MIDAMERICAN ENERGY CO. | [23 empty] | J3525 |  |  | DPP-2023 | West |  |  | 300 | 300 |  | 0 | 0 | 0 | 0
MISO |  |  |  | 2024-04-15T04:00:00+00:00 | Active |  | Battery Storage |  |  |  | Battery Storage | [16 empty] | Goodhue | MN |  |  | NORTH ROCHESTER | 2027-12-31T05:00:00+00:00 | [9 empty] | NORTHERN STATES POWER COMPANY | [23 empty] | J3526 |  |  | DPP-2023 | West |  |  | 200 | 200 |  | 0 | 0 | 0 | 0
MISO |  |  |  | 2024-04-16T04:00:00+00:00 | Active |  | Wind Turbine |  |  |  | Wind | [16 empty] | Allamakee | IA |  |  | Lansing - Postville (DPC) 161kV | 2027-03-01T05:00:00+00:00 | [9 empty] | ITC MIDWEST | [23 empty] | J3527 |  |  | DPP-2023 | West |  |  | 136 | 136 |  | 0 | 0 | 0 | 0
MISO |  |  |  | 2024-04-15T04:00:00+00:00 | Active |  | Solar/Battery |  |  |  | Hybrid | [16 empty] | Jasper | IL |  |  | 7CASEY - 7NEWTON 345.0kV | 2026-12-30T05:00:00+00:00 | [9 empty] | AMEREN ILLINOIS | [23 empty] | J3528 |  |  | DPP-2023 | Central |  |  | 225 | 225 |  | 0 | 0 | 0 | 0
MISO |  |  |  | 2024-05-20T04:00:00+00:00 | Active |  | Photovoltaic |  |  |  | Solar | [16 empty] | Mahnomen | MN |  |  | Mahnomen - Winger 115.0kV | 2028-05-30T04:00:00+00:00 | [9 empty] | OTTER TAIL POWER COMPANY | [23 empty] | J3529 |  |  | DPP-2023 | West |  |  | 80 | 80 |  | 0 | 0 | 0 | 0
MISO |  |  |  | 2024-04-16T04:00:00+00:00 | Active |  | Photovoltaic |  |  |  | Solar | [16 empty] | Saline | AR |  |  | SHERIDAN EHV - MAGNET COVE 500.0kV | 2028-06-30T04:00:00+00:00 | [9 empty] | ENTERGY ARKANSAS, LLC | [23 empty] | J3530 |  |  | DPP-2023 | South |  |  | 500 | 500 |  | 0 | 0 | 0 | 0
MISO |  |  |  | 2024-04-17T04:00:00+00:00 | Active |  | Photovoltaic |  |  |  | Solar | [16 empty] | White | AR |  |  | Other_ | 2027-06-01T04:00:00+00:00 | [9 empty] | ENTERGY ARKANSAS, LLC | [23 empty] | J3531 |  |  | DPP-2023 | South |  |  | 100 | 100 |  | 0 | 0 | 0 | 0
MISO |  |  |  | 2024-04-18T04:00:00+00:00 | Active |  | Photovoltaic |  |  |  | Solar | [16 empty] | Roseau | MN |  |  | ROSEAU COUNTY | 2028-09-30T04:00:00+00:00 | [9 empty] | NORTHERN STATES POWER COMPANY | [23 empty] | J3532 |  |  | DPP-2023 | West |  |  | 500 | 500 |  | 0 | 0 | 0 | 0
MISO |  |  |  | 2024-04-18T04:00:00+00:00 | Active |  | Wind Turbine |  |  |  | Wind | [16 empty] | Randolph | MO |  |  | 5MOBERLY - SALSBRY5 (KCPL) 161.0kV | 2028-08-31T04:00:00+00:00 | [9 empty] | AMEREN MISSOURI | [23 empty] | J3533 |  |  | DPP-2023 | Central |  |  | 200 | 200 |  | 0 | 0 | 0 | 0
MISO |  |  |  | 2024-04-17T04:00:00+00:00 | Active |  | Solar/Battery |  |  |  | Hybrid | [16 empty] | Madison | LA |  |  | DELHI - TALLULAH 115.0kV | 2028-08-01T04:00:00+00:00 | [9 empty] | ENTERGY LOUISIANA, LLC | [23 empty] | J3534 |  |  | DPP-2023 | South |  |  | 125 | 125 |  | 0 | 0 | 0 | 0
MISO |  |  |  | 2024-04-17T04:00:00+00:00 | Active |  | Solar/Battery |  |  |  | Hybrid | [16 empty] | Dunklin | MO |  |  | JIM HILL - HAYTI SOUTH 161.0kV | 2028-08-01T04:00:00+00:00 | [9 empty] | ENTERGY ARKANSAS, LLC | [23 empty] | J3535 |  |  | DPP-2023 | Central |  |  | 200 | 200 |  | 0 | 0 | 0 | 0
MISO |  |  |  | 2024-04-17T04:00:00+00:00 | Active |  | Solar/Battery |  |  |  | Hybrid | [16 empty] | Poinsett | AR |  |  | TRUMANN | 2028-08-01T04:00:00+00:00 | [9 empty] | ENTERGY ARKANSAS, LLC | [23 empty] | J3536 |  |  | DPP-2023 | South |  |  | 190 | 190 |  | 0 | 0 | 0 | 0
MISO |  |  |  | 2024-04-16T04:00:00+00:00 | Active |  | Battery Storage |  |  |  | Battery Storage | [16 empty] | Kalamazoo | MI |  |  | Weeds Lake 138kV substation (Bus Number 256510) | 2028-06-30T04:00:00+00:00 | [9 empty] | METC | [23 empty] | J3537 |  |  | DPP-2023 | East (ITC) |  |  | 265 | 265 |  | 0 | 0 | 0 | 0
MISO |  |  |  | 2024-04-17T04:00:00+00:00 | Active |  | Combined-Cycle – Steam Plant |  |  |  | Gas | [16 empty] | Warren | MS |  |  | Baxter 115/34kV | 2027-03-30T04:00:00+00:00 | [9 empty] | ENTERGY MISSISSIPPI, LLC. | [23 empty] | J3538 |  |  | DPP-2023 | South |  |  | 730 | 770 |  | 0 | 0 | 0 | 0
MISO |  |  |  | 2024-03-28T04:00:00+00:00 | Active |  | Photovoltaic |  |  |  | Solar | [16 empty] | Alcona | MI |  |  | ALPENA - SPRUCE ROAD 138.0kV | 2027-04-01T04:00:00+00:00 | [9 empty] | METC | [23 empty] | J3539 |  |  | DPP-2023 | East (ITC) |  |  | 116.9 | 116.9 |  | 0 | 0 | 0 | 0
MISO |  |  |  | 2024-04-15T04:00:00+00:00 | Active |  | Photovoltaic |  |  |  | Solar | [16 empty] | Monroe | AR |  |  | RITCHIE SWYD - TARLETON 230.0kV | 2028-05-13T04:00:00+00:00 | [9 empty] | ENTERGY ARKANSAS, LLC | [23 empty] | J3540 |  |  | DPP-2023 | South |  |  | 400 | 400 |  | 0 | 0 | 0 | 0
MISO |  |  |  | 2024-04-15T04:00:00+00:00 | Active |  | Photovoltaic |  |  |  | Solar | [16 empty] | Bolivar | MS |  |  | CLEVELAND/SOUTH | 2028-05-13T04:00:00+00:00 | [9 empty] | ENTERGY MISSISSIPPI, LLC. | [23 empty] | J3541 |  |  | DPP-2023 | South |  |  | 150 | 150 |  | 0 | 0 | 0 | 0
MISO |  |  |  | 2024-04-17T04:00:00+00:00 | Active |  | Photovoltaic |  |  |  | Solar | [16 empty] | Lincoln | MS |  |  | BROOKHAVEN - BROOKHAVEN/SOUTH 115.0kV | 2028-09-30T04:00:00+00:00 | [9 empty] | ENTERGY MISSISSIPPI, LLC. | [23 empty] | J3542 |  |  | DPP-2023 | South |  |  | 80 | 80 |  | 0 | 0 | 0 | 0
MISO |  |  |  | 2024-04-18T04:00:00+00:00 | Active |  | Battery Storage |  |  |  | Battery Storage | [16 empty] | Dakota | MN |  |  | Chub Lake 115 kV | 2028-06-30T04:00:00+00:00 | [9 empty] | GREAT RIVER ENERGY | [23 empty] | J3543 |  |  | DPP-2023 | West |  |  | 150 | 150 |  | 0 | 0 | 0 | 0
MISO |  |  |  | 2024-04-17T04:00:00+00:00 | Active |  | Wind Turbine |  |  |  | Wind | [16 empty] | Tama | IA |  |  | Abbott | 2027-10-30T04:00:00+00:00 | [9 empty] | ITC MIDWEST | [23 empty] | J3544 |  |  | DPP-2023 | West |  |  | 62 | 62 |  | 0 | 0 | 0 | 0
MISO |  |  |  | 2024-04-15T04:00:00+00:00 | Active |  | Photovoltaic |  |  |  | Solar | [16 empty] | Ionia | MI |  |  | BINGHAM - MARQUETTE 138.0kV | 2028-09-15T04:00:00+00:00 | [9 empty] | METC | [23 empty] | J3545 |  |  | DPP-2023 | East (ITC) |  |  | 200 | 200 |  | 0 | 0 | 0 | 0
MISO |  |  |  | 2024-04-18T04:00:00+00:00 | Active |  | Wind Turbine |  |  |  | Wind | [16 empty] | Lincoln | SD |  |  | Yankee - Brookings CO. 115.0kV | 2028-08-01T04:00:00+00:00 | [9 empty] | NORTHERN STATES POWER COMPANY | [23 empty] | J3546 |  |  | DPP-2023 | West |  |  | 120 | 120 |  | 0 | 0 | 0 | 0
MISO |  |  |  | 2024-04-17T04:00:00+00:00 | Active |  | Combustion Turbine (Simple Cycle) |  |  |  | Gas | [16 empty] | Martin | MN |  |  | LAKEFIELD | 2025-06-01T04:00:00+00:00 | [9 empty] | NORTHERN STATES POWER COMPANY | [23 empty] | J3547 |  |  | DPP-2023 | West |  |  | 0 | 79.8 |  | 0 | 0 | 0 | 0
MISO |  |  |  | 2024-04-18T04:00:00+00:00 | Active |  | Wind Turbine |  |  |  | Wind | [16 empty] | Marshall | IA |  |  | Laurel | 2027-10-30T04:00:00+00:00 | [9 empty] | ITC MIDWEST | [23 empty] | J3548 |  |  | DPP-2023 | West |  |  | 62 | 62 |  | 0 | 0 | 0 | 0
MISO |  |  |  | 2024-04-17T04:00:00+00:00 | Active |  | Combustion Turbine (Simple Cycle) |  |  |  | Gas | [16 empty] | Mower | MN |  |  | PLEASANT VALLEY | 2025-06-01T04:00:00+00:00 | [9 empty] | GREAT RIVER ENERGY | [23 empty] | J3549 |  |  | DPP-2023 | West |  |  | 485 | 30.5 |  | 0 | 0 | 0 | 0
MISO |  |  |  | 2024-04-18T04:00:00+00:00 | Active |  | Battery Storage |  |  |  | Battery Storage | [16 empty] | Dubois | IN |  |  | Duff 345/138kV | 2027-09-10T04:00:00+00:00 | [9 empty] | CEDAR FALLS MUNICIPAL ELECTRIC UTILITY | [23 empty] | J3550 |  |  | DPP-2023 | West |  |  | 200 | 200 |  | 0 | 0 | 0 | 0
MISO |  |  |  | 2024-04-18T04:00:00+00:00 | Active |  | Battery Storage |  |  |  | Battery Storage | [16 empty] | Mahaska | IA |  |  | BEACON | 2027-09-10T04:00:00+00:00 | [9 empty] | MIDAMERICAN ENERGY CO. | [23 empty] | J3551 |  |  | DPP-2023 | West |  |  | 200 | 200 |  | 0 | 0 | 0 | 0
MISO |  |  |  | 2024-04-16T04:00:00+00:00 | Active |  | Photovoltaic |  |  |  | Solar | [16 empty] | McLeod | MN |  |  | Hutchinson Municipal - GRE Big Swan 115.0kV | 2028-10-31T04:00:00+00:00 | [9 empty] | MISSOURI RIVER ENERGY SERVICES - TRANSMISSION | [23 empty] | J3552 |  |  | DPP-2023 | West |  |  | 112 | 112 |  | 0 | 0 | 0 | 0
MISO |  |  |  | 2024-04-18T04:00:00+00:00 | Active |  | Combustion Turbine (Simple Cycle) |  |  |  | Gas | [16 empty] | Adair | IA |  |  | Orient Energy Center Substation | 2029-03-01T05:00:00+00:00 | [9 empty] | MIDAMERICAN ENERGY CO. | [23 empty] | J3553 |  |  | DPP-2023 | West |  |  | 244 | 263 |  | 0 | 0 | 0 | 0
MISO |  |  |  | 2024-04-18T04:00:00+00:00 | Active |  | Wind Turbine |  |  |  | Wind | [16 empty] | Adair | IA |  |  | SOUTHERN HILLS | 2027-10-30T04:00:00+00:00 | [9 empty] | MIDAMERICAN ENERGY CO. | [23 empty] | J3554 |  |  | DPP-2023 | West |  |  | 96 | 96 |  | 0 | 0 | 0 | 0
MISO |  |  |  | 2024-04-18T04:00:00+00:00 | Active |  | Wind Turbine |  |  |  | Wind | [16 empty] | Boone | IA |  |  | BEAVER CREEK | 2027-10-30T04:00:00+00:00 | [9 empty] | MIDAMERICAN ENERGY CO. | [23 empty] | J3555 |  |  | DPP-2023 | West |  |  | 84 | 84 |  | 0 | 0 | 0 | 0
MISO |  |  |  | 2024-04-18T04:00:00+00:00 | Active |  | Photovoltaic |  |  |  | Solar | [16 empty] | Montgomery | IL |  |  | 7COFFEEN - 7PANA 345.0kV | 2028-08-31T04:00:00+00:00 | [9 empty] | AMEREN ILLINOIS | [23 empty] | J3556 |  |  | DPP-2023 | Central |  |  | 300 | 300 |  | 0 | 0 | 0 | 0
MISO |  |  |  | 2024-04-18T04:00:00+00:00 | Active |  | Battery Storage |  |  |  | Battery Storage | [16 empty] | Morgan | IN |  |  | Heartland Crossing Tap - Eagle Valley 138.0kV | 2028-08-31T04:00:00+00:00 | [9 empty] | INDIANAPOLIS POWER & LIGHT COMPANY | [23 empty] | J3557 |  |  | DPP-2023 | Central |  |  | 200 | 200 |  | 0 | 0 | 0 | 0
MISO |  |  |  | 2024-04-18T04:00:00+00:00 | Active |  | Battery Storage |  |  |  | Battery Storage | [16 empty] | Champaign | IL |  |  | Rising | 2027-09-10T04:00:00+00:00 | [9 empty] | AMEREN TRANSMISSION COMPANY OF ILLINOIS | [23 empty] | J3558 |  |  | DPP-2023 | Central |  |  | 300 | 300 |  | 0 | 0 | 0 | 0
MISO |  |  |  | 2024-04-18T04:00:00+00:00 | Active |  | Battery Storage |  |  |  | Battery Storage | [16 empty] | Hancock | KY |  |  | Coleman Switchyard | 2027-09-10T04:00:00+00:00 | [9 empty] | BIG RIVERS ELECTRIC CORPORATION | [23 empty] | J3559 |  |  | DPP-2023 | Central |  |  | 250 | 250 |  | 0 | 0 | 0 | 0
MISO |  |  |  | 2024-04-05T04:00:00+00:00 | Active |  | Photovoltaic |  |  |  | Solar | [16 empty] | Putnam | IL |  |  | Putnam 138kV Substation | 2027-04-30T04:00:00+00:00 | [9 empty] | AMEREN ILLINOIS | [23 empty] | J3560 |  |  | DPP-2023 | Central |  |  | 20 | 20 |  | 0 | 0 | 0 | 0
MISO |  |  |  | 2024-04-18T04:00:00+00:00 | Active |  | Photovoltaic |  |  |  | Solar | [16 empty] | Jo Daviess | IL |  |  | Galena (DPC) - Savanna 161kV | 2028-01-01T05:00:00+00:00 | [9 empty] | ITC MIDWEST | [23 empty] | J3561 |  |  | DPP-2023 | West |  |  | 135 | 135 |  | 0 | 0 | 0 | 0
MISO |  |  |  | 2024-04-17T04:00:00+00:00 | Active |  | Photovoltaic |  |  |  | Solar | [16 empty] | Vermilion | IL |  |  | 4VERMILION - 4NCHAMPGN W 138.0kV | 2028-06-01T04:00:00+00:00 | [9 empty] | AMEREN ILLINOIS | [23 empty] | J3562 |  |  | DPP-2023 | Central |  |  | 300 | 300 |  | 0 | 0 | 0 | 0
MISO |  |  |  | 2024-04-18T04:00:00+00:00 | Active |  | Photovoltaic |  |  |  | Solar | [16 empty] | Franklin | IL |  |  | 7W_FRFT_E - 7MTVERNW 345.0kV | 2028-06-01T04:00:00+00:00 | [9 empty] | AMEREN ILLINOIS | [23 empty] | J3563 |  |  | DPP-2023 | Central |  |  | 200 | 200 |  | 0 | 0 | 0 | 0
MISO |  |  |  | 2024-04-18T04:00:00+00:00 | Active |  | Wind Turbine |  |  |  | Wind | [16 empty] | Newton | IN |  |  | Other_ | 2028-08-01T04:00:00+00:00 | [9 empty] | GridUnity | [23 empty] | J3564 |  |  | DPP-2023 | Central |  |  | 275 | 275 |  | 0 | 0 | 0 | 0
MISO |  |  |  | 2024-04-18T04:00:00+00:00 | Active |  | Battery Storage |  |  |  | Battery Storage | [16 empty] | Champaign | IL |  |  | Rising | 2028-08-01T04:00:00+00:00 | [9 empty] | AMEREN TRANSMISSION COMPANY OF ILLINOIS | [23 empty] | J3565 |  |  | DPP-2023 | Central |  |  | 100 | 100 |  | 0 | 0 | 0 | 0
MISO |  |  |  | 2024-04-18T04:00:00+00:00 | Active |  | Wind Turbine |  |  |  | Wind | [16 empty] | McLean | IL |  |  | Bloomington Brokaw | 2028-08-01T04:00:00+00:00 | [9 empty] | AMEREN ILLINOIS | [23 empty] | J3566 |  |  | DPP-2023 | Central |  |  | 198 | 198 |  | 0 | 0 | 0 | 0
MISO |  |  |  | 2024-04-18T04:00:00+00:00 | Active |  | Battery Storage |  |  |  | Battery Storage | [16 empty] | Calhoun | AR |  |  | SHERIDAN EHV - EL DORADO EHV 500.0kV | 2026-06-01T04:00:00+00:00 | [9 empty] | ENTERGY ARKANSAS, LLC | [23 empty] | J3567 |  |  | DPP-2023 | South |  |  | 200 | 200 |  | 0 | 0 | 0 | 0
MISO |  |  |  | 2024-04-15T04:00:00+00:00 | Active |  | Photovoltaic |  |  |  | Solar | [16 empty] | Leflore | MS |  |  | SCHLATER | 2028-05-13T04:00:00+00:00 | [9 empty] | ENTERGY MISSISSIPPI, LLC. | [23 empty] | J3568 |  |  | DPP-2023 | South |  |  | 250 | 250 |  | 0 | 0 | 0 | 0
MISO |  |  |  | 2024-04-18T04:00:00+00:00 | Active |  | Photovoltaic |  |  |  | Hybrid | [16 empty] | Poinsett | AR |  |  | TRUMANN - HARRISBURG SS 161.0kV | 2028-01-01T05:00:00+00:00 | [9 empty] | ENTERGY ARKANSAS, LLC | [23 empty] | J3569 |  |  | DPP-2023 | South |  |  | 300 | 300 |  | 0 | 0 | 0 | 0
MISO |  |  |  | 2024-04-18T04:00:00+00:00 | Active |  | Photovoltaic |  |  |  | Hybrid | [16 empty] | Cross | AR |  |  | AECC WYNNE EAST - PARKIN 161.0kV | 2028-01-01T05:00:00+00:00 | [9 empty] | ENTERGY ARKANSAS, LLC | [23 empty] | J3570 |  |  | DPP-2023 | South |  |  | 300 | 300 |  | 0 | 0 | 0 | 0
MISO |  |  |  | 2024-04-18T04:00:00+00:00 | Active |  | Photovoltaic |  |  |  | Hybrid | [16 empty] | Poinsett | AR |  |  | MARKED TREE - TWIST 161.0kV | 2028-01-01T05:00:00+00:00 | [9 empty] | ENTERGY ARKANSAS, LLC | [23 empty] | J3571 |  |  | DPP-2023 | South |  |  | 250 | 250 |  | 0 | 0 | 0 | 0
MISO |  |  |  | 2024-04-18T04:00:00+00:00 | Active |  | Photovoltaic |  |  |  | Hybrid | [16 empty] | Catahoula | LA |  |  | METROPOLIS - RED GUM 115.0kV | 2028-01-01T05:00:00+00:00 | [9 empty] | ENTERGY LOUISIANA, LLC | [23 empty] | J3572 |  |  | DPP-2023 | South |  |  | 200 | 200 |  | 0 | 0 | 0 | 0
MISO |  |  |  | 2024-04-18T04:00:00+00:00 | Active |  | Photovoltaic |  |  |  | Hybrid | [16 empty] | Morehouse | LA |  |  | GALION - OAK GROVE 115 SUB 115.0kV | 2028-01-01T05:00:00+00:00 | [9 empty] | ENTERGY LOUISIANA, LLC | [23 empty] | J3573 |  |  | DPP-2023 | South |  |  | 200 | 200 |  | 0 | 0 | 0 | 0
MISO |  |  |  | 2024-04-17T04:00:00+00:00 | Active |  | Photovoltaic |  |  |  | Solar | [16 empty] | Wayne | IN |  |  | Other_ | 2027-10-01T04:00:00+00:00 | [9 empty] | DUKE ENERGY INDIANA, LLC | [23 empty] | J3574 |  |  | DPP-2023 | Central |  |  | 60 | 60 |  | 0 | 0 | 0 | 0
MISO |  |  |  | 2024-04-18T04:00:00+00:00 | Active |  | Photovoltaic |  |  |  | Hybrid | [16 empty] | Mississippi | AR |  |  | GILMORE - WILSON 161.0kV | 2028-01-01T05:00:00+00:00 | [9 empty] | ENTERGY ARKANSAS, LLC | [23 empty] | J3575 |  |  | DPP-2023 | South |  |  | 300 | 300 |  | 0 | 0 | 0 | 0
MISO |  |  |  | 2024-04-18T04:00:00+00:00 | Active |  | Photovoltaic |  |  |  | Solar | [16 empty] | Walthall | MS |  |  | BOGALUSA 500 SS - FRANKLIN EHV 500.0kV | 2028-04-01T04:00:00+00:00 | [9 empty] | ENTERGY LOUISIANA, LLC | [23 empty] | J3576 |  |  | DPP-2024 | South |  |  | 300 | 300 |  | 0 | 0 | 0 | 0
MISO |  |  |  | 2024-04-18T04:00:00+00:00 | Active |  | Photovoltaic |  |  |  | Solar | [16 empty] | Simpson | MS |  |  | MAGEE | 2028-11-15T05:00:00+00:00 | [9 empty] | ENTERGY MISSISSIPPI, LLC. | [23 empty] | J3577 |  |  | DPP-2023 | South |  |  | 120 | 120 |  | 0 | 0 | 0 | 0
MISO |  |  |  | 2024-04-09T04:00:00+00:00 | Active |  | Photovoltaic |  |  |  | Solar | [16 empty] | Greene | AR |  |  | Gainesville Switching Station | 2027-04-15T04:00:00+00:00 | [9 empty] | ARKANSAS ELECTRIC COOPERATIVE CORPORATION | [23 empty] | J3578 |  |  | DPP-2023 | South |  |  | 100 | 100 |  | 0 | 0 | 0 | 0
MISO |  |  |  | 2024-04-17T04:00:00+00:00 | Active |  | Photovoltaic |  |  |  | Solar | [16 empty] | Lee | AR |  |  | MARIANNA WEST SS - MARIANNA 115.0kV | 2028-12-31T05:00:00+00:00 | [9 empty] | ENTERGY ARKANSAS, LLC | [23 empty] | J3579 |  |  | DPP-2023 | South |  |  | 135 | 135 |  | 0 | 0 | 0 | 0
MISO |  |  |  | 2024-04-18T04:00:00+00:00 | Active |  | Battery Storage |  |  |  | Battery Storage | [16 empty] | Mississippi | AR |  |  | AECC Dell 161kV - Nucor-Yamato 161kV Switching Station 161.0kV | 2028-05-31T04:00:00+00:00 | [9 empty] | ARKANSAS ELECTRIC COOPERATIVE CORPORATION | [23 empty] | J3580 |  |  | DPP-2023 | South |  |  | 250 | 250 |  | 0 | 0 | 0 | 0
MISO |  |  |  | 2024-04-18T04:00:00+00:00 | Active |  | Battery Storage |  |  |  | Battery Storage | [16 empty] | Avoyelles | LA |  |  | Eola - Marksville 138.0kV | 2028-05-31T04:00:00+00:00 | [9 empty] | CLECO POWER LLC | [23 empty] | J3581 |  |  | DPP-2023 | South |  |  | 200 | 200 |  | 0 | 0 | 0 | 0
MISO |  |  |  | 2024-04-18T04:00:00+00:00 | Active |  | Solar/Battery |  |  |  | Hybrid | [16 empty] | Beauregard | LA |  |  | Longville - Nelson (EES) 138.0kV | 2028-08-01T04:00:00+00:00 | [9 empty] | CLECO POWER LLC | [23 empty] | J3582 |  |  | DPP-2023 | South |  |  | 150 | 150 |  | 0 | 0 | 0 | 0
MISO |  |  |  | 2024-04-18T04:00:00+00:00 | Active |  | Solar/Battery |  |  |  | Hybrid | [16 empty] | Lonoke | AR |  |  | KEO EHV | 2028-08-01T04:00:00+00:00 | [9 empty] | ENTERGY ARKANSAS, LLC | [23 empty] | J3583 |  |  | DPP-2023 | South |  |  | 600 | 600 |  | 0 | 0 | 0 | 0
MISO |  |  |  | 2024-04-17T04:00:00+00:00 | Active |  | Battery Storage |  |  |  | Hybrid | [16 empty] | Lee | AR |  |  | BRINKLEY EAST - AECC AUBREY 230.0kV | 2028-08-01T04:00:00+00:00 | [9 empty] | ENTERGY ARKANSAS, LLC | [23 empty] | J3584 |  |  | DPP-2023 | South |  |  | 215 | 215 |  | 0 | 0 | 0 | 0
MISO |  |  |  | 2024-04-17T04:00:00+00:00 | Active |  | Battery Storage |  |  |  | Battery Storage | [16 empty] | Sabine | LA |  |  | HARTBURG - AEP LAYFIELD 500.0kV | 2028-09-30T04:00:00+00:00 | [9 empty] | ENTERGY TEXAS, INC. | [23 empty] | J3585 |  |  | DPP-2023 | South |  |  | 150 | 150 |  | 0 | 0 | 0 | 0
MISO |  |  |  | 2024-04-18T04:00:00+00:00 | Active |  | Solar/Battery |  |  |  | Solar | [16 empty] | Grenada | MS |  |  | INDIANOLA 230/115 SUB - TILLATOBA 230.0kV | 2028-01-01T05:00:00+00:00 | [9 empty] | ENTERGY MISSISSIPPI, LLC. | [23 empty] | J3586 |  |  | DPP-2023 | South |  |  | 250.55 | 250.55 |  | 0 | 0 | 0 | 0
MISO |  |  |  | 2024-04-18T04:00:00+00:00 | Active |  | Co-gen |  |  |  | Gas | [16 empty] | Jefferson | TX |  |  | PORT ACRES BULK | 2027-07-01T04:00:00+00:00 | [9 empty] | ENTERGY TEXAS, INC. | [23 empty] | J3587 |  |  | DPP-2023 | South |  |  | 110 | 110 |  | 0 | 0 | 0 | 0
MISO |  |  |  | 2024-04-17T04:00:00+00:00 | Active |  | Photovoltaic |  |  |  | Solar | [16 empty] | Lawrence | AR |  |  | SWIFTON - AECC HOXIE SOUTH 161.0kV | 2028-09-30T04:00:00+00:00 | [9 empty] | ENTERGY ARKANSAS, LLC | [23 empty] | J3588 |  |  | DPP-2023 | South |  |  | 100 | 100 |  | 0 | 0 | 0 | 0
MISO |  |  |  | 2024-04-17T04:00:00+00:00 | Active |  | Photovoltaic |  |  |  | Solar | [16 empty] | Lincoln | MS |  |  | FRANKLIN EHV - MCCOMB 115.0kV | 2028-09-30T04:00:00+00:00 | [9 empty] | ENTERGY MISSISSIPPI, LLC. | [23 empty] | J3589 |  |  | DPP-2023 | South |  |  | 160 | 160 |  | 0 | 0 | 0 | 0
MISO |  |  |  | 2024-04-17T04:00:00+00:00 | Active |  | Photovoltaic |  |  |  | Solar | [16 empty] | Humphreys | MS |  |  | BELZONI - BELZONI TAP SS 115.0kV | 2028-12-31T05:00:00+00:00 | [9 empty] | ENTERGY MISSISSIPPI, LLC. | [23 empty] | J3590 |  |  | DPP-2023 | South |  |  | 75 | 75 |  | 0 | 0 | 0 | 0
MISO |  |  |  | 2024-04-17T04:00:00+00:00 | Active |  | Solar/Battery |  |  |  | Hybrid | [16 empty] | St. Helena | LA |  |  | MCKNIGHT - PLANT DANIEL 500.0kV | 2028-08-31T04:00:00+00:00 | [9 empty] | ENTERGY LOUISIANA, LLC | [23 empty] | J3591 |  |  | DPP-2023 | South |  |  | 400 | 400 |  | 0 | 0 | 0 | 0
MISO |  |  |  | 2024-04-18T04:00:00+00:00 | Active |  | Wind Turbine |  |  |  | Wind | [16 empty] | Sunflower | MS |  |  | INDIANOLA 230/115 SUB - TILLATOBA 230.0kV | 2028-04-01T04:00:00+00:00 | [9 empty] | ENTERGY MISSISSIPPI, LLC. | [23 empty] | J3592 |  |  | DPP-2023 | South |  |  | 57 | 57 |  | 0 | 0 | 0 | 0
MISO |  |  |  | 2024-04-18T04:00:00+00:00 | Active |  | Solar/Battery |  |  |  | Hybrid | [16 empty] | Clay | IN |  |  | Wabash River - Staunton 230.0kV | 2028-03-01T05:00:00+00:00 | [9 empty] | DUKE ENERGY INDIANA, LLC | [23 empty] | J3593 |  |  | DPP-2023 | Central |  |  | 250 | 250 |  | 0 | 0 | 0 | 0
MISO |  |  |  | 2024-04-17T04:00:00+00:00 | Active |  | Photovoltaic |  |  |  | Solar | [16 empty] | Jefferson Davis | LA |  |  | ELTON - COMPTON TAP 69.0kV | 2026-12-30T05:00:00+00:00 | [9 empty] | ENTERGY LOUISIANA, LLC | [23 empty] | J3594 |  |  | DPP-2023 | South |  |  | 100 | 100 |  | 0 | 0 | 0 | 0
MISO |  |  |  | 2024-04-18T04:00:00+00:00 | Active |  | Photovoltaic |  |  |  | Solar | [16 empty] | Sunflower | MS |  |  | INDIANOLA 230/115 SUB - TILLATOBA 230.0kV | 2028-09-02T04:00:00+00:00 | [9 empty] | ENTERGY MISSISSIPPI, LLC. | [23 empty] | J3595 |  |  | DPP-2023 | South |  |  | 230 | 230 |  | 0 | 0 | 0 | 0
MISO |  |  |  | 2024-04-19T04:00:00+00:00 | Active |  | Photovoltaic |  |  |  | Solar | [16 empty] | Harris | TX |  |  | BEVIL - CYPRESS 230.0kV | 2029-07-02T04:00:00+00:00 | [9 empty] | ENTERGY TEXAS, INC. | [23 empty] | J3596 |  |  | DPP-2024 | South |  |  | 460 | 460 |  | 0 | 0 | 0 | 0
MISO |  |  |  | 2024-04-18T04:00:00+00:00 | Active |  | Wind Turbine |  |  |  | Wind | [16 empty] | Lonoke | AR |  |  | WEST MEMPHIS EHV - KEO EHV 500.0kV | 2028-04-01T04:00:00+00:00 | [9 empty] | ENTERGY ARKANSAS, LLC | [23 empty] | J3597 |  |  | DPP-2023 | South |  |  | 348 | 348 |  | 0 | 0 | 0 | 0
MISO |  |  |  | 2024-04-17T04:00:00+00:00 | Active |  | Wind Turbine |  |  |  | Wind | [16 empty] | McLean | IL |  |  | Other_ | 2028-04-01T04:00:00+00:00 | [9 empty] | GridUnity | [23 empty] | J3598 |  |  | DPP-2023 | Central |  |  | 9 | 9 |  | 0 | 0 | 0 | 0
MISO |  |  |  | 2024-04-10T04:00:00+00:00 | Active |  | Photovoltaic |  |  |  | Solar | [16 empty] | Craighead | AR |  |  | Lunsford | 2027-06-01T04:00:00+00:00 | [9 empty] | ARKANSAS ELECTRIC COOPERATIVE CORPORATION | [23 empty] | J3599 |  |  | DPP-2023 | South |  |  | 60 | 60 |  | 0 | 0 | 0 | 0
MISO |  |  |  | 2024-04-16T04:00:00+00:00 | Active |  | Battery Storage |  |  |  | Battery Storage | [16 empty] | Morehouse | LA |  |  | OAK RIDGE (LA) - SWARTZ 115.0kV | 2028-09-01T04:00:00+00:00 | [9 empty] | ENTERGY LOUISIANA, LLC | [23 empty] | J3600 |  |  | DPP-2023 | South |  |  | 50 | 50 |  | 0 | 0 | 0 | 0
MISO |  |  |  | 2024-04-16T04:00:00+00:00 | Active |  | Photovoltaic |  |  |  | Solar | [16 empty] | Morehouse | LA |  |  | OAK RIDGE (LA) - SWARTZ 115.0kV | 2028-09-01T04:00:00+00:00 | [9 empty] | ENTERGY LOUISIANA, LLC | [23 empty] | J3601 |  |  | DPP-2023 | South |  |  | 200 | 200 |  | 0 | 0 | 0 | 0
MISO |  |  |  | 2024-04-17T04:00:00+00:00 | Active |  | Wind Turbine |  |  |  | Wind | [16 empty] | McLean | IL |  |  | Other_ | 2028-04-01T04:00:00+00:00 | [9 empty] | GridUnity | [23 empty] | J3602 |  |  | DPP-2023 | Central |  |  | 110 | 110 |  | 0 | 0 | 0 | 0
MISO |  |  |  | 2024-04-16T04:00:00+00:00 | Active |  | Photovoltaic |  |  |  | Solar | [16 empty] | Morehouse | LA |  |  | OAK RIDGE (LA) - STERLINGTON 115 SWYD 115.0kV | 2028-09-15T04:00:00+00:00 | [9 empty] | ENTERGY LOUISIANA, LLC | [23 empty] | J3603 |  |  | DPP-2023 | South |  |  | 175 | 175 |  | 0 | 0 | 0 | 0
MISO |  |  |  | 2024-04-18T04:00:00+00:00 | Active |  | Combined Cycle |  |  |  | Gas | [16 empty] | Sullivan | IN |  |  | Merom (HED) - Dresser 345.0kV | 2027-09-01T04:00:00+00:00 | [9 empty] | DUKE ENERGY INDIANA, LLC | [23 empty] | J3604 |  |  | DPP-2023 | Central |  |  | 631 | 650 |  | 0 | 0 | 0 | 0
MISO |  |  |  | 2024-04-17T04:00:00+00:00 | Active |  | Combustion Turbine (Simple Cycle) |  |  |  | Gas | [16 empty] | Liberty | TX |  |  | JACINTO | 2027-10-15T04:00:00+00:00 | [9 empty] | ENTERGY TEXAS, INC. | [23 empty] | J3605 |  |  | DPP-2023 | South |  |  | 430 | 465 |  | 0 | 0 | 0 | 0
MISO |  |  |  | 2024-04-18T04:00:00+00:00 | Active |  | Solar/Battery |  |  |  | Hybrid | [16 empty] | Cross | AR |  |  | PARKIN - GILMORE 161.0kV | 2028-01-01T05:00:00+00:00 | [9 empty] | ENTERGY ARKANSAS, LLC | [23 empty] | J3606 |  |  | DPP-2023 | South |  |  | 197.7 | 197.7 |  | 0 | 0 | 0 | 0
MISO |  |  |  | 2024-04-18T04:00:00+00:00 | Active |  | Photovoltaic |  |  |  | Solar | [16 empty] | Henry | IN |  |  | New Castle I Avenue | 2028-07-01T04:00:00+00:00 | [9 empty] | DUKE ENERGY INDIANA, LLC | [23 empty] | J3607 |  |  | DPP-2023 | Central |  |  | 47.4 | 47.4 |  | 0 | 0 | 0 | 0
MISO |  |  |  | 2024-04-18T04:00:00+00:00 | Active |  | Photovoltaic |  |  |  | Solar | [16 empty] | Henry | IN |  |  | New Castle I Avenue | 2028-07-01T04:00:00+00:00 | [9 empty] | DUKE ENERGY INDIANA, LLC | [23 empty] | J3608 |  |  | DPP-2023 | Central |  |  | 77.6 | 77.6 |  | 0 | 0 | 0 | 0
MISO |  |  |  | 2024-04-02T04:00:00+00:00 | Active |  | Solar/Battery |  |  |  | Solar | [16 empty] | Beauregard | LA |  |  | NELSON 138 SWYD - LONGVILLE (CLECO) 138.0kV | 2027-12-27T05:00:00+00:00 | [9 empty] | GridUnity | [23 empty] | J3609 |  |  | DPP-2023 | South |  |  | 93.1 | 93.1 |  | 0 | 0 | 0 | 0
MISO |  |  |  | 2024-04-18T04:00:00+00:00 | Active |  | Photovoltaic |  |  |  | Solar | [16 empty] | Tyler | TX |  |  | DOUCETTE | 2028-06-30T04:00:00+00:00 | [9 empty] | ENTERGY TEXAS, INC. | [23 empty] | J3610 |  |  | DPP-2023 | South |  |  | 150 | 150 |  | 0 | 0 | 0 | 0
MISO |  |  |  | 2024-04-18T04:00:00+00:00 | Active |  | Photovoltaic |  |  |  | Solar | [16 empty] | Hamilton | IL |  |  | 7W_FRFT_E - 7NORRIS 345.0kV | 2026-12-30T05:00:00+00:00 | [9 empty] | AMEREN ILLINOIS | [23 empty] | J3611 |  |  | DPP-2023 | Central |  |  | 140 | 140 |  | 0 | 0 | 0 | 0
MISO |  |  |  | 2024-04-17T04:00:00+00:00 | Active |  | Photovoltaic |  |  |  | Solar | [16 empty] | Sabine | LA |  |  | Fisher - Many 138.0kV | 2028-09-30T04:00:00+00:00 | [9 empty] | CLECO POWER LLC | [23 empty] | J3612 |  |  | DPP-2023 | South |  |  | 200 | 200 |  | 0 | 0 | 0 | 0
MISO |  |  |  | 2024-04-16T04:00:00+00:00 | Active |  | Photovoltaic |  |  |  | Solar | [16 empty] | Ashley | AR |  |  | CROSSETT NORTH - HAMBURG 115.0kV | 2028-09-30T04:00:00+00:00 | [9 empty] | ENTERGY ARKANSAS, LLC | [23 empty] | J3613 |  |  | DPP-2023 | South |  |  | 180 | 180 |  | 0 | 0 | 0 | 0
MISO |  |  |  | 2024-04-16T04:00:00+00:00 | Active |  | Battery Storage |  |  |  | Battery Storage | [16 empty] | Ashley | AR |  |  | CROSSETT NORTH - HAMBURG 115.0kV | 2028-09-30T04:00:00+00:00 | [9 empty] | ENTERGY ARKANSAS, LLC | [23 empty] | J3614 |  |  | DPP-2023 | South |  |  | 180 | 180 |  | 0 | 0 | 0 | 0
MISO |  |  |  | 2024-04-16T04:00:00+00:00 | Active |  | Photovoltaic |  |  |  | Solar | [16 empty] | Arkansas | AR |  |  | STUTTGART NORTH SS | 2028-09-30T04:00:00+00:00 | [9 empty] | ENTERGY ARKANSAS, LLC | [23 empty] | J3615 |  |  | DPP-2023 | South |  |  | 125 | 125 |  | 0 | 0 | 0 | 0
MISO |  |  |  | 2024-04-16T04:00:00+00:00 | Active |  | Battery Storage |  |  |  | Battery Storage | [16 empty] | Arkansas | AR |  |  | STUTTGART NORTH SS | 2028-09-30T04:00:00+00:00 | [9 empty] | ENTERGY ARKANSAS, LLC | [23 empty] | J3616 |  |  | DPP-2023 | South |  |  | 125 | 125 |  | 0 | 0 | 0 | 0
MISO |  |  |  | 2024-04-16T04:00:00+00:00 | Active |  | Photovoltaic |  |  |  | Solar | [16 empty] | Clay | AR |  |  | DATTO | 2028-09-30T04:00:00+00:00 | [9 empty] | ENTERGY ARKANSAS, LLC | [23 empty] | J3617 |  |  | DPP-2023 | South |  |  | 150 | 150 |  | 0 | 0 | 0 | 0
MISO |  |  |  | 2024-04-16T04:00:00+00:00 | Active |  | Battery Storage |  |  |  | Battery Storage | [16 empty] | Clay | AR |  |  | DATTO | 2028-09-30T04:00:00+00:00 | [9 empty] | ENTERGY ARKANSAS, LLC | [23 empty] | J3618 |  |  | DPP-2023 | South |  |  | 150 | 150 |  | 0 | 0 | 0 | 0
MISO |  |  |  | 2024-04-16T04:00:00+00:00 | Active |  | Photovoltaic |  |  |  | Solar | [16 empty] | Mississippi | AR |  |  | MONETTE JUNCTION - PARAGOULD 161.0kV | 2028-09-30T04:00:00+00:00 | [9 empty] | ENTERGY ARKANSAS, LLC | [23 empty] | J3619 |  |  | DPP-2023 | South |  |  | 150 | 150 |  | 0 | 0 | 0 | 0
MISO |  |  |  | 2024-04-16T04:00:00+00:00 | Active |  | Battery Storage |  |  |  | Battery Storage | [16 empty] | Mississippi | AR |  |  | MONETTE JUNCTION - PARAGOULD 161.0kV | 2028-09-30T04:00:00+00:00 | [9 empty] | ENTERGY ARKANSAS, LLC | [23 empty] | J3620 |  |  | DPP-2023 | South |  |  | 150 | 150 |  | 0 | 0 | 0 | 0
MISO |  |  |  | 2024-04-16T04:00:00+00:00 | Active |  | Photovoltaic |  |  |  | Solar | [16 empty] | Craighead | AR |  |  | HERGETT - POWERLINE ROAD 161.0kV | 2028-09-30T04:00:00+00:00 | [9 empty] | ENTERGY ARKANSAS, LLC | [23 empty] | J3621 |  |  | DPP-2023 | South |  |  | 150 | 150 |  | 0 | 0 | 0 | 0
MISO |  |  |  | 2024-04-16T04:00:00+00:00 | Active |  | Battery Storage |  |  |  | Battery Storage | [16 empty] | Craighead | AR |  |  | HERGETT - POWERLINE ROAD 161.0kV | 2028-09-30T04:00:00+00:00 | [9 empty] | ENTERGY ARKANSAS, LLC | [23 empty] | J3622 |  |  | DPP-2023 | South |  |  | 150 | 150 |  | 0 | 0 | 0 | 0
MISO |  |  |  | 2024-04-17T04:00:00+00:00 | Active |  | Wind Turbine |  |  |  | Wind | [16 empty] | Sunflower | MS |  |  | Indianola | 2028-09-01T04:00:00+00:00 | [9 empty] | ENTERGY MISSISSIPPI, LLC. | [23 empty] | J3623 |  |  | DPP-2023 | South |  |  | 350 | 350 |  | 0 | 0 | 0 | 0
MISO |  |  |  | 2024-04-18T04:00:00+00:00 | Active |  | Photovoltaic |  |  |  | Solar | [16 empty] | Columbia | AR |  |  | MAGNOLIA SOUTH - SHULER 115.0kV | 2028-09-30T04:00:00+00:00 | [9 empty] | ENTERGY ARKANSAS, LLC | [23 empty] | J3624 |  |  | DPP-2023 | South |  |  | 155 | 155 |  | 0 | 0 | 0 | 0
MISO |  |  |  | 2024-04-05T04:00:00+00:00 | Active |  | Solar/Battery |  |  |  | Hybrid | [16 empty] | Winn | LA |  |  | JELD WEN - WINNFIELD 115 SUB 115.0kV | 2027-10-27T04:00:00+00:00 | [9 empty] | ENTERGY LOUISIANA, LLC | [23 empty] | J3625 |  |  | DPP-2023 | South |  |  | 82 | 82 |  | 0 | 0 | 0 | 0
MISO |  |  |  | 2024-04-18T04:00:00+00:00 | Active |  | Photovoltaic |  |  |  | Solar | [16 empty] | Craighead | AR |  |  | INDEPENDENCE-ISES - POWERLINE ROAD 500.0kV | 2027-12-31T05:00:00+00:00 | [9 empty] | ENTERGY ARKANSAS, LLC | [23 empty] | J3626 |  |  | DPP-2023 | South |  |  | 500 | 500 |  | 0 | 0 | 0 | 0
MISO |  |  |  | 2024-04-18T04:00:00+00:00 | Active |  | Photovoltaic |  |  |  | Solar | [16 empty] | Craighead | AR |  |  | JONESBORO (APL) - CASH 161.0kV | 2027-12-31T05:00:00+00:00 | [9 empty] | ENTERGY ARKANSAS, LLC | [23 empty] | J3627 |  |  | DPP-2023 | South |  |  | 200 | 200 |  | 0 | 0 | 0 | 0
MISO |  |  |  | 2024-04-18T04:00:00+00:00 | Active |  | Photovoltaic |  |  |  | Solar | [16 empty] | Jefferson | MS |  |  | FRANKLIN EHV - GRAND GULF TRANSMISSION 500.0kV | 2027-12-31T05:00:00+00:00 | [9 empty] | ENTERGY MISSISSIPPI, LLC. | [23 empty] | J3628 |  |  | DPP-2023 | South |  |  | 200 | 200 |  | 0 | 0 | 0 | 0
MISO |  |  |  | 2024-04-18T04:00:00+00:00 | Active |  | Solar/Battery |  |  |  | Hybrid | [16 empty] | Bolivar | MS |  |  | DELTA SWYD - DREW [MS] 115.0kV | 2027-12-15T05:00:00+00:00 | [9 empty] | ENTERGY MISSISSIPPI, LLC. | [23 empty] | J3629 |  |  | DPP-2023 | South |  |  | 210 | 210 |  | 0 | 0 | 0 | 0
MISO |  |  |  | 2024-04-18T04:00:00+00:00 | Active |  | Solar/Battery |  |  |  | Hybrid | [16 empty] | East Feliciana | LA |  |  | MOLER - COLFEL 230.0kV | 2028-06-15T04:00:00+00:00 | [9 empty] | ENTERGY LOUISIANA, LLC | [23 empty] | J3630 |  |  | DPP-2023 | South |  |  | 117 | 117 |  | 0 | 0 | 0 | 0
MISO |  |  |  | 2024-04-18T04:00:00+00:00 | Active |  | Photovoltaic |  |  |  | Solar | [16 empty] | Vermilion | LA |  |  | GUEYDAN TAP - MORSE 69.0kV | 2027-12-15T05:00:00+00:00 | [9 empty] | ENTERGY LOUISIANA, LLC | [23 empty] | J3631 |  |  | DPP-2023 | South |  |  | 60 | 60 |  | 0 | 0 | 0 | 0
MISO |  |  |  | 2024-04-17T04:00:00+00:00 | Active |  | Photovoltaic |  |  |  | Hybrid | [16 empty] | Cleveland | AR |  |  | TEXAS EASTERN P.S. G SS - FORDYCE ORIENT SS 115.0kV | 2029-04-22T04:00:00+00:00 | [9 empty] | ENTERGY ARKANSAS, LLC | [23 empty] | J3632 |  |  | DPP-2023 | South |  |  | 100 | 100 |  | 0 | 0 | 0 | 0
MISO |  |  |  | 2024-04-13T04:00:00+00:00 | Active |  | Photovoltaic |  |  |  | Solar | [16 empty] | Sanilac | MI |  |  | GREENWOOD - RAPSON (BANNER) 345.0kV | 2028-09-15T04:00:00+00:00 | [9 empty] | ITC | [23 empty] | J3633 |  |  | DPP-2023 | East (ITC) |  |  | 200 | 200 |  | 0 | 0 | 0 | 0
MISO |  |  |  | 2024-04-15T04:00:00+00:00 | Active |  | Battery Storage |  |  |  | Battery Storage | [16 empty] | Gratiot | MI |  |  | NELSON ROAD | 2027-12-31T05:00:00+00:00 | [9 empty] | METC | [23 empty] | J3634 |  |  | DPP-2023 | East (ITC) |  |  | 200 | 200 |  | 0 | 0 | 0 | 0
MISO |  |  |  | 2024-04-15T04:00:00+00:00 | Active |  | Battery Storage |  |  |  | Battery Storage | [16 empty] | Kent | MI |  |  | GAINES | 2027-12-31T05:00:00+00:00 | [9 empty] | METC | [23 empty] | J3635 |  |  | DPP-2023 | East (ITC) |  |  | 200 | 200 |  | 0 | 0 | 0 | 0
MISO |  |  |  | 2024-04-18T04:00:00+00:00 | Active |  | Battery Storage |  |  |  | Battery Storage | [16 empty] | Tuscola | MI |  |  | BAUER | 2028-08-31T04:00:00+00:00 | [9 empty] | ITC | [23 empty] | J3636 |  |  | DPP-2023 | East (ITC) |  |  | 150 | 150 |  | 0 | 0 | 0 | 0
MISO |  |  |  | 2024-04-18T04:00:00+00:00 | Active |  | Combustion Turbine (Simple Cycle) |  |  |  | Gas | [16 empty] | Otsego | MI |  |  | LIVINGSTON - TITTABAWASSEE 345.0kV | 2027-06-30T04:00:00+00:00 | [9 empty] | METC | [23 empty] | J3637 |  |  | DPP-2023 | East (ITC) |  |  | 90 | 90 |  | 0 | 0 | 0 | 0
MISO |  |  |  | 2024-04-18T04:00:00+00:00 | Active |  | Battery Storage |  |  |  | Battery Storage | [16 empty] | Dickinson | MI |  |  | Niagara Of Wis Tap 1 (78662) - Niagra Paper Of Wisconsin 138.0kV | 2028-10-16T04:00:00+00:00 | [9 empty] | AMERICAN TRANSMISSION COMPANY | [23 empty] | J3638 |  |  | DPP-2023 | East (ATC) |  |  | 50 | 50 |  | 0 | 0 | 0 | 0
MISO |  |  |  | 2024-04-17T04:00:00+00:00 | Active |  | Wind Turbine |  |  |  | Wind | [16 empty] | Columbia | WI |  |  | Columbia - Rockdale 345.0kV | 2028-04-01T04:00:00+00:00 | [9 empty] | AMERICAN TRANSMISSION COMPANY | [23 empty] | J3639 |  |  | DPP-2023 | East (ATC) |  |  | 250 | 250 |  | 0 | 0 | 0 | 0
MISO |  |  |  | 2024-04-17T04:00:00+00:00 | Active |  | Wind Turbine |  |  |  | Wind | [16 empty] | Shiawassee | MI |  |  | MURPHY - NELSON ROAD 345.0kV | 2028-04-01T04:00:00+00:00 | [9 empty] | MICHIGAN PUBLIC POWER AGENCY | [23 empty] | J3640 |  |  | DPP-2023 | East (ITC) |  |  | 300 | 300 |  | 0 | 0 | 0 | 0
MISO |  |  |  | 2024-04-18T04:00:00+00:00 | Active |  | Photovoltaic |  |  |  | Solar | [16 empty] | Dickinson | MI |  |  | Niagara Of Wis Tap 1 (78662) - Niagra Paper Of Wisconsin 138.0kV | 2028-10-16T04:00:00+00:00 | [9 empty] | AMERICAN TRANSMISSION COMPANY | [23 empty] | J3641 |  |  | DPP-2023 | East (ATC) |  |  | 100 | 100 |  | 0 | 0 | 0 | 0
MISO |  |  |  | 2024-04-18T04:00:00+00:00 | Active |  | Photovoltaic |  |  |  | Solar | [16 empty] | Dickinson | MI |  |  | Nordic | 2028-10-16T04:00:00+00:00 | [9 empty] | AMERICAN TRANSMISSION COMPANY | [23 empty] | J3642 |  |  | DPP-2023 | East (ATC) |  |  | 60 | 60 |  | 0 | 0 | 0 | 0
MISO |  |  |  | 2024-04-18T04:00:00+00:00 | Active |  | Battery Storage |  |  |  | Battery Storage | [16 empty] | Midland | MI |  |  | REDSTONE - TITTABAWASSEE 138.0kV | 2028-10-16T04:00:00+00:00 | [9 empty] | METC | [23 empty] | J3643 |  |  | DPP-2023 | East (ITC) |  |  | 50 | 50 |  | 0 | 0 | 0 | 0
MISO |  |  |  | 2024-04-18T04:00:00+00:00 | Active |  | Photovoltaic |  |  |  | Solar | [16 empty] | Bay | MI |  |  | Other_ | 2028-11-01T04:00:00+00:00 | [9 empty] | METC | [23 empty] | J3644 |  |  | DPP-2023 | East (ITC) |  |  | 150 | 150 |  | 0 | 0 | 0 | 0
MISO |  |  |  | 2024-04-17T04:00:00+00:00 | Active |  | Wind Turbine |  |  |  | Wind | [16 empty] | Huron | MI |  |  | RAPSON | 2028-09-01T04:00:00+00:00 | [9 empty] | ITC | [23 empty] | J3645 |  |  | DPP-2023 | East (ITC) |  |  | 150 | 150 |  | 0 | 0 | 0 | 0
MISO |  |  |  | 2024-04-17T04:00:00+00:00 | Active |  | Battery Storage |  |  |  | Battery Storage | [16 empty] | St. Clair | MI |  |  | ST. CLAIR | 2028-11-01T04:00:00+00:00 | [9 empty] | ITC | [23 empty] | J3646 |  |  | DPP-2023 | East (ITC) |  |  | 220 | 220 |  | 0 | 0 | 0 | 0
MISO |  |  |  | 2024-04-15T04:00:00+00:00 | Active |  | Battery Storage |  |  |  | Battery Storage | [16 empty] | Gratiot | MI |  |  | NELSON ROAD | 2028-11-15T05:00:00+00:00 | [9 empty] | METC | [23 empty] | J3647 |  |  | DPP-2023 | East (ITC) |  |  | 220 | 220 |  | 0 | 0 | 0 | 0
MISO |  |  |  | 2024-04-18T04:00:00+00:00 | Active |  | Solar/Battery |  |  |  | Hybrid | [16 empty] | Baraga | MI |  |  | Silver River - M-38 138.0kV | 2028-08-01T04:00:00+00:00 | [9 empty] | AMERICAN TRANSMISSION COMPANY | [23 empty] | J3648 |  |  | DPP-2023 | East (ATC) |  |  | 120 | 120 |  | 0 | 0 | 0 | 0
MISO |  |  |  | 2024-04-18T04:00:00+00:00 | Active |  | Solar/Battery |  |  |  | Hybrid | [16 empty] | Houghton | MI |  |  | Winona | 2028-08-01T04:00:00+00:00 | [9 empty] | AMERICAN TRANSMISSION COMPANY | [23 empty] | J3649 |  |  | DPP-2023 | East (ATC) |  |  | 200 | 200 |  | 0 | 0 | 0 | 0
MISO |  |  |  | 2024-04-15T04:00:00+00:00 | Active |  | Battery Storage |  |  |  | Battery Storage | [16 empty] | Genesee | MI |  |  | BEVERIDGE | 2028-11-15T05:00:00+00:00 | [9 empty] | METC | [23 empty] | J3650 |  |  | DPP-2023 | East (ITC) |  |  | 150 | 150 |  | 0 | 0 | 0 | 0
MISO |  |  |  | 2024-04-16T04:00:00+00:00 | Active |  | Battery Storage |  |  |  | Battery Storage | [16 empty] | Lenawee | MI |  |  | BEECHER - KNOWLES 138.0kV | 2028-09-30T04:00:00+00:00 | [9 empty] | METC | [23 empty] | J3651 |  |  | DPP-2023 | East (ITC) |  |  | 150 | 150 |  | 0 | 0 | 0 | 0
MISO |  |  |  | 2024-04-16T04:00:00+00:00 | Active |  | Photovoltaic |  |  |  | Solar | [16 empty] | Lenawee | MI |  |  | BEECHER - KNOWLES 138.0kV | 2028-09-30T04:00:00+00:00 | [9 empty] | GridUnity | [23 empty] | J3652 |  |  | DPP-2023 | East (ITC) |  |  | 150 | 150 |  | 0 | 0 | 0 | 0
MISO |  |  |  | 2024-04-05T04:00:00+00:00 | Active |  | Photovoltaic |  |  |  | Solar | [16 empty] | Washtenaw | MI |  |  | Superior 120 kV | 2030-01-01T05:00:00+00:00 | [9 empty] | ITC | [23 empty] | J3653 |  |  | DPP-2023 | East (ITC) |  |  | 80 | 80 |  | 0 | 0 | 0 | 0
MISO |  |  |  | 2024-04-05T04:00:00+00:00 | Active |  | Battery Storage |  |  |  | Battery Storage | [16 empty] | Washtenaw | MI |  |  | SUPERIOR 120 kV | 2030-01-01T05:00:00+00:00 | [9 empty] | ITC | [23 empty] | J3654 |  |  | DPP-2023 | East (ITC) |  |  | 150 | 150 |  | 0 | 0 | 0 | 0
MISO |  |  |  | 2024-04-17T04:00:00+00:00 | Active |  | Wind Turbine |  |  |  | Wind | [16 empty] | Dallas | IA |  |  | OVERLAND TRAIL - FALLOW AVENUE 345.0kV | 2028-04-01T04:00:00+00:00 | [9 empty] | MIDAMERICAN ENERGY CO. | [23 empty] | J3655 |  |  | DPP-2023 | West |  |  | 200 | 200 |  | 0 | 0 | 0 | 0
MISO |  |  |  | 2024-03-26T04:00:00+00:00 | Active |  | Battery Storage |  |  |  | Battery Storage | [16 empty] | Saginaw | MI |  |  | BAUER | 2028-06-30T04:00:00+00:00 | [9 empty] | ITC | [23 empty] | J3656 |  |  | DPP-2023 | East (ITC) |  |  | 250 | 250 |  | 0 | 0 | 0 | 0
MISO |  |  |  | 2024-04-04T04:00:00+00:00 | Active |  | Photovoltaic |  |  |  | Solar | [16 empty] | Washington | MS |  |  | Greer Solar substation J1458 | 2028-06-15T04:00:00+00:00 | [9 empty] | ENTERGY MISSISSIPPI, LLC. | [23 empty] | J3657 |  |  | DPP-2023 | South |  |  | 50 | 50 |  | 0 | 0 | 0 | 0
MISO |  |  |  | 2024-03-25T04:00:00+00:00 | Active |  | Solar/Battery |  |  |  | Hybrid | [16 empty] | Clark | AR |  |  | GURDON - BEIRNE 115.0kV | 2028-06-30T04:00:00+00:00 | [9 empty] | ENTERGY ARKANSAS, LLC | [23 empty] | J3658 |  |  | DPP-2023 | South |  |  | 150 | 150 |  | 0 | 0 | 0 | 0
MISO |  |  |  | 2024-04-16T04:00:00+00:00 | Active |  | Solar/Battery |  |  |  | Hybrid | [16 empty] | Avoyelles | LA |  |  | Yellow Bayou | 2027-12-27T05:00:00+00:00 | [9 empty] | CLECO POWER LLC | [23 empty] | J3659 |  |  | DPP-2023 | South |  |  | 90.25 | 90.25 |  | 0 | 0 | 0 | 0
MISO |  |  |  | 2024-04-18T04:00:00+00:00 | Active |  | Battery Storage |  |  |  | Battery Storage | [16 empty] | Rock Island | IL |  |  | Oak Grove 161 kV sub | 2028-06-30T04:00:00+00:00 | [9 empty] | MIDAMERICAN ENERGY CO. | [23 empty] | J3660 |  |  | DPP-2023 | West |  |  | 200 | 200 |  | 0 | 0 | 0 | 0
MISO |  |  |  | 2024-04-14T04:00:00+00:00 | Active |  | Wind Turbine |  |  |  | Wind | [16 empty] | Henry | IA |  |  | 7MAYWOOD - 7SUB T 3 345.0kV | 2028-09-01T04:00:00+00:00 | [9 empty] | GridUnity | [23 empty] | J3661 |  |  | DPP-2023 | West |  |  | 300 | 300 |  | 0 | 0 | 0 | 0
MISO |  |  |  | 2024-04-13T04:00:00+00:00 | Active |  | Battery Storage |  |  |  | Battery Storage | [16 empty] | Monroe | IL |  |  | Valmeyer 138kV. | 2028-09-15T04:00:00+00:00 | [9 empty] | GridUnity | [23 empty] | J3662 |  |  | DPP-2023 | Central |  |  | 200 | 200 |  | 0 | 0 | 0 | 0
MISO |  |  |  | 2024-04-13T04:00:00+00:00 | Active |  | Photovoltaic |  |  |  | Solar | [16 empty] | Morehouse | LA |  |  | OAK RIDGE (LA) - STERLINGTON 115 SWYD 115.0kV | 2028-09-01T04:00:00+00:00 | [9 empty] | ENTERGY LOUISIANA, LLC | [23 empty] | J3663 |  |  | DPP-2023 | South |  |  | 150 | 150 |  | 0 | 0 | 0 | 0
MISO |  |  |  | 2024-04-15T04:00:00+00:00 | Active |  | Solar/Battery |  |  |  | Hybrid | [16 empty] | LaGrange | IN |  |  | Other_ | 2028-12-30T05:00:00+00:00 | [9 empty] | NORTHERN INDIANA PUBLIC SERVICE COMPANY LLC | [23 empty] | J3664 |  |  | DPP-2023 | Central |  |  | 80 | 80 |  | 0 | 0 | 0 | 0
MISO |  |  |  | 2024-04-15T04:00:00+00:00 | Active |  | Battery Storage |  |  |  | Battery Storage | [16 empty] | Redwood | MN |  |  | Redwood Falls Tap - Redwood Falls West 115.0kV | 2028-12-30T05:00:00+00:00 | [9 empty] | GridUnity | [23 empty] | J3665 |  |  | DPP-2023 | West |  |  | 100 | 100 |  | 0 | 0 | 0 | 0
MISO |  |  |  | 2024-04-17T04:00:00+00:00 | Active |  | Combustion Turbine (Simple Cycle) |  |  |  | Gas | [16 empty] | Morgan | IN |  |  | Petersburg - Thompson 345.0kV | 2028-09-30T04:00:00+00:00 | [9 empty] | INDIANAPOLIS POWER & LIGHT COMPANY | [23 empty] | J3666 |  |  | DPP-2023 | Central |  |  | 371.09 | 378.82 |  | 0 | 0 | 0 | 0
MISO |  |  |  | 2024-04-18T04:00:00+00:00 | Active |  | Wind Turbine |  |  |  | Wind | [16 empty] | Dickey | ND |  |  | Other_ | 2028-12-31T05:00:00+00:00 | [9 empty] | GridUnity | [23 empty] | J3667 |  |  | DPP-2023 | West |  |  | 200 | 200 |  | 0 | 0 | 0 | 0
MISO |  |  |  | 2024-04-18T04:00:00+00:00 | Active |  | Photovoltaic |  |  |  | Solar | [16 empty] | Cheboygan | MI |  |  | PORT CALCITE - RIGGSVILLE 138.0kV | 2028-05-31T04:00:00+00:00 | [9 empty] | METC | [23 empty] | J3668 |  |  | DPP-2023 | East (ITC) |  |  | 100 | 100 |  | 0 | 0 | 0 | 0
MISO |  |  |  | 2024-04-18T04:00:00+00:00 | Active |  | Photovoltaic |  |  |  | Solar | [16 empty] | Stevens | MN |  |  | Riverview - Alexandria MRES 345.0kV | 2028-02-01T05:00:00+00:00 | [9 empty] | OTTER TAIL POWER COMPANY | [23 empty] | J3669 |  |  | DPP-2023 | West |  |  | 300 | 300 |  | 0 | 0 | 0 | 0
MISO |  |  |  | 2024-04-18T04:00:00+00:00 | Active |  | Battery Storage |  |  |  | Battery Storage | [16 empty] | LaSalle | IL |  |  | Corbin 138 kV | 2028-06-30T04:00:00+00:00 | [9 empty] | GridUnity | [23 empty] | J3670 |  |  | DPP-2023 | Central |  |  | 100 | 100 |  | 0 | 0 | 0 | 0
MISO |  |  |  | 2024-04-18T04:00:00+00:00 | Active |  | Photovoltaic |  |  |  | Solar | [16 empty] | Shelby | IL |  |  | 4NEOGA 2 - 4SHELBYVL E 138.0kV | 2027-07-27T04:00:00+00:00 | [9 empty] | AMEREN ILLINOIS | [23 empty] | J3671 |  |  | DPP-2023 | Central |  |  | 120 | 120 |  | 0 | 0 | 0 | 0
MISO |  |  |  | 2024-04-18T04:00:00+00:00 | Active |  | Wind Turbine |  |  |  | Wind | [16 empty] | Traverse | MN |  |  | Graceville - Dumont 115.0kV | 2028-10-30T04:00:00+00:00 | [9 empty] | OTTER TAIL POWER COMPANY | [23 empty] | J3672 |  |  | DPP-2023 | West |  |  | 300 | 300 |  | 0 | 0 | 0 | 0
MISO |  |  |  | 2024-04-18T04:00:00+00:00 | Active |  | Photovoltaic |  |  |  | Solar | [16 empty] | Newton | IN |  |  | GOODLAND - MORRISON DITCH 138.0kV | 2028-04-01T04:00:00+00:00 | [9 empty] | NORTHERN INDIANA PUBLIC SERVICE COMPANY LLC | [23 empty] | J3673 |  |  | DPP-2023 | Central |  |  | 150 | 150 |  | 0 | 0 | 0 | 0
MISO |  |  |  | 2024-04-17T04:00:00+00:00 | Active |  | Photovoltaic |  |  |  | Solar | [16 empty] | Jasper | IL |  |  | 4NEWTON - 4WISEMAN 138.0kV | 2028-09-01T04:00:00+00:00 | [9 empty] | AMEREN ILLINOIS | [23 empty] | J3674 |  |  | DPP-2023 | Central |  |  | 100 | 100 |  | 0 | 0 | 0 | 0
MISO |  |  |  | 2024-04-18T04:00:00+00:00 | Active |  | Photovoltaic |  |  |  | Solar | [16 empty] | Roseau | MN |  |  | Moranville (Bus# 657999) | 2028-09-30T04:00:00+00:00 | [9 empty] | GridUnity | [23 empty] | J3675 |  |  | DPP-2023 | West |  |  | 100 | 100 |  | 0 | 0 | 0 | 0
MISO |  |  |  | 2024-04-18T04:00:00+00:00 | Active |  | Solar/Battery |  |  |  | Hybrid | [16 empty] | Otsego | MI |  |  | Gaylord - Atlanta 138.0kV | 2027-12-15T05:00:00+00:00 | [9 empty] | WOLVERINE POWER SUPPLY COOPERATIVE | [23 empty] | J3676 |  |  | DPP-2023 | East (ITC) |  |  | 93 | 93 |  | 0 | 0 | 0 | 0
MISO |  |  |  | 2024-04-17T04:00:00+00:00 | Active |  | Photovoltaic |  |  |  | Solar | [16 empty] | Daviess | IN |  |  | Other_ | 2027-01-31T05:00:00+00:00 | [9 empty] | DUKE ENERGY INDIANA, LLC | [23 empty] | J3677 |  |  | DPP-2023 | Central |  |  | 148 | 148 |  | 0 | 0 | 0 | 0
MISO |  |  |  | 2024-04-18T04:00:00+00:00 | Active |  | Battery Storage |  |  |  | Battery Storage | [16 empty] | Vermillion | IN |  |  | CAYUGA 345 | 2027-09-10T04:00:00+00:00 | [9 empty] | DUKE ENERGY INDIANA, LLC | [23 empty] | J3678 |  |  | DPP-2023 | Central |  |  | 300 | 300 |  | 0 | 0 | 0 | 0
MISO |  |  |  | 2024-04-18T04:00:00+00:00 | Active |  | Photovoltaic |  |  |  | Solar | [16 empty] | LaPorte | IN |  |  | BABCOCK - STILLWELL 345.0kV | 2028-01-31T05:00:00+00:00 | [9 empty] | NORTHERN INDIANA PUBLIC SERVICE COMPANY LLC | [23 empty] | J3679 |  |  | DPP-2023 | Central |  |  | 149 | 149 |  | 0 | 0 | 0 | 0
MISO |  |  |  | 2024-04-18T04:00:00+00:00 | Active |  | Solar/Battery |  |  |  | Hybrid | [16 empty] | Scott | MS |  |  | PELAHATCHIE | 2028-11-15T05:00:00+00:00 | [9 empty] | ENTERGY MISSISSIPPI, LLC. | [23 empty] | J3680 |  |  | DPP-2023 | South |  |  | 189 | 189 |  | 0 | 0 | 0 | 0
MISO |  |  |  | 2024-04-18T04:00:00+00:00 | Active |  | Wind Turbine |  |  |  | Wind | [16 empty] | McLean | IL |  |  | 7CLINTON - 7BROKAW 345.0kV | 2028-04-01T04:00:00+00:00 | [9 empty] | AMEREN ILLINOIS | [23 empty] | J3681 |  |  | DPP-2023 | Central |  |  | 300 | 300 |  | 0 | 0 | 0 | 0
MISO |  |  |  | 2024-04-18T04:00:00+00:00 | Active |  | Photovoltaic |  |  |  | Solar | [16 empty] | Muskegon | MI |  |  | FOUR MILE - WHITE ROAD 138.0kV | 2028-04-01T04:00:00+00:00 | [9 empty] | METC | [23 empty] | J3682 |  |  | DPP-2023 | East (ITC) |  |  | 150 | 150 |  | 0 | 0 | 0 | 0
MISO |  |  |  | 2024-04-17T04:00:00+00:00 | Active |  | Photovoltaic |  |  |  | Solar | [16 empty] | Scott | IL |  |  | 4BALLARD - 4MEREDOSA 138.0kV | 2028-09-01T04:00:00+00:00 | [9 empty] | AMEREN ILLINOIS | [23 empty] | J3683 |  |  | DPP-2023 | Central |  |  | 100 | 100 |  | 0 | 0 | 0 | 0
MISO |  |  |  | 2024-04-17T04:00:00+00:00 | Active |  | Photovoltaic |  |  |  | Solar | [16 empty] | Morgan | IL |  |  | 4JACK_IND N - 4YATES 138.0kV | 2028-09-01T04:00:00+00:00 | [9 empty] | AMEREN ILLINOIS | [23 empty] | J3684 |  |  | DPP-2023 | Central |  |  | 100 | 100 |  | 0 | 0 | 0 | 0
MISO |  |  |  | 2024-04-17T04:00:00+00:00 | Active |  | Photovoltaic |  |  |  | Solar | [16 empty] | Pike | IL |  |  | 4HULL - 4MEPPEN T 138.0kV | 2028-09-01T04:00:00+00:00 | [9 empty] | AMEREN ILLINOIS | [23 empty] | J3685 |  |  | DPP-2023 | Central |  |  | 100 | 100 |  | 0 | 0 | 0 | 0
MISO |  |  |  | 2024-04-17T04:00:00+00:00 | Active |  | Photovoltaic |  |  |  | Solar | [16 empty] | Christian | IL |  |  | 4AUSTIN - 4TAYLORVL 138.0kV | 2028-09-01T04:00:00+00:00 | [9 empty] | AMEREN ILLINOIS | [23 empty] | J3686 |  |  | DPP-2023 | Central |  |  | 190 | 190 |  | 0 | 0 | 0 | 0
MISO |  |  |  | 2024-04-16T04:00:00+00:00 | Active |  | Photovoltaic |  |  |  | Solar | [16 empty] | Fayette | IL |  |  | 4OTEGO - 4KINMUNDY 138.0kV | 2027-07-23T04:00:00+00:00 | [9 empty] | AMEREN ILLINOIS | [23 empty] | J3687 |  |  | DPP-2023 | Central |  |  | 140 | 140 |  | 0 | 0 | 0 | 0
MISO |  |  |  | 2024-04-17T04:00:00+00:00 | Active |  | Battery Storage |  |  |  | Battery Storage | [16 empty] | White | IN |  |  | MONTICELLO - SPRINGBORO(DUKE) 138.0kV | 2028-09-30T04:00:00+00:00 | [9 empty] | NORTHERN INDIANA PUBLIC SERVICE COMPANY LLC | [23 empty] | J3688 |  |  | DPP-2023 | Central |  |  | 150 | 150 |  | 0 | 0 | 0 | 0
MISO |  |  |  | 2024-04-16T04:00:00+00:00 | Active |  | Battery Storage |  |  |  | Battery Storage | [16 empty] | Montgomery | IN |  |  | Other_ | 2028-09-30T04:00:00+00:00 | [9 empty] | GridUnity | [23 empty] | J3689 |  |  | DPP-2023 | Central |  |  | 200 | 200 |  | 0 | 0 | 0 | 0
MISO |  |  |  | 2024-04-16T04:00:00+00:00 | Active |  | Battery Storage |  |  |  | Battery Storage | [16 empty] | Scott | MO |  |  | 5STODDARD - 5MORLEY (AECI) 161.0kV | 2028-09-30T04:00:00+00:00 | [9 empty] | AMEREN MISSOURI | [23 empty] | J3690 |  |  | DPP-2023 | Central |  |  | 300 | 300 |  | 0 | 0 | 0 | 0
MISO |  |  |  | 2024-04-18T04:00:00+00:00 | Active |  | Battery Storage |  |  |  | Battery Storage | [16 empty] | White | IN |  |  | REYNOLDS | 2028-05-31T04:00:00+00:00 | [9 empty] | NORTHERN INDIANA PUBLIC SERVICE COMPANY LLC | [23 empty] | J3691 |  |  | DPP-2023 | Central |  |  | 200 | 200 |  | 0 | 0 | 0 | 0
MISO |  |  |  | 2024-04-18T04:00:00+00:00 | Active |  | Battery Storage |  |  |  | Battery Storage | [16 empty] | Cheboygan | MI |  |  | PORT CALCITE - RIGGSVILLE 138.0kV | 2028-05-31T04:00:00+00:00 | [9 empty] | METC | [23 empty] | J3692 |  |  | DPP-2023 | East (ITC) |  |  | 100 | 100 |  | 0 | 0 | 0 | 0
MISO |  |  |  | 2024-04-17T04:00:00+00:00 | Active |  | Battery Storage |  |  |  | Battery Storage | [16 empty] | Marshall | IN |  |  | BURR OAK - LEESBURG 345.0kV | 2026-10-01T04:00:00+00:00 | [9 empty] | NORTHERN INDIANA PUBLIC SERVICE COMPANY LLC | [23 empty] | J3693 |  |  | DPP-2023 | Central |  |  | 300 | 300 |  | 0 | 0 | 0 | 0
MISO |  |  |  | 2024-04-17T04:00:00+00:00 | Active |  | Battery Storage |  |  |  | Battery Storage | [16 empty] | Vermillion | IN |  |  | Sugar Creek - Cayuga CT 345.0kV | 2026-10-01T04:00:00+00:00 | [9 empty] | DUKE ENERGY INDIANA, LLC | [23 empty] | J3694 |  |  | DPP-2023 | Central |  |  | 300 | 300 |  | 0 | 0 | 0 | 0
MISO |  |  |  | 2024-04-18T04:00:00+00:00 | Active |  | Battery Storage |  |  |  | Battery Storage | [16 empty] | Clark | IL |  |  | 7CASEY - 7SNYDER 345.0kV | 2028-09-30T04:00:00+00:00 | [9 empty] | AMEREN ILLINOIS | [23 empty] | J3695 |  |  | DPP-2023 | Central |  |  | 150 | 150 |  | 0 | 0 | 0 | 0
MISO |  |  |  | 2024-04-15T04:00:00+00:00 | Active |  | Battery Storage |  |  |  | Battery Storage | [16 empty] | Montcalm | MI |  |  | NELSON ROAD - VERGENNES 345.0kV | 2026-12-30T05:00:00+00:00 | [9 empty] | METC | [23 empty] | J3696 |  |  | DPP-2023 | East (ITC) |  |  | 225 | 225 |  | 0 | 0 | 0 | 0
MISO |  |  |  | 2024-04-17T04:00:00+00:00 | Active |  | Battery Storage |  |  |  | Battery Storage | [16 empty] | Jennings | IN |  |  | Other_ | 2028-05-01T04:00:00+00:00 | [9 empty] | GridUnity | [23 empty] | J3697 |  |  | DPP-2023 | Central |  |  | 44 | 44 |  | 0 | 0 | 0 | 0
MISO |  |  |  | 2024-04-18T04:00:00+00:00 | Active |  | Battery Storage |  |  |  | Battery Storage | [16 empty] | Roscommon | MI |  |  | HIGGINS - MIO DAM 138.0kV | 2028-10-16T04:00:00+00:00 | [9 empty] | METC | [23 empty] | J3698 |  |  | DPP-2023 | East (ITC) |  |  | 100 | 100 |  | 0 | 0 | 0 | 0
MISO |  |  |  | 2024-04-18T04:00:00+00:00 | Active |  | Wind Turbine |  |  |  | Wind | [16 empty] | Henry | IL |  |  | SUB 39 - OAK GROVE 345.0kV | 2028-04-01T04:00:00+00:00 | [9 empty] | MIDAMERICAN ENERGY CO. | [23 empty] | J3699 |  |  | DPP-2023 | Central |  |  | 300 | 300 |  | 0 | 0 | 0 | 0
MISO |  |  |  | 2024-04-18T04:00:00+00:00 | Active |  | Wind Turbine |  |  |  | Wind | [16 empty] | Champaign | IL |  |  | 7BUNSONVILLE - 7SIDNEY 345.0kV | 2028-04-01T04:00:00+00:00 | [9 empty] | AMEREN ILLINOIS | [23 empty] | J3700 |  |  | DPP-2023 | Central |  |  | 300 | 300 |  | 0 | 0 | 0 | 0
MISO |  |  |  | 2024-04-18T04:00:00+00:00 | Active |  | Wind Turbine |  |  |  | Wind | [16 empty] | Taylor | IA |  |  | ORIENT - NORTHBORO 345.0kV | 2028-04-01T04:00:00+00:00 | [9 empty] | MIDAMERICAN ENERGY CO. | [23 empty] | J3701 |  |  | DPP-2023 | West |  |  | 400 | 400 |  | 0 | 0 | 0 | 0
MISO |  |  |  | 2024-03-27T04:00:00+00:00 | Active |  | Wind Turbine |  |  |  | Wind | [16 empty] | Mitchell | IA |  |  | ADAMS | 2028-06-30T04:00:00+00:00 | [9 empty] | NORTHERN STATES POWER COMPANY | [23 empty] | J3702 |  |  | DPP-2023 | West |  |  | 180 | 180 |  | 0 | 0 | 0 | 0
MISO |  |  |  | 2024-03-25T04:00:00+00:00 | Active |  | Battery Storage |  |  |  | Battery Storage | [16 empty] | Itasca | MN |  |  | Blackberry 230/115kV | 2028-06-15T04:00:00+00:00 | [9 empty] | GridUnity | [23 empty] | J3703 |  |  | DPP-2023 | West |  |  | 200 | 200 |  | 0 | 0 | 0 | 0
MISO |  |  |  | 2024-04-16T04:00:00+00:00 | Active |  | Battery Storage |  |  |  | Battery Storage | [16 empty] | Redwood | MN |  |  | Cedar Mountain - Lyon County 345.0kV | 2028-09-30T04:00:00+00:00 | [9 empty] | GridUnity | [23 empty] | J3704 |  |  | DPP-2023 | West |  |  | 200 | 200 |  | 0 | 0 | 0 | 0
MISO |  |  |  | 2024-04-16T04:00:00+00:00 | Active |  | Wind Turbine |  |  |  | Wind | [16 empty] | Redwood | MN |  |  | Cedar Mountain - Lyon County 345.0kV | 2028-09-30T04:00:00+00:00 | [9 empty] | GridUnity | [23 empty] | J3705 |  |  | DPP-2023 | West |  |  | 200 | 200 |  | 0 | 0 | 0 | 0
MISO |  |  |  | 2024-04-18T04:00:00+00:00 | Active |  | Wind Turbine |  |  |  | Wind | [16 empty] | Mississippi | AR |  |  | GILMORE - WILSON 161.0kV | 2028-05-31T04:00:00+00:00 | [9 empty] | ENTERGY ARKANSAS, LLC | [23 empty] | J3706 |  |  | DPP-2023 | South |  |  | 150 | 150 |  | 0 | 0 | 0 | 0
MISO |  |  |  | 2024-04-16T04:00:00+00:00 | Active |  | Photovoltaic |  |  |  | Solar | [16 empty] | Putnam | IN |  |  | Other_ | 2027-09-15T04:00:00+00:00 | [9 empty] | GridUnity | [23 empty] | J3707 |  |  | DPP-2023 | Central |  |  | 40 | 40 |  | 0 | 0 | 0 | 0
MISO |  |  |  | 2024-04-17T04:00:00+00:00 | Active |  | Combined-Cycle – Steam Plant |  |  |  | Gas | [16 empty] | Jefferson | TX |  |  | LEGEND | 2027-04-30T04:00:00+00:00 | [9 empty] | ENTERGY TEXAS, INC. | [23 empty] | J3708 |  |  | DPP-2023 | South |  |  | 735 | 770 |  | 0 | 0 | 0 | 0
MISO |  |  |  | 2024-04-17T04:00:00+00:00 | Active |  | Battery Storage |  |  |  | Battery Storage | [16 empty] | Marion | IN |  |  | Georgetown | 2028-07-31T04:00:00+00:00 | [9 empty] | INDIANAPOLIS POWER & LIGHT COMPANY | [23 empty] | J3709 |  |  | DPP-2023 | Central |  |  | 47 | 47 |  | 0 | 0 | 0 | 0
MISO |  |  |  | 2024-04-18T04:00:00+00:00 | Active |  | Battery Storage |  |  |  | Battery Storage | [16 empty] | Jersey | IL |  |  | Jerseyville Northwest | 2028-07-31T04:00:00+00:00 | [9 empty] | AMEREN ILLINOIS | [23 empty] | J3710 |  |  | DPP-2023 | Central |  |  | 50 | 50 |  | 0 | 0 | 0 | 0
MISO |  |  |  | 2024-04-16T04:00:00+00:00 | Active |  | Photovoltaic |  |  |  | Solar | [16 empty] | Calhoun | AR |  |  | SHERIDAN EHV - EL DORADO EHV 500.0kV | 2029-07-02T04:00:00+00:00 | [9 empty] | ENTERGY ARKANSAS, LLC | [23 empty] | J3711 |  |  | DPP-2023 | South |  |  | 400 | 400 |  | 0 | 0 | 0 | 0
MISO |  |  |  | 2024-04-18T04:00:00+00:00 | Active |  | Wind Turbine |  |  |  | Wind | [16 empty] | Peoria | IL |  |  | 7FARGO - 7SANDBURG 345.0kV | 2028-04-01T04:00:00+00:00 | [9 empty] | AMEREN ILLINOIS | [23 empty] | J3712 |  |  | DPP-2023 | Central |  |  | 400 | 400 |  | 0 | 0 | 0 | 0
MISO |  |  |  | 2024-04-18T04:00:00+00:00 | Active |  | Wind Turbine |  |  |  | Wind | [16 empty] | Wapello | IA |  |  | Ottumwa Generation - Woody 161kV | 2028-04-01T04:00:00+00:00 | [9 empty] | ITC MIDWEST | [23 empty] | J3713 |  |  | DPP-2023 | West |  |  | 200 | 200 |  | 0 | 0 | 0 | 0
MISO |  |  |  | 2024-04-17T04:00:00+00:00 | Active |  | Photovoltaic |  |  |  | Solar | [16 empty] | Scott | MS |  |  | Homewood 69 - Lake 69.0kV | 2028-04-01T04:00:00+00:00 | [9 empty] | COOPERATIVE ENERGY | [23 empty] | J3714 |  |  | DPP-2023 | South |  |  | 95 | 95 |  | 0 | 0 | 0 | 0
MISO |  |  |  | 2024-04-18T04:00:00+00:00 | Active |  | Solar/Battery |  |  |  | Hybrid | [16 empty] | Jackson | IN |  |  | Other_ | 2028-08-01T04:00:00+00:00 | [9 empty] | HOOSIER ENERGY | [23 empty] | J3715 |  |  | DPP-2023 | Central |  |  | 150 | 150 |  | 0 | 0 | 0 | 0
MISO |  |  |  | 2024-04-18T04:00:00+00:00 | Active |  | Photovoltaic |  |  |  | Solar | [16 empty] | Holmes | MS |  |  | INDIANOLA 230/115 SUB - MCADAMS EHV 230.0kV | 2028-07-03T04:00:00+00:00 | [9 empty] | ENTERGY MISSISSIPPI, LLC. | [23 empty] | J3716 |  |  | DPP-2023 | South |  |  | 199 | 199 |  | 0 | 0 | 0 | 0
MISO |  |  |  | 2024-04-18T04:00:00+00:00 | Active |  | Photovoltaic |  |  |  | Solar | [16 empty] | Yalobusha | MS |  |  | ENID - TILLATOBA 230.0kV | 2028-07-03T04:00:00+00:00 | [9 empty] | ENTERGY MISSISSIPPI, LLC. | [23 empty] | J3717 |  |  | DPP-2023 | South |  |  | 199 | 199 |  | 0 | 0 | 0 | 0
MISO |  |  |  | 2024-03-20T04:00:00+00:00 | Active |  | Photovoltaic |  |  |  | Solar | [16 empty] | Greene | IL |  |  | Roodhouse West | 2028-09-01T04:00:00+00:00 | [9 empty] | AMEREN ILLINOIS | [23 empty] | J3718 |  |  | DPP-2023 | Central |  |  | 200 | 200 |  | 0 | 0 | 0 | 0
MISO |  |  |  | 2024-03-20T04:00:00+00:00 | Active |  | Photovoltaic |  |  |  | Solar | [16 empty] | Miami | IN |  |  | Greentown - Walton. 230.0kV | 2028-09-01T04:00:00+00:00 | [9 empty] | DUKE ENERGY INDIANA, LLC | [23 empty] | J3719 |  |  | DPP-2023 | Central |  |  | 200 | 200 |  | 0 | 0 | 0 | 0
MISO |  |  |  | 2024-03-18T04:00:00+00:00 | Active |  | Photovoltaic |  |  |  | Solar | [16 empty] | Ralls | MO |  |  | 5SPALDNG (AECI) - 5PENOCRK 161.0kV | 2028-09-01T04:00:00+00:00 | [9 empty] | AMEREN MISSOURI | [23 empty] | J3720 |  |  | DPP-2023 | Central |  |  | 200 | 200 |  | 0 | 0 | 0 | 0
MISO |  |  |  | 2024-03-20T04:00:00+00:00 | Active |  | Photovoltaic |  |  |  | Solar | [16 empty] | Spencer | IN |  |  | Culley - Dubois 138.0kV | 2028-09-01T04:00:00+00:00 | [9 empty] | AMEREN ILLINOIS | [23 empty] | J3721 |  |  | DPP-2023 | Central |  |  | 200 | 200 |  | 0 | 0 | 0 | 0
MISO |  |  |  | 2024-03-27T04:00:00+00:00 | Active |  | Photovoltaic |  |  |  | Solar | [16 empty] | Hillsdale | MI |  |  | COLDWATER - MOORE ROAD 138.0kV | 2028-09-01T04:00:00+00:00 | [9 empty] | METC | [23 empty] | J3722 |  |  | DPP-2023 | East (ITC) |  |  | 150 | 150 |  | 0 | 0 | 0 | 0
MISO |  |  |  | 2024-04-15T04:00:00+00:00 | Active |  | Photovoltaic |  |  |  | Solar | [16 empty] | Wexford | MI |  |  | KEYSTONE - LUDINGTON 345.0kV | 2028-09-01T04:00:00+00:00 | [9 empty] | METC | [23 empty] | J3723 |  |  | DPP-2023 | East (ITC) |  |  | 300 | 300 |  | 0 | 0 | 0 | 0
MISO |  |  |  | 2024-04-16T04:00:00+00:00 | Active |  | Photovoltaic |  |  |  | Solar | [16 empty] | Vigo | IN |  |  | Dresser - Wabash River 138.0kV | 2028-09-01T04:00:00+00:00 | [9 empty] | DUKE ENERGY INDIANA, LLC | [23 empty] | J3724 |  |  | DPP-2023 | Central |  |  | 133 | 133 |  | 0 | 0 | 0 | 0
MISO |  |  |  | 2024-04-18T04:00:00+00:00 | Active |  | Photovoltaic |  |  |  | Solar | [16 empty] | Louisa | IA |  |  | SUB 93 LOUISA - SUB T HASKINS 345.0kV | 2028-09-01T04:00:00+00:00 | [9 empty] | MIDAMERICAN ENERGY CO. | [23 empty] | J3725 |  |  | DPP-2023 | West |  |  | 200 | 200 |  | 0 | 0 | 0 | 0
MISO |  |  |  | 2024-03-18T04:00:00+00:00 | Active |  | Battery Storage |  |  |  | Battery Storage | [16 empty] | Hancock | KY |  |  | Skillman | 2027-01-15T05:00:00+00:00 | [9 empty] | BIG RIVERS ELECTRIC CORPORATION | [23 empty] | J3726 |  |  | DPP-2023 | Central |  |  | 200 | 200 |  | 0 | 0 | 0 | 0
MISO |  |  |  | 2024-04-16T04:00:00+00:00 | Active |  | Battery Storage |  |  |  | Battery Storage | [16 empty] | Madison | IL |  |  | Mississippi | 2028-06-30T04:00:00+00:00 | [9 empty] | AMEREN ILLINOIS | [23 empty] | J3727 |  |  | DPP-2023 | Central |  |  | 225 | 225 |  | 0 | 0 | 0 | 0
MISO |  |  |  | 2024-04-18T04:00:00+00:00 | Active |  | Battery Storage |  |  |  | Battery Storage | [16 empty] | Franklin | IL |  |  | Ameren E. West Frankfort - Franklin 138.0kV | 2028-02-01T05:00:00+00:00 | [9 empty] | Southern Illinois Power Cooperative | [23 empty] | J3728 |  |  | DPP-2023 | Central |  |  | 400 | 400 |  | 0 | 0 | 0 | 0
MISO |  |  |  | 2024-04-18T04:00:00+00:00 | Active |  | Battery Storage |  |  |  | Battery Storage | [16 empty] | Franklin | IL |  |  | Benton Northwest | 2028-02-01T05:00:00+00:00 | [9 empty] | AMEREN ILLINOIS | [23 empty] | J3729 |  |  | DPP-2023 | Central |  |  | 300 | 300 |  | 0 | 0 | 0 | 0
MISO |  |  |  | 2024-04-18T04:00:00+00:00 | Active |  | Wind Turbine |  |  |  | Wind | [16 empty] | Macoupin | IL |  |  | MORO 345 kV Substation | 2028-08-01T04:00:00+00:00 | [9 empty] | AMEREN ILLINOIS | [23 empty] | J3730 |  |  | DPP-2023 | Central |  |  | 444 | 444 |  | 0 | 0 | 0 | 0
MISO |  |  |  | 2024-04-17T04:00:00+00:00 | Active |  | Photovoltaic |  |  |  | Solar | [16 empty] | Knox | IN |  |  | Edwardsport - Vincennes 138.0kV | 2027-01-31T05:00:00+00:00 | [9 empty] | DUKE ENERGY INDIANA, LLC | [23 empty] | J3731 |  |  | DPP-2023 | Central |  |  | 160 | 160 |  | 0 | 0 | 0 | 0
MISO |  |  |  | 2024-04-15T04:00:00+00:00 | Active |  | Solar/Battery |  |  |  | Hybrid | [16 empty] | Saline | IL |  |  | 4HARCO - 4MUDDY 138.0kV | 2026-12-30T05:00:00+00:00 | [9 empty] | AMEREN ILLINOIS | [23 empty] | J3732 |  |  | DPP-2023 | Central |  |  | 175 | 175 |  | 0 | 0 | 0 | 0
MISO |  |  |  | 2024-05-25T04:00:00+00:00 | Active |  | Solar/Battery |  |  |  | Hybrid | [16 empty] | Gibson | IN |  |  | Oakland City - Old Ben Coal 138.0kV | 2028-04-17T04:00:00+00:00 | [9 empty] | DUKE ENERGY INDIANA, LLC | [23 empty] | J3733 |  |  | DPP-2023 | Central |  |  | 150 | 150 |  | 0 | 0 | 0 | 0
MISO |  |  |  | 2024-04-05T04:00:00+00:00 | Active |  | Battery Storage |  |  |  | Battery Storage | [16 empty] | Oakland | MI |  |  | STRATFORD | 2028-06-01T04:00:00+00:00 | [9 empty] | ITC | [23 empty] | J3734 |  |  | DPP-2023 | East (ITC) |  |  | 150 | 150 |  | 0 | 0 | 0 | 0
MISO |  |  |  | 2024-04-05T04:00:00+00:00 | Active |  | Battery Storage |  |  |  | Battery Storage | [16 empty] | Genesee | MI |  |  | BEVERIDGE 138kV | 2028-06-01T04:00:00+00:00 | [9 empty] | METC | [23 empty] | J3735 |  |  | DPP-2023 | East (ITC) |  |  | 100 | 100 |  | 0 | 0 | 0 | 0
MISO |  |  |  | 2024-04-17T04:00:00+00:00 | Active |  | Battery Storage |  |  |  | Battery Storage | [16 empty] | Osage | MO |  |  | LOOSE CREEK | 2027-12-03T05:00:00+00:00 | [9 empty] | AMEREN MISSOURI | [23 empty] | J3736 |  |  | DPP-2023 | Central |  |  | 100 | 100 |  | 0 | 0 | 0 | 0
MISO |  |  |  | 2024-04-18T04:00:00+00:00 | Active |  | Battery Storage |  |  |  | Battery Storage | [16 empty] | Mills | IA |  |  | HASTINGS | 2028-06-01T04:00:00+00:00 | [9 empty] | MIDAMERICAN ENERGY CO. | [23 empty] | J3737 |  |  | DPP-2023 | West |  |  | 100 | 100 |  | 0 | 0 | 0 | 0
MISO |  |  |  | 2024-04-18T04:00:00+00:00 | Active |  | Photovoltaic |  |  |  | Solar | [16 empty] | Vermilion | LA |  |  | Gueydan Entergy Power Station 69kV | 2026-12-09T05:00:00+00:00 | [9 empty] | GridUnity | [23 empty] | J3738 |  |  | DPP-2023 | South |  |  | 65 | 65 |  | 0 | 0 | 0 | 0
MISO |  |  |  | 2024-04-15T04:00:00+00:00 | Active |  | Photovoltaic |  |  |  | Solar | [16 empty] | Warren | IL |  |  | 138kV LINE TAP BETWEEN GALESBURG MONMOUTH BOULEVARD (BUS 348956) AND CASTRO JCT (BUS 348917) SUBSTAT | 2028-06-01T04:00:00+00:00 | [9 empty] | GridUnity | [23 empty] | J3739 |  |  | DPP-2023 | Central |  |  | 200 | 200 |  | 0 | 0 | 0 | 0
MISO |  |  |  | 2024-04-16T04:00:00+00:00 | Active |  | Photovoltaic |  |  |  | Solar | [16 empty] | Putnam | IN |  |  | Other_ | 2027-09-15T04:00:00+00:00 | [9 empty] | GridUnity | [23 empty] | J3740 |  |  | DPP-2023 | Central |  |  | 40 | 40 |  | 0 | 0 | 0 | 0
MISO |  |  |  | 2024-04-18T04:00:00+00:00 | Active |  | Photovoltaic |  |  |  | Solar | [16 empty] | Cleveland | AR |  |  | WOODWARD 115 SUB - RISON 115.0kV | 2028-09-30T04:00:00+00:00 | [9 empty] | ENTERGY ARKANSAS, LLC | [23 empty] | J3741 |  |  | DPP-2023 | South |  |  | 155 | 155 |  | 0 | 0 | 0 | 0
MISO |  |  |  | 2024-06-06T04:00:00+00:00 | Active |  | Solar/Battery |  |  |  | Hybrid | [16 empty] | Otter Tail | MN |  |  | Wahpeton - Fergus Falls 230.0kV | 2030-12-15T05:00:00+00:00 | [9 empty] | GREAT RIVER ENERGY | [23 empty] | J3742 |  |  | DPP-2023 | West |  |  | 160 | 160 |  | 0 | 0 | 0 | 0
MISO |  |  |  | 2024-04-12T04:00:00+00:00 | Active |  | Wind Turbine |  |  |  | Wind | [16 empty] | Tuscola | MI |  |  | ARROWHEAD | 2027-05-01T04:00:00+00:00 | [9 empty] | ITC | [23 empty] | J3743 |  |  | DPP-2023 | East (ITC) |  |  | 175.5 | 175.5 |  | 0 | 0 | 0 | 0
MISO |  |  |  | 2024-04-18T04:00:00+00:00 | Active |  | Combined Cycle |  |  |  | Gas | [16 empty] | Mason | MI |  |  | MICHIGAN POWER - PEREMARQUETTE 138.0kV | 1995-10-23T04:00:00+00:00 | [9 empty] | METC | [23 empty] | J3744 |  |  | DPP-2023 | East (ITC) |  |  | 15 | 15 |  | 0 | 0 | 0 | 0
MISO |  |  |  | 2024-04-15T04:00:00+00:00 | Active |  | Solar/Battery |  |  |  | Hybrid | [16 empty] | Dearborn | IN |  |  | Sunman Weisburg | 2028-07-01T04:00:00+00:00 | [9 empty] | DUKE ENERGY INDIANA, LLC | [23 empty] | J3745 |  |  | DPP-2023 | Central |  |  | 150 | 150 |  | 0 | 0 | 0 | 0
MISO |  |  |  | 2024-04-18T04:00:00+00:00 | Active |  | Solar/Battery |  |  |  | Hybrid | [16 empty] | Grant | LA |  |  | Rodemacher - Sherwood 230.0kV | 2028-03-01T05:00:00+00:00 | [9 empty] | CLECO POWER LLC | [23 empty] | J3746 |  |  | DPP-2023 | South |  |  | 250 | 250 |  | 0 | 0 | 0 | 0
MISO |  |  |  | 2024-04-17T04:00:00+00:00 | Active |  | Solar/Battery |  |  |  | Hybrid | [16 empty] | Lonoke | AR |  |  | WHITE BLUFF EHV - KEO EHV 500.0kV | 2028-03-01T05:00:00+00:00 | [9 empty] | ENTERGY ARKANSAS, LLC | [23 empty] | J3747 |  |  | DPP-2023 | South |  |  | 300 | 300 |  | 0 | 0 | 0 | 0
MISO |  |  |  | 2024-04-18T04:00:00+00:00 | Active |  | Solar/Battery |  |  |  | Hybrid | [16 empty] | Washington | MS |  |  | Gerald Andrus 230 kV | 2028-03-01T05:00:00+00:00 | [9 empty] | GridUnity | [23 empty] | J3748 |  |  | DPP-2023 | South |  |  | 200 | 200 |  | 0 | 0 | 0 | 0
MISO |  |  |  | 2024-04-11T04:00:00+00:00 | Active |  | Wind Turbine |  |  |  | Wind | [16 empty] | Lyon | MN |  |  | LYON COUNTY | 2028-06-30T04:00:00+00:00 | [9 empty] | NORTHERN STATES POWER COMPANY | [23 empty] | J3749 |  |  | DPP-2023 | West |  |  | 200 | 200 |  | 0 | 0 | 0 | 0
MISO |  |  |  | 2024-04-18T04:00:00+00:00 | Active |  | Wind Turbine |  |  |  | Wind | [16 empty] | Mercer | IL |  |  | 5SANDBURG - 5MERCER 161.0kV | 2028-10-30T04:00:00+00:00 | [9 empty] | AMEREN ILLINOIS | [23 empty] | J3750 |  |  | DPP-2023 | Central |  |  | 250 | 250 |  | 0 | 0 | 0 | 0
MISO |  |  |  | 2024-04-18T04:00:00+00:00 | Active |  | Wind Turbine |  |  |  | Wind | [16 empty] | Madison | IL |  |  | 7COFFEEN - 7ROXFORD 345.0kV | 2028-10-31T04:00:00+00:00 | [9 empty] | AMEREN ILLINOIS | [23 empty] | J3751 |  |  | DPP-2023 | Central |  |  | 236 | 236 |  | 0 | 0 | 0 | 0
MISO |  |  |  | 2024-04-18T04:00:00+00:00 | Active |  | Photovoltaic |  |  |  | Solar | [16 empty] | Aitkin | MN |  |  | Cromwell (GRE) - Riverton 115kV | 2028-10-01T04:00:00+00:00 | [9 empty] | MINNESOTA POWER INC. | [23 empty] | J3752 |  |  | DPP-2023 | West |  |  | 220 | 220 |  | 0 | 0 | 0 | 0
MISO |  |  |  | 2024-04-18T04:00:00+00:00 | Active |  | Wind Turbine |  |  |  | Wind | [16 empty] | Iroquois | IL |  |  | Other_ | 2028-09-15T04:00:00+00:00 | [9 empty] | GridUnity | [23 empty] | J3753 |  |  | DPP-2023 | Central |  |  | 195.55 | 195.55 |  | 0 | 0 | 0 | 0
MISO |  |  |  | 2024-04-18T04:00:00+00:00 | Active |  | Wind Turbine |  |  |  | Wind | [16 empty] | Iroquois | IL |  |  | Other_ | 2028-09-15T04:00:00+00:00 | [9 empty] | GridUnity | [23 empty] | J3754 |  |  | DPP-2023 | Central |  |  | 146.66 | 146.66 |  | 0 | 0 | 0 | 0
MISO |  |  |  | 2024-04-18T04:00:00+00:00 | Active |  | Wind Turbine |  |  |  | Wind | [16 empty] | Iroquois | IL |  |  | Other_ | 2028-09-15T04:00:00+00:00 | [9 empty] | GridUnity | [23 empty] | J3755 |  |  | DPP-2023 | Central |  |  | 146.66 | 146.66 |  | 0 | 0 | 0 | 0
MISO |  |  |  | 2024-04-17T04:00:00+00:00 | Active |  | Piston (Engine), Internal Combustion (Diesel) |  |  |  | Gas | [16 empty] | Marquette | MI |  |  | Huron | 2019-01-21T05:00:00+00:00 | [9 empty] | AMERICAN TRANSMISSION COMPANY | [23 empty] | J3756 |  |  | DPP-2023 | East (ATC) |  |  | 4.2 | 4.2 |  | 0 | 0 | 0 | 0
MISO |  |  |  | 2024-04-18T04:00:00+00:00 | Active |  | Battery Storage |  |  |  | Battery Storage | [16 empty] | Dubuque | IA |  |  | Salem 161kv | 2028-06-30T04:00:00+00:00 | [9 empty] | ITC MIDWEST | [23 empty] | J3757 |  |  | DPP-2023 | West |  |  | 100 | 100 |  | 0 | 0 | 0 | 0
MISO |  |  |  | 2024-04-18T04:00:00+00:00 | Active |  | Photovoltaic |  |  |  | Solar | [16 empty] | Macon | MO |  |  | Other_ | 2028-09-15T04:00:00+00:00 | [9 empty] | GridUnity | [23 empty] | J3758 |  |  | DPP-2023 | Central |  |  | 300 | 300 |  | 0 | 0 | 0 | 0
MISO |  |  |  | 2024-04-01T04:00:00+00:00 | Active |  | Photovoltaic |  |  |  | Solar | [16 empty] | Jasper | IL |  |  | Newton Switchyard | 2027-04-30T04:00:00+00:00 | [9 empty] | AMEREN ILLINOIS | [23 empty] | J3759 |  |  | DPP-2023 | Central |  |  | 15 | 15 |  | 0 | 0 | 0 | 0
MISO |  |  |  | 2024-04-18T04:00:00+00:00 | Active |  | Photovoltaic |  |  |  | Solar | [16 empty] | Richland | LA |  |  | BAXTER WILSON SES SWYD - PERRYVILLE 500 SWYD 500.0kV | 2028-09-30T04:00:00+00:00 | [9 empty] | ENTERGY MISSISSIPPI, LLC. | [23 empty] | J3760 |  |  | DPP-2023 | South |  |  | 405 | 405 |  | 0 | 0 | 0 | 0
MISO |  |  |  | 2024-04-05T04:00:00+00:00 | Active |  | Photovoltaic |  |  |  | Solar | [16 empty] | Ogemaw | MI |  |  | GALLAGHER - TWINING 138.0kV | 2027-11-01T04:00:00+00:00 | [9 empty] | METC | [23 empty] | J3761 |  |  | DPP-2023 | East (ITC) |  |  | 145.8 | 145.8 |  | 0 | 0 | 0 | 0
MISO |  |  |  | 2024-04-18T04:00:00+00:00 | Active |  | Photovoltaic |  |  |  | Solar | [16 empty] | Clay | MN |  |  | ALEXANDRIA - BISON 345.0kV | 2028-08-01T04:00:00+00:00 | [9 empty] | GREAT RIVER ENERGY | [23 empty] | J3762 |  |  | DPP-2023 | West |  |  | 430 | 430 |  | 0 | 0 | 0 | 0
MISO |  |  |  | 2024-04-18T04:00:00+00:00 | Active |  | Combined-Cycle – Steam Plant |  |  |  | Waste Heat Recovery | [16 empty] | Wayne | MI |  |  | DBGEN GIS | 2026-06-01T04:00:00+00:00 | [9 empty] | ITC | [23 empty] | J3763 |  |  | DPP-2023 | East (ITC) |  |  | 7.5 | 7.5 |  | 0 | 0 | 0 | 0
MISO |  |  |  | 2024-04-18T04:00:00+00:00 | Active |  | Solar/Battery |  |  |  | Hybrid | [16 empty] | Madison | MS |  |  | Virlilia Substation 230 kV | 2028-03-01T05:00:00+00:00 | [9 empty] | GridUnity | [23 empty] | J3764 |  |  | DPP-2023 | South |  |  | 170 | 170 |  | 0 | 0 | 0 | 0
MISO |  |  |  | 2024-04-18T04:00:00+00:00 | Active |  | Steam Turbine (including Nuclear, Geothermal and Solar Steam) |  |  |  | Hybrid | [16 empty] | St. James | LA |  |  | ST JAMES | 2024-04-18T04:00:00+00:00 | [9 empty] | GridUnity | [23 empty] | J3765 |  |  | DPP-2023 | South |  |  | 8 | 8 |  | 0 | 0 | 0 | 0
MISO |  |  |  | 2024-04-18T04:00:00+00:00 | Active |  | Wind Turbine |  |  |  | Wind | [16 empty] | Pottawattamie | IA |  |  | ROLLING HILLS - PONY CREEK 345.0kV | 2026-10-30T04:00:00+00:00 | [9 empty] | MIDAMERICAN ENERGY CO. | [23 empty] | J3766 |  |  | DPP-2023 | West |  |  | 235 | 235 |  | 0 | 0 | 0 | 0
MISO |  |  |  | 2024-04-18T04:00:00+00:00 | Active |  | Photovoltaic |  |  |  | Solar | [16 empty] | Crawford | IN |  |  | ECKERTY - BUECHLER 69.0kV | 2028-09-30T04:00:00+00:00 | [9 empty] | HOOSIER ENERGY | [23 empty] | J3767 |  |  | DPP-2023 | Central |  |  | 38 | 38 |  | 0 | 0 | 0 | 0
MISO |  |  |  | 2024-04-10T04:00:00+00:00 | Active |  | Photovoltaic |  |  |  | Solar | [16 empty] | Walker | TX |  |  | ROCKY CREEK | 2028-08-01T04:00:00+00:00 | [9 empty] | ENTERGY TEXAS, INC. | [23 empty] | J3768 |  |  | DPP-2023 | South |  |  | 200 | 200 |  | 0 | 0 | 0 | 0
MISO |  |  |  | 2024-04-17T04:00:00+00:00 | Active |  | Solar/Battery |  |  |  | Hybrid | [16 empty] | Saginaw | MI |  |  | MURPHY - NELSON ROAD 345.0kV | 2028-08-01T04:00:00+00:00 | [9 empty] | WOLVERINE POWER SUPPLY COOPERATIVE | [23 empty] | J3769 |  |  | DPP-2023 | East (ITC) |  |  | 250 | 250 |  | 0 | 0 | 0 | 0
MISO |  |  |  | 2024-04-01T04:00:00+00:00 | Active |  | Photovoltaic |  |  |  | Solar | [16 empty] | Randolph | IL |  |  | The Baldwin 345kV substation found in the drop down. But please note the POI is same as J1202. The p | 2027-04-30T04:00:00+00:00 | [9 empty] | AMEREN ILLINOIS | [23 empty] | J3770 |  |  | DPP-2023 | Central |  |  | 45.8 | 45.8 |  | 0 | 0 | 0 | 0
MISO |  |  |  | 2024-04-17T04:00:00+00:00 | Active |  | Battery Storage |  |  |  | Battery Storage | [16 empty] | Sabine | LA |  |  | Fisher - Many 138.0kV | 2028-09-30T04:00:00+00:00 | [9 empty] | CLECO POWER LLC | [23 empty] | J3771 |  |  | DPP-2023 | South |  |  | 200 | 200 |  | 0 | 0 | 0 | 0
MISO |  |  |  | 2024-04-17T04:00:00+00:00 | Active |  | Photovoltaic |  |  |  | Solar | [16 empty] | Panola | MS |  |  | BATESVILLE [MS] - MARKS 115.0kV | 2028-07-31T04:00:00+00:00 | [9 empty] | ENTERGY MISSISSIPPI, LLC. | [23 empty] | J3772 |  |  | DPP-2023 | South |  |  | 100 | 100 |  | 0 | 0 | 0 | 0
MISO |  |  |  | 2024-04-17T04:00:00+00:00 | Active |  | Photovoltaic |  |  |  | Solar | [16 empty] | Drew | AR |  |  | MONTICELLO EAST - REED SS 115.0kV | 2028-07-31T04:00:00+00:00 | [9 empty] | ENTERGY ARKANSAS, LLC | [23 empty] | J3773 |  |  | DPP-2023 | South |  |  | 265 | 265 |  | 0 | 0 | 0 | 0
MISO |  |  |  | 2024-04-17T04:00:00+00:00 | Active |  | Photovoltaic |  |  |  | Solar | [16 empty] | Sunflower | MS |  |  | INDIANOLA 230/115 SUB - TILLATOBA 230.0kV | 2028-07-31T04:00:00+00:00 | [9 empty] | ENTERGY MISSISSIPPI, LLC. | [23 empty] | J3774 |  |  | DPP-2023 | South |  |  | 303 | 303 |  | 0 | 0 | 0 | 0
MISO |  |  |  | 2024-04-15T04:00:00+00:00 | Active |  | Solar/Battery |  |  |  | Hybrid | [16 empty] | Desha | AR |  |  | DUMAS - REED SS 115.0kV | 2028-12-01T05:00:00+00:00 | [9 empty] | ENTERGY ARKANSAS, LLC | [23 empty] | J3775 |  |  | DPP-2023 | South |  |  | 160 | 160 |  | 0 | 0 | 0 | 0
MISO |  |  |  | 2024-04-18T04:00:00+00:00 | Active |  | Battery Storage |  |  |  | Battery Storage | [16 empty] | Midland | MI |  |  | TittabawASSEE | 2028-09-30T04:00:00+00:00 | [9 empty] | METC | [23 empty] | J3776 |  |  | DPP-2023 | East (ITC) |  |  | 150 | 150 |  | 0 | 0 | 0 | 0
MISO |  |  |  | 2024-04-12T04:00:00+00:00 | Active |  | Photovoltaic |  |  |  | Solar | [16 empty] | Cheboygan | MI |  |  | Other_ | 2028-04-01T04:00:00+00:00 | [9 empty] | GridUnity | [23 empty] | J3777 |  |  | DPP-2023 | East (ITC) |  |  | 91.8 | 91.8 |  | 0 | 0 | 0 | 0
MISO |  |  |  | 2024-04-15T04:00:00+00:00 | Active |  | Battery Storage |  |  |  | Battery Storage | [16 empty] | Otter Tail | MN |  |  | Fergus Falls MRES | 2031-01-01T05:00:00+00:00 | [9 empty] | MISSOURI RIVER ENERGY SERVICES - TRANSMISSION | [23 empty] | J3778 |  |  | DPP-2023 | West |  |  | 100 | 100 |  | 0 | 0 | 0 | 0
MISO |  |  |  | 2024-04-17T04:00:00+00:00 | Active |  | Wind Turbine |  |  |  | Wind | [16 empty] | Henderson | KY |  |  | AB Brown 345 - Reid EHV (BREC Terminal) 345.0kV | 2026-10-15T04:00:00+00:00 | [9 empty] | Southern Indiana Gas & Electric Company d/b/a Centerpoint Energy Indiana South | [23 empty] | J3779 |  |  | DPP-2023 | Central |  |  | 100 | 100 |  | 0 | 0 | 0 | 0
MISO |  |  |  | 2024-04-18T04:00:00+00:00 | Active |  | Battery Storage |  |  |  | Battery Storage | [16 empty] | Buchanan | IA |  |  | Hazleton | 2028-06-30T04:00:00+00:00 | [9 empty] | ITC MIDWEST | [23 empty] | J3780 |  |  | DPP-2023 | West |  |  | 200 | 200 |  | 0 | 0 | 0 | 0
MISO |  |  |  | 2024-04-18T04:00:00+00:00 | Active |  | Photovoltaic |  |  |  | Solar | [16 empty] | Jefferson Davis | LA |  |  | HEBERT (SLEMCO) - HENNING 138.0kV | 2027-07-27T04:00:00+00:00 | [9 empty] | ENTERGY LOUISIANA, LLC | [23 empty] | J3781 |  |  | DPP-2023 | South |  |  | 150 | 150 |  | 0 | 0 | 0 | 0
MISO |  |  |  | 2024-04-18T04:00:00+00:00 | Active |  | Battery Storage |  |  |  | Battery Storage | [16 empty] | Saginaw | MI |  |  | 18MURPHY | 2027-07-26T04:00:00+00:00 | [9 empty] | METC | [23 empty] | J3782 |  |  | DPP-2023 | East (ITC) |  |  | 180 | 180 |  | 0 | 0 | 0 | 0
MISO |  |  |  | 2024-04-18T04:00:00+00:00 | Active |  | Photovoltaic |  |  |  | Hybrid | [16 empty] | Cross | AR |  |  | AECC WYNNE EAST - PARKIN 161.0kV | 2028-01-01T05:00:00+00:00 | [9 empty] | ENTERGY ARKANSAS, LLC | [23 empty] | J3783 |  |  | DPP-2023 | South |  |  | 200 | 200 |  | 0 | 0 | 0 | 0
MISO |  |  |  | 2024-04-18T04:00:00+00:00 | Active |  | Battery Storage |  |  |  | Battery Storage | [16 empty] | Ozaukee | WI |  |  | Saukville (Cedarsauk) | 2028-06-30T04:00:00+00:00 | [9 empty] | AMERICAN TRANSMISSION COMPANY | [23 empty] | J3784 |  |  | DPP-2023 | East (ATC) |  |  | 200 | 200 |  | 0 | 0 | 0 | 0
MISO |  |  |  | 2024-04-18T04:00:00+00:00 | Active |  | Battery Storage |  |  |  | Battery Storage | [16 empty] | Kenosha | MI |  |  | Pleasant Prairie | 2028-06-30T04:00:00+00:00 | [9 empty] | AMERICAN TRANSMISSION COMPANY | [23 empty] | J3785 |  |  | DPP-2023 | East (ATC) |  |  | 200 | 200 |  | 0 | 0 | 0 | 0
MISO |  |  |  | 2024-04-18T04:00:00+00:00 | Active |  | Battery Storage |  |  |  | Battery Storage | [16 empty] | Washtenaw | MI |  |  | Coventry 230kV | 2028-06-30T04:00:00+00:00 | [9 empty] | GridUnity | [23 empty] | J3786 |  |  | DPP-2023 | East (ITC) |  |  | 200 | 200 |  | 0 | 0 | 0 | 0
MISO |  |  |  | 2024-04-16T04:00:00+00:00 | Active |  | Photovoltaic |  |  |  | Solar | [16 empty] | Stutsman | ND |  |  | Jamestown 345 kV Substation | 2028-06-30T04:00:00+00:00 | [9 empty] | OTTER TAIL POWER COMPANY | [23 empty] | J3787 |  |  | DPP-2023 | West |  |  | 247 | 247 |  | 0 | 0 | 0 | 0
MISO |  |  |  | 2024-04-17T04:00:00+00:00 | Active |  | Photovoltaic |  |  |  | Solar | [16 empty] | Grant | AR |  |  | AECC GRAPEVINE - CARTHAGE (AR) 115.0kV | 2028-01-01T05:00:00+00:00 | [9 empty] | ENTERGY ARKANSAS, LLC | [23 empty] | J3788 |  |  | DPP-2023 | South |  |  | 150 | 150 |  | 0 | 0 | 0 | 0
MISO |  |  |  | 2024-04-17T04:00:00+00:00 | Active |  | Solar/Battery |  |  |  | Hybrid | [16 empty] | Hancock | IN |  |  | FOUNTAINTOWN | 2028-07-30T04:00:00+00:00 | [9 empty] | DUKE ENERGY INDIANA, LLC | [23 empty] | J3789 |  |  | DPP-2023 | Central |  |  | 77 | 77 |  | 0 | 0 | 0 | 0
MISO |  |  |  | 2024-04-17T04:00:00+00:00 | Active |  | Photovoltaic |  |  |  | Solar | [16 empty] | Lee | AR |  |  | MARIANNA - WEST HELENA 115.0kV | 2028-01-01T05:00:00+00:00 | [9 empty] | ENTERGY ARKANSAS, LLC | [23 empty] | J3790 |  |  | DPP-2023 | South |  |  | 120 | 120 |  | 0 | 0 | 0 | 0
MISO |  |  |  | 2024-04-17T04:00:00+00:00 | Active |  | Battery Storage |  |  |  | Battery Storage | [16 empty] | Houston | MN |  |  | Caledonia | 2028-05-07T04:00:00+00:00 | [9 empty] | SOUTHERN MINNESOTA MUNICIPAL POWER AGENCY | [23 empty] | J3791 |  |  | DPP-2023 | West |  |  | 50 | 50 |  | 0 | 0 | 0 | 0
MISO |  |  |  | 2024-04-18T04:00:00+00:00 | Active |  | Photovoltaic |  |  |  | Solar | [16 empty] | Gratiot | MI |  |  | ALMA - VESTABURG 138.0kV | 2028-04-01T04:00:00+00:00 | [9 empty] | METC | [23 empty] | J3792 |  |  | DPP-2023 | East (ITC) |  |  | 125 | 125 |  | 0 | 0 | 0 | 0
MISO |  |  |  | 2024-04-18T04:00:00+00:00 | Active |  | Photovoltaic |  |  |  | Solar | [16 empty] | Rapides | LA |  |  | East Leesville - Rodemacher 230.0kV | 2028-04-01T04:00:00+00:00 | [9 empty] | CLECO POWER LLC | [23 empty] | J3793 |  |  | DPP-2023 | South |  |  | 100 | 100 |  | 0 | 0 | 0 | 0
MISO |  |  |  | 2024-04-18T04:00:00+00:00 | Active |  | Solar/Battery |  |  |  | Hybrid | [16 empty] | Daviess | KY |  |  | Daviess County - Utica 69.0kV | 2028-01-01T05:00:00+00:00 | [9 empty] | GridUnity | [23 empty] | J3794 |  |  | DPP-2023 | Central |  |  | 50 | 50 |  | 0 | 0 | 0 | 0
MISO |  |  |  | 2024-04-18T04:00:00+00:00 | Active |  | Solar/Battery |  |  |  | Hybrid | [16 empty] | Knox | MO |  |  | 7FABIUS - 7MAYWOOD 345.0kV | 2028-01-01T05:00:00+00:00 | [9 empty] | GridUnity | [23 empty] | J3795 |  |  | DPP-2023 | Central |  |  | 91 | 91 |  | 0 | 0 | 0 | 0
MISO |  |  |  | 2024-04-17T04:00:00+00:00 | Active |  | Combined-Cycle – Steam Plant |  |  |  | Gas | [16 empty] | Calcasieu | LA |  |  | NELSON 230 SWYD | 2028-11-30T05:00:00+00:00 | [9 empty] | ENTERGY LOUISIANA, LLC | [23 empty] | J3796 |  |  | DPP-2023 | South |  |  | 735 | 770 |  | 0 | 0 | 0 | 0
MISO |  |  |  | 2024-04-18T04:00:00+00:00 | Active |  | Photovoltaic |  |  |  | Solar | [16 empty] | Edgar | IL |  |  | 7KANSAS - 08SUGCRK 345.0kV | 2028-03-31T04:00:00+00:00 | [9 empty] | AMEREN TRANSMISSION COMPANY OF ILLINOIS | [23 empty] | J3797 |  |  | DPP-2023 | Central |  |  | 141.23 | 141.23 |  | 0 | 0 | 0 | 0
MISO |  |  |  | 2024-03-27T04:00:00+00:00 | Active |  | Wind Turbine |  |  |  | Wind | [16 empty] | Winnebago | IA |  |  | Bison - Colby 345kV | 2028-06-30T04:00:00+00:00 | [9 empty] | ITC MIDWEST | [23 empty] | J3798 |  |  | DPP-2023 | West |  |  | 320 | 320 |  | 0 | 0 | 0 | 0
MISO |  |  |  | 2024-04-18T04:00:00+00:00 | Active |  | Combined Cycle |  |  |  | Gas | [16 empty] | Livingston | MI |  |  | BLACKFOOT - MADRID 345.0kV | 2030-04-01T04:00:00+00:00 | [9 empty] | METC | [23 empty] | J3799 |  |  | DPP-2024 | East (ITC) |  |  | 1452 | 1452 |  | 0 | 0 | 0 | 0
MISO |  |  |  | 2024-04-17T04:00:00+00:00 | Active |  | Piston (Engine), Internal Combustion (Diesel) |  |  |  | Gas | [16 empty] | Baraga | MI |  |  | Silver River | 2019-01-21T05:00:00+00:00 | [9 empty] | AMERICAN TRANSMISSION COMPANY | [23 empty] | J3800 |  |  | DPP-2023 | East (ATC) |  |  | 1.8 | 1.8 |  | 0 | 0 | 0 | 0
MISO |  |  |  | 2024-04-18T04:00:00+00:00 | Active |  | Photovoltaic |  |  |  | Solar | [16 empty] | Mercer | IL |  |  | OAK GROVE - SANDBURG (AMRN) 345.0kV | 2028-03-31T04:00:00+00:00 | [9 empty] | MIDAMERICAN ENERGY CO. | [23 empty] | J3801 |  |  | DPP-2023 | Central |  |  | 195.64 | 195.64 |  | 0 | 0 | 0 | 0
MISO |  |  |  | 2024-04-17T04:00:00+00:00 | Active |  | Photovoltaic |  |  |  | Solar | [16 empty] | Phillips | AR |  |  | RITCHIE SWYD - TARLETON 230.0kV | 2028-09-04T04:00:00+00:00 | [9 empty] | ENTERGY ARKANSAS, LLC | [23 empty] | J3802 |  |  | DPP-2023 | South |  |  | 300 | 300 |  | 0 | 0 | 0 | 0
MISO |  |  |  | 2024-04-18T04:00:00+00:00 | Active |  | Photovoltaic |  |  |  | Solar | [16 empty] | Monroe | MI |  |  | LEMOYNE - MAJESTIC 345.0kV | 2028-04-01T04:00:00+00:00 | [9 empty] | METC | [23 empty] | J3803 |  |  | DPP-2023 | East (ITC) |  |  | 200 | 200 |  | 0 | 0 | 0 | 0
MISO |  |  |  | 2024-04-18T04:00:00+00:00 | Active |  | Battery Storage |  |  |  | Battery Storage | [16 empty] | Putnam | IN |  |  | Edwardsport IGCC - Amo 345.0kV | 2028-06-30T04:00:00+00:00 | [9 empty] | DUKE ENERGY INDIANA, LLC | [23 empty] | J3804 |  |  | DPP-2023 | Central |  |  | 100 | 100 |  | 0 | 0 | 0 | 0
MISO |  |  |  | 2024-03-27T04:00:00+00:00 | Active |  | Photovoltaic |  |  |  | Solar | [16 empty] | Fayette | IL |  |  | Coffeen North-Ramsey East-4557 | 2027-09-01T04:00:00+00:00 | [9 empty] | AMEREN TRANSMISSION COMPANY OF ILLINOIS | [23 empty] | J3805 |  |  | DPP-2023 | Central |  |  | 250 | 250 |  | 0 | 0 | 0 | 0
MISO |  |  |  | 2024-04-16T04:00:00+00:00 | Active |  | Photovoltaic |  |  |  | Solar | [16 empty] | Sunflower | MS |  |  | STEINER (CE) - SHAW SS (CE) 115.0kV | 2028-06-01T04:00:00+00:00 | [9 empty] | ENTERGY MISSISSIPPI, LLC. | [23 empty] | J3806 |  |  | DPP-2023 | South |  |  | 100 | 100 |  | 0 | 0 | 0 | 0
MISO |  |  |  | 2024-04-09T04:00:00+00:00 | Active |  | Battery Storage |  |  |  | Battery Storage | [16 empty] | Goodhue | MN |  |  | Hampton - Prairie Island 345.0kV | 2028-08-01T04:00:00+00:00 | [9 empty] | GridUnity | [23 empty] | J3807 |  |  | DPP-2023 | West |  |  | 100 | 100 |  | 0 | 0 | 0 | 0
MISO |  |  |  | 2024-04-16T04:00:00+00:00 | Active |  | Wind Turbine |  |  |  | Wind | [16 empty] | Webster | IA |  |  | IRVINGTON - WEBSTER 345.0kV | 2028-05-01T04:00:00+00:00 | [9 empty] | GridUnity | [23 empty] | J3808 |  |  | DPP-2023 | West |  |  | 300 | 300 |  | 0 | 0 | 0 | 0
MISO |  |  |  | 2024-04-17T04:00:00+00:00 | Active |  | Wind Turbine |  |  |  | Wind | [16 empty] | Mason | IL |  |  | POWERTON;RT - 4TOWERLINE 138.0kV | 2028-09-01T04:00:00+00:00 | [9 empty] | AMEREN ILLINOIS | [23 empty] | J3809 |  |  | DPP-2023 | Central |  |  | 199.99 | 199.99 |  | 0 | 0 | 0 | 0
MISO |  |  |  | 2024-04-17T04:00:00+00:00 | Active |  | Battery Storage |  |  |  | Battery Storage | [16 empty] | Knox | IN |  |  | Edwardsport IGCC - Amo 345.0kV | 2026-10-01T04:00:00+00:00 | [9 empty] | DUKE ENERGY INDIANA, LLC | [23 empty] | J3810 |  |  | DPP-2023 | Central |  |  | 300 | 300 |  | 0 | 0 | 0 | 0
MISO |  |  |  | 2024-04-18T04:00:00+00:00 | Active |  | Photovoltaic |  |  |  | Solar | [16 empty] | Clay | IL |  |  | 4KINMUNDY S - 4TANNER 138.0kV | 2028-09-30T04:00:00+00:00 | [9 empty] | GridUnity | [23 empty] | J3811 |  |  | DPP-2023 | Central |  |  | 200 | 200 |  | 0 | 0 | 0 | 0
MISO |  |  |  | 2024-04-18T04:00:00+00:00 | Active |  | Solar/Battery |  |  |  | Solar | [16 empty] | Phillips | AR |  |  | AECC AUBREY - RITCHIE SWYD 230.0kV | 2028-01-01T05:00:00+00:00 | [9 empty] | ENTERGY ARKANSAS, LLC | [23 empty] | J3812 |  |  | DPP-2023 | South |  |  | 158.59 | 158.59 |  | 0 | 0 | 0 | 0
MISO |  |  |  | 2024-04-18T04:00:00+00:00 | Active |  | Battery Storage |  |  |  | Battery Storage | [16 empty] | Putnam | IN |  |  | Edwardsport IGCC - Amo 345.0kV | 2028-06-30T04:00:00+00:00 | [9 empty] | DUKE ENERGY INDIANA, LLC | [23 empty] | J3813 |  |  | DPP-2023 | Central |  |  | 100 | 100 |  | 0 | 0 | 0 | 0
MISO |  |  |  | 2024-04-16T04:00:00+00:00 | Active |  | Wind Turbine |  |  |  | Wind | [16 empty] | Cross | AR |  |  | FORREST CITY N SS - WYNNE SOUTH 161.0kV | 2028-10-30T04:00:00+00:00 | [9 empty] | ENTERGY ARKANSAS, LLC | [23 empty] | J3814 |  |  | DPP-2023 | South |  |  | 135 | 135 |  | 0 | 0 | 0 | 0
MISO |  |  |  | 2024-04-18T04:00:00+00:00 | Active |  | Nuclear |  |  |  | Nuclear | [16 empty] | St. Charles | LA |  |  | Waterford 3 SWYD | 2026-10-22T04:00:00+00:00 | [9 empty] | ENTERGY LOUISIANA, LLC | [23 empty] | J3815 |  |  | DPP-2023 | South |  |  | 153.1 | 59.5 |  | 0 | 0 | 0 | 0
MISO |  |  |  | 2024-04-17T04:00:00+00:00 | Active |  | Battery Storage |  |  |  | Battery Storage | [16 empty] | Saginaw | MI |  |  | BULLOCK - SAGINAW RIVER 138.0kV | 2028-06-01T04:00:00+00:00 | [9 empty] | METC | [23 empty] | J3816 |  |  | DPP-2023 | East (ITC) |  |  | 100 | 100 |  | 0 | 0 | 0 | 0
MISO |  |  |  | 2024-04-11T04:00:00+00:00 | Active |  | Battery Storage |  |  |  | Battery Storage | [16 empty] | Allegan | MI |  |  | Other_ | 2028-08-17T04:00:00+00:00 | [9 empty] | METC | [23 empty] | J3817 |  |  | DPP-2023 | East (ITC) |  |  | 175 | 175 |  | 0 | 0 | 0 | 0
MISO |  |  |  | 2024-06-07T04:00:00+00:00 | Active |  | Photovoltaic |  |  |  | Solar | [16 empty] | Shelby | IL |  |  | 4PANA 1 - 4SHELBYVL E 138.0kV | 2028-03-01T05:00:00+00:00 | [9 empty] | AMEREN ILLINOIS | [23 empty] | J3818 |  |  | DPP-2023 | Central |  |  | 40 | 40 |  | 0 | 0 | 0 | 0
MISO |  |  |  | 2024-04-18T04:00:00+00:00 | Active |  | Photovoltaic |  |  |  | Solar | [16 empty] | Madison | MS |  |  | CATLETT - TINNIN ROAD 230.0kV | 2027-05-01T04:00:00+00:00 | [9 empty] | ENTERGY MISSISSIPPI, LLC. | [23 empty] | J3819 |  |  | DPP-2023 | South |  |  | 36.1 | 36.1 |  | 0 | 0 | 0 | 0
MISO |  |  |  | 2024-04-16T04:00:00+00:00 | Active |  | Wind Turbine |  |  |  | Wind | [16 empty] | Hancock | IL |  |  | LRTP Line | 2028-06-01T04:00:00+00:00 | [9 empty] | GridUnity | [23 empty] | J3820 |  |  | DPP-2023 | Central |  |  | 127 | 127 |  | 0 | 0 | 0 | 0
MISO |  |  |  | 2024-04-18T04:00:00+00:00 | Active |  | Solar/Battery |  |  |  | Hybrid | [16 empty] | Walker | TX |  |  | RIVTRIN | 2028-08-01T04:00:00+00:00 | [9 empty] | ENTERGY TEXAS, INC. | [23 empty] | J3821 |  |  | DPP-2023 | South |  |  | 175 | 175 |  | 0 | 0 | 0 | 0
MISO |  |  |  | 2024-04-18T04:00:00+00:00 | Active |  | Photovoltaic |  |  |  | Solar | [16 empty] | Pointe Coupee | LA |  |  | DEVIN - LIVONIA 138.0kV | 2028-01-01T05:00:00+00:00 | [9 empty] | ENTERGY LOUISIANA, LLC | [23 empty] | J3822 |  |  | DPP-2023 | South |  |  | 139.58 | 139.58 |  | 0 | 0 | 0 | 0
MISO |  |  |  | 2024-04-12T04:00:00+00:00 | Active |  | Photovoltaic |  |  |  | Solar | [16 empty] | Watonwan | MN |  |  | Crandall - Fieldon 345.0kV | 2028-09-30T04:00:00+00:00 | [9 empty] | NORTHERN STATES POWER COMPANY | [23 empty] | J3823 |  |  | DPP-2023 | West |  |  | 300 | 300 |  | 0 | 0 | 0 | 0
MISO |  |  |  | 2024-04-18T04:00:00+00:00 | Withdrawn |  | Battery Storage |  |  |  | Battery Storage | [16 empty] | Roberts | SD |  |  | Twin Brooks 345 kV Substation | 2028-09-30T04:00:00+00:00 | [9 empty] | OTTER TAIL POWER COMPANY | [23 empty] | J3824 | 2024-06-28T04:00:00+00:00 |  | DPP-2023 | West |  |  | 250 | 250 |  | 0 | 0 | 0 | 0
MISO |  |  |  | 2024-04-17T04:00:00+00:00 | Active |  | Combined-Cycle – Steam Plant |  |  |  | Gas | [16 empty] | Hinds | MS |  |  | Entergy 500kV / 230kV / 115kV Lakeover Substation | 2028-01-01T05:00:00+00:00 | [9 empty] | GridUnity | [23 empty] | J3825 |  |  | DPP-2023 | South |  |  | 730 | 770 |  | 0 | 0 | 0 | 0
MISO |  |  |  | 2024-04-17T04:00:00+00:00 | Active |  | Photovoltaic |  |  |  | Solar | [16 empty] | Holmes | MS |  |  | 3Pickens | 2026-11-01T04:00:00+00:00 | [9 empty] | ENTERGY MISSISSIPPI, LLC. | [23 empty] | J3826 |  |  | DPP-2023 | South |  |  | 198 | 198 |  | 0 | 0 | 0 | 0
MISO |  |  |  | 2024-04-18T04:00:00+00:00 | Active |  | Photovoltaic |  |  |  | Solar | [16 empty] | Mackinac | MI |  |  | Indian Lake - Hiawatha 138.0kV | 2028-11-01T04:00:00+00:00 | [9 empty] | AMERICAN TRANSMISSION COMPANY | [23 empty] | J3827 |  |  | DPP-2024 | East (ATC) |  |  | 160 | 160 |  | 0 | 0 | 0 | 0
MISO |  |  |  | 2017-06-16T04:00:00+00:00 | Withdrawn |  | Photovoltaic |  |  |  | Solar | [16 empty] | Polk County | Texas |  |  | Rich - Livingston 138kV Line | 2016-11-01T04:00:00+00:00 | [9 empty] | Entergy | [23 empty] | J418 | 2019-01-07T05:00:00+00:00 |  | DPP-2017-AUG | South | GIA | Network Resource Interconnection Service (NRIS) | 100 | 100 | Not Started | 0 | 0 | 0 | 0
MISO |  |  |  | 2015-04-15T04:00:00+00:00 | Withdrawn |  | Wind Turbine |  |  |  | Wind | [16 empty] | Dodge County | Minnesota |  |  | Byron 345 kV Substation | 2018-09-01T04:00:00+00:00 | 2019-09-18T04:00:00+00:00 | [8 empty] | NORTHERN STATES POWER COMPANY | [23 empty] | J441 | 2019-08-09T04:00:00+00:00 |  | DPP-2017-FEB | West | GIA | Network Resource Interconnection Service (NRIS) | 170 | 170 | Withdrawn | 170 | 170 | 170 | 170
MISO |  |  |  | 2015-05-07T04:00:00+00:00 | Withdrawn |  | Combined Cycle |  |  |  | Gas | [16 empty] | Wayne County | Michigan |  |  | Waterman/Navarre 230kV | 2017-01-31T05:00:00+00:00 | [9 empty] | ITC MIDWEST | [23 empty] | J444 | 2018-04-12T04:00:00+00:00 |  | DPP-2017-FEB | East (ITC) | GIA | Network Resource Interconnection Service (NRIS) | 235 | 235 | Not Started | 0 | 0 | 0 | 0
MISO |  |  |  |  | Withdrawn | [61 empty] | J446 | 2023-02-21T05:00:00+00:00 | [5 empty] | 0 | 0 |  | 0 | 0 | 0 | 0
MISO |  |  |  | 2017-06-16T04:00:00+00:00 | Withdrawn |  | Wind Turbine |  |  |  | Wind | [16 empty] | Cerro Gordo County | Iowa |  |  | Emery 161 kV Substation | 2021-07-01T04:00:00+00:00 | [9 empty] | ITC MIDWEST | [23 empty] | J447 | 2019-10-24T04:00:00+00:00 |  | DPP-2017-AUG | West | Phase 3 | Network Resource Interconnection Service (NRIS) | 150 | 150 | Not Started | 0 | 0 | 0 | 0
MISO |  |  |  | 2015-05-18T04:00:00+00:00 | Withdrawn |  | Wind Turbine |  |  |  | Wind | [16 empty] | Clark County | South Dakota |  |  | On proposed Big Stone-Ellendale 345 kV line approx. 76 miles west of Big Stone | 2019-09-30T04:00:00+00:00 | [9 empty] | OTTER TAIL POWER COMPANY | [23 empty] | J458 | 2019-04-09T04:00:00+00:00 |  | DPP-2017-FEB | West | GIA | Network Resource Interconnection Service (NRIS) | 200 | 200 | Not Started | 0 | 0 | 0 | 0
MISO |  |  |  | 2017-06-16T04:00:00+00:00 | Withdrawn |  | Wind Turbine |  |  |  | Wind | [16 empty] | Douglas County | Illinois |  |  | Sidnay-Kansas 345kV Line | 2017-11-15T05:00:00+00:00 | [9 empty] | AMEREN ILLINOIS | [23 empty] | J467 | 2019-01-08T05:00:00+00:00 |  | DPP-2017-AUG | Central | GIA | Network Resource Interconnection Service (NRIS) | 102 | 102 | Not Started | 0 | 0 | 0 | 0
MISO |  |  |  | 2017-06-16T04:00:00+00:00 | Withdrawn |  | Wind Turbine |  |  |  | Wind | [16 empty] | Clinton County | Indiana |  |  | Thorntown - New London - Kokomo 230kV Line | 2018-07-01T04:00:00+00:00 | [9 empty] | Duke Energy Corporation | [23 empty] | J478 | 2019-04-17T04:00:00+00:00 |  | DPP-2017-AUG | Central | GIA | Network Resource Interconnection Service (NRIS) | 200 | 200 | Not Started | 200 | 200 | 0 | 0
MISO |  |  |  | 2017-06-16T04:00:00+00:00 | Withdrawn |  | Photovoltaic |  |  |  | Solar | [16 empty] | Orange County | Texas |  |  | McLewis 230 kV Substation | 2019-09-01T04:00:00+00:00 | [9 empty] | Entergy | [23 empty] | J502 | 2019-01-07T05:00:00+00:00 |  | DPP-2017-AUG | South | GIA | Network Resource Interconnection Service (NRIS) | 100 | 100 | Not Started | 0 | 0 | 0 | 0
MISO |  |  |  | 2015-11-16T05:00:00+00:00 | Withdrawn |  | Combined Cycle |  |  |  | Gas | [16 empty] | Clark County | Arkansas |  |  | tap 115 kV line betwwen W Arkadelphia sub and Delarc sub at 3.85 miles from West Arkadelphia substat | 2017-04-01T04:00:00+00:00 | [9 empty] | Entergy | [23 empty] | J508 | 2017-07-17T04:00:00+00:00 |  | DPP-2017-FEB | South | GIA | Network Resource Interconnection Service (NRIS) | 42.7 | 42.7 | Not Started | 0 | 0 | 0 | 0
MISO |  |  |  | 2015-11-16T05:00:00+00:00 | Withdrawn |  | Battery Storage |  |  |  | Battery Storage | [16 empty] | Mower County | Minnesota |  |  | Adams substation at 69 kV | 2019-09-15T04:00:00+00:00 | [9 empty] | ITC MIDWEST | [23 empty] | J522 | 2019-04-09T04:00:00+00:00 |  | DPP-2017-FEB | West | GIA | Network Resource Interconnection Service (NRIS) | 20 | 20 | Not Started | 0 | 0 | 0 | 0
MISO |  |  |  |  | Done | [27 empty] | 2018-09-01T04:00:00+00:00 | 2021-09-15T04:00:00+00:00 | [32 empty] | J544 | [6 empty] | 0 | 0 | In Service | 98.1 | 98.1 | 98.1 | 98.1
MISO |  |  |  | 2017-06-16T04:00:00+00:00 | Done |  | Wind Turbine |  |  |  | Wind | [16 empty] | Lincoln County | Minnesota |  |  | Buffalo 115kV Substation | 2020-08-31T04:00:00+00:00 | 2022-12-15T05:00:00+00:00 | [8 empty] | NORTHERN STATES POWER COMPANY | [23 empty] | J545 |  | 2021-05-19T04:00:00+00:00 | DPP-2017-AUG | West | Phase 3 | Energy Resource Interconnection Service (ERIS) | 110 | 110 | In Service | 110 | 0 | 110 | 0
MISO |  |  |  | 2016-04-04T04:00:00+00:00 | Withdrawn |  | Wind Turbine |  |  |  | Wind | [16 empty] | Renville County | Minnesota |  |  | Panther 230kV Substation | 2019-12-31T05:00:00+00:00 | [9 empty] | GREAT RIVER ENERGY | [23 empty] | J556 | 2019-04-09T04:00:00+00:00 |  | DPP-2017-FEB | West | GIA | Network Resource Interconnection Service (NRIS) | 102 | 102 | Not Started | 0 | 0 | 0 | 0
MISO |  |  |  | 2016-05-06T04:00:00+00:00 | Withdrawn |  | Wind Turbine |  |  |  | Wind | [16 empty] | Atchison County | Missouri |  |  | Cooper - Atchison 345kV Line | 2018-09-15T04:00:00+00:00 | [9 empty] | MIDAMERICAN ENERGY COMPANY | [23 empty] | J570 | 2019-08-05T04:00:00+00:00 |  | DPP-2017-FEB | West | GIA | Network Resource Interconnection Service (NRIS) | 150 | 150 | Not Started | 150 | 150 | 0 | 0
MISO |  |  |  | 2017-06-16T04:00:00+00:00 | Withdrawn |  | Wind Turbine |  |  |  | Wind | [16 empty] | Allegan County | Michigan |  |  | Argenta 345kV Substation | 2018-10-01T04:00:00+00:00 | [9 empty] | METC | [23 empty] | J579 | 2019-01-09T05:00:00+00:00 |  | DPP-2017-AUG | East (ITC) | GIA | Network Resource Interconnection Service (NRIS) | 200 | 200 | Not Started | 0 | 0 | 0 | 0
MISO |  |  |  | 2017-06-16T04:00:00+00:00 | Withdrawn |  | Wind Turbine |  |  |  | Wind | [16 empty] | Burleigh County | North Dakota |  |  | Nepoleon Sub 230kV | 2021-09-15T04:00:00+00:00 | [9 empty] | MONTANA-DAKOTA UTILITIES CO. | [23 empty] | J580 | 2021-01-29T05:00:00+00:00 |  | DPP-2017-AUG | West | Phase 3 | Energy Resource Interconnection Service (ERIS) | 298 | 298 | Not Started | 298 | 0 | 0 | 0
MISO |  |  |  | 2016-05-09T04:00:00+00:00 | Withdrawn |  | Wind Turbine |  |  |  | Wind | [16 empty] | Green County | Wisconsin |  |  | Blacksmith Tap - Spring Grove 69kV Line | 2018-09-15T04:00:00+00:00 | 2021-05-15T04:00:00+00:00 | [8 empty] | American Transmission Co. LLC | [23 empty] | J584 | 2020-09-29T04:00:00+00:00 | 2019-03-26T04:00:00+00:00 | DPP-2017-FEB | East (ATC) | GIA | Network Resource Interconnection Service (NRIS) | 60 | 60 | Withdrawn | 60 | 60 | 60 | 60
MISO |  |  |  | 2017-06-16T04:00:00+00:00 | Withdrawn |  | Wind Turbine |  |  |  | Wind | [16 empty] | Meeker County,Renville County | Minnesota |  |  | Blue Lake 345kV Substation | 2019-09-15T04:00:00+00:00 | [9 empty] | NORTHERN STATES POWER COMPANY | [23 empty] | J625 | 2019-02-04T05:00:00+00:00 |  | DPP-2017-AUG | West | Phase 3 | Network Resource Interconnection Service (NRIS) | 400 | 400 | Not Started | 0 | 0 | 0 | 0
MISO |  |  |  | 2017-06-16T04:00:00+00:00 | Withdrawn |  | Wind Turbine |  |  |  | Wind | [16 empty] | Grand Forks County,Nelson County | North Dakota |  |  | Ramsey - Prairie 230kV Line Tap | 2022-07-01T04:00:00+00:00 | [9 empty] | GREAT RIVER ENERGY | [23 empty] | J628 | 2021-11-09T05:00:00+00:00 | 2021-09-12T04:00:00+00:00 | DPP-2017-AUG | West | Phase 3 | Energy Resource Interconnection Service (ERIS) | 400 | 400 | Not Started | 400 | 400 | 400 | 0
MISO |  |  |  | 2017-06-16T04:00:00+00:00 | Withdrawn |  | Wind Turbine |  |  |  | Wind | [16 empty] | Berrien County,Van Buren County | Michigan |  |  | Argenta - Plaisades 345kV Line | 2018-09-15T04:00:00+00:00 | [9 empty] | METC | [23 empty] | J632 | 2019-01-09T05:00:00+00:00 |  | DPP-2017-AUG | East (ITC) | GIA | Network Resource Interconnection Service (NRIS) | 200 | 200 | Not Started | 0 | 0 | 0 | 0
MISO |  |  |  | 2016-05-09T04:00:00+00:00 | Withdrawn |  | Photovoltaic |  |  |  | Solar | [16 empty] | Concordia Parish | Louisiana |  |  | Tap - Entergy 115kV T-line Natchez/South Plantation (ID:668) 1mile from Plantation Sub | 2018-02-28T05:00:00+00:00 | [9 empty] | Entergy | [23 empty] | J635 | 2017-06-15T04:00:00+00:00 |  | DPP-2017-FEB | South | GIA | Network Resource Interconnection Service (NRIS) | 35 | 35 | Not Started | 0 | 0 | 0 | 0
MISO |  |  |  | 2016-05-09T04:00:00+00:00 | Withdrawn | [22 empty] | Rapides Parish | Louisiana |  |  | Shady Oaks - Coughlin 138kV Line | 2016-05-31T04:00:00+00:00 | [9 empty] | CLECO POWER LLC | [23 empty] | J636 | 2017-06-20T04:00:00+00:00 |  | DPP-2017-FEB | South | GIA | Network Resource Interconnection Service (NRIS) | 52 | 52 | Not Started | 0 | 0 | 0 | 0
MISO |  |  |  | 2017-06-16T04:00:00+00:00 | Withdrawn |  | Photovoltaic |  |  |  | Solar | [16 empty] | West Baton Rouge Parish | Louisiana |  |  | Addis - Big Cajun 230kV Line | 2019-04-01T04:00:00+00:00 | 2020-11-25T05:00:00+00:00 | [8 empty] | Entergy | [23 empty] | J639 | 2022-10-31T04:00:00+00:00 | 2019-12-02T05:00:00+00:00 | DPP-2017-AUG | South | GIA | Network Resource Interconnection Service (NRIS) | 50 | 50 | Withdrawn | 50 | 50 | 50 | 50
MISO |  |  |  | 2017-06-16T04:00:00+00:00 | Withdrawn |  | Photovoltaic |  |  |  | Solar | [16 empty] | St. Helena Parish | Louisiana |  |  | Amite - Liberty 115kV Line | 2019-04-01T04:00:00+00:00 | [9 empty] | Entergy | [23 empty] | J640 | 2019-01-07T05:00:00+00:00 |  | DPP-2017-AUG | South | GIA | Network Resource Interconnection Service (NRIS) | 50 | 50 | Not Started | 0 | 0 | 0 | 0
MISO |  |  |  | 2016-06-16T04:00:00+00:00 | Done | [22 empty] | Macomb County | Michigan |  |  | Carbon - connecting to ITC at Jewel, St-Clair and Spokane substations | 2010-07-01T04:00:00+00:00 | 2010-07-01T04:00:00+00:00 | [8 empty] | ITC MIDWEST | [23 empty] | J646 |  | 2019-04-26T04:00:00+00:00 | DPP-2017-FEB | East (ITC) | GIA | Energy Resource Interconnection Service (ERIS) | 1.6 | 0 | Under Construction | 1.6 | 0 | 1.6 | 0
MISO |  |  |  | 2016-06-20T04:00:00+00:00 | Withdrawn |  | Photovoltaic |  |  |  | Solar | [16 empty] | Muskegon County | Michigan |  |  | BC Cobb - Four Mile 138kV Line | 2021-09-01T04:00:00+00:00 | [9 empty] | METC | [23 empty] | J647 | 2018-09-06T04:00:00+00:00 |  | DPP-2017-FEB | East (ITC) | GIA | Network Resource Interconnection Service (NRIS) | 147.4 | 147.4 | Not Started | 124.95 | 124.95 | 0 | 0
MISO |  |  |  | 2016-07-08T04:00:00+00:00 | Withdrawn |  | Wind Turbine |  |  |  | Wind | [16 empty] | Manitowoc County | Wisconsin |  |  | Kewaunee - Shoto 138kV Line (at the existing Mishicot Tap) | 2019-09-01T04:00:00+00:00 | [9 empty] | American Transmission Co. LLC | [23 empty] | J657 | 2018-04-10T04:00:00+00:00 |  | DPP-2017-FEB | East (ATC) | GIA | Network Resource Interconnection Service (NRIS) | 100.8 | 100.8 | Not Started | 0 | 0 | 0 | 0
MISO |  |  |  | 2016-07-07T04:00:00+00:00 | Withdrawn |  | Wind Turbine |  |  |  | Wind | [16 empty] | Audrain County | Missouri |  |  | Spencer Creek 345 kV Substation | 2018-09-15T04:00:00+00:00 | [9 empty] | Ameren Missouri | [23 empty] | J658 | 2017-06-21T04:00:00+00:00 |  | DPP-2017-FEB | Central | Phase 3 | Network Resource Interconnection Service (NRIS) | 100.05 | 100.05 | Not Started | 0 | 0 | 0 | 0
MISO |  |  |  | 2017-06-16T04:00:00+00:00 | Withdrawn |  | Photovoltaic |  |  |  | Solar | [16 empty] | Franklin Parish | Louisiana |  |  | Winnsboro to Gilbert 115 kV line | 2019-04-01T04:00:00+00:00 | [9 empty] | Entergy | [23 empty] | J659 | 2019-01-07T05:00:00+00:00 |  | DPP-2017-AUG | South | GIA | Network Resource Interconnection Service (NRIS) | 50 | 50 | Not Started | 0 | 0 | 0 | 0
MISO |  |  |  | 2016-07-11T04:00:00+00:00 | Withdrawn |  | Wind Turbine |  |  |  | Wind | [16 empty] | Crittenden County | Arkansas |  |  | Marked Tree - Marion 161kV Line | 2018-10-15T04:00:00+00:00 | 2020-07-31T04:00:00+00:00 | [8 empty] | Entergy | [23 empty] | J662 | 2019-01-03T05:00:00+00:00 | 2018-10-09T04:00:00+00:00 | DPP-2017-FEB | South | GIA | Network Resource Interconnection Service (NRIS) | 100.05 | 100.05 | Withdrawn | 100.05 | 100.05 | 100.05 | 100.05
MISO |  |  |  | 2017-06-16T04:00:00+00:00 | Done |  | Photovoltaic |  |  |  | Solar | [16 empty] | Phillips County | Arkansas |  |  | Robert E Ritchie 230kV Substation | 2018-10-01T04:00:00+00:00 | 2022-05-01T04:00:00+00:00 | [8 empty] | Entergy | [23 empty] | J663 |  | 2020-03-20T04:00:00+00:00 | DPP-2017-AUG | South | GIA | Network Resource Interconnection Service (NRIS) | 100 | 100 | Under Construction | 100 | 100 | 100 | 100
MISO |  |  |  | 2016-07-11T04:00:00+00:00 | Done |  | Photovoltaic |  |  |  | Solar | [16 empty] | Carroll County | Mississippi |  |  | Greenwood - Winona 115kV | 2018-05-15T04:00:00+00:00 | 2021-04-15T04:00:00+00:00 | [8 empty] | Entergy | [23 empty] | J679 |  | 2018-10-12T04:00:00+00:00 | DPP-2017-FEB | South | GIA | Network Resource Interconnection Service (NRIS) | 100 | 100 | In Service | 100 | 100 | 100 | 100
MISO |  |  |  | 2016-07-11T04:00:00+00:00 | Done |  | Photovoltaic |  |  |  | Solar | [16 empty] | Ashley County | Arkansas |  |  | Crosset West 115kV Substation | 2018-04-15T04:00:00+00:00 | 2021-04-15T04:00:00+00:00 | [8 empty] | Entergy | [23 empty] | J680 |  | 2018-10-09T04:00:00+00:00 | DPP-2017-FEB | South | GIA | Network Resource Interconnection Service (NRIS) | 100 | 100 | Under Construction | 100 | 100 | 100 | 100
MISO |  |  |  | 2016-07-11T04:00:00+00:00 | Done |  | Photovoltaic |  |  |  | Solar | [16 empty] | West Baton Rouge Parish | Louisiana |  |  | Wilbert - Livonia 138kV Substation (~1.5 mi from Wilbert) | 2018-02-28T05:00:00+00:00 | 2020-01-31T05:00:00+00:00 | [8 empty] | Entergy | [23 empty] | J683 |  | 2018-09-11T04:00:00+00:00 | DPP-2017-FEB | South | GIA | Network Resource Interconnection Service (NRIS) | 50 | 50 | In Service | 50 | 50 | 50 | 50
MISO |  |  |  | 2016-07-11T04:00:00+00:00 | Withdrawn |  | Photovoltaic |  |  |  | Solar | [16 empty] | Orleans Parish | Louisiana |  |  | Nasa 115kV Substation | 2019-06-01T04:00:00+00:00 | [9 empty] | Entergy | [23 empty] | J687 | 2017-02-17T05:00:00+00:00 |  | DPP-2017-FEB | South | GIA | Network Resource Interconnection Service (NRIS) | 20 | 20 | Not Started | 0 | 0 | 0 | 0
MISO |  |  |  | 2017-06-16T04:00:00+00:00 | Done |  | Photovoltaic |  |  |  | Solar | [16 empty] | Morehouse Parish | Louisiana |  |  | Oak Ridge 115 kV Substation | 2022-10-15T04:00:00+00:00 | 2022-10-15T04:00:00+00:00 | [8 empty] | Entergy | [23 empty] | J697 |  | 2019-11-25T05:00:00+00:00 | DPP-2017-AUG | South | GIA | Network Resource Interconnection Service (NRIS) | 150 | 150 | In Service | 150 | 150 | 150 | 150
MISO |  |  |  | 2017-06-16T04:00:00+00:00 | Withdrawn |  | Photovoltaic |  |  |  | Solar | [16 empty] | Chicot County | Arkansas |  |  | Lake Village Bagby 115 kV Substation | 2015-11-01T04:00:00+00:00 | [9 empty] | Entergy | [23 empty] | J698 | 2019-01-07T05:00:00+00:00 |  | DPP-2017-AUG | South | GIA | Network Resource Interconnection Service (NRIS) | 150 | 150 | Not Started | 0 | 0 | 0 | 0
MISO |  |  |  | 2017-06-16T04:00:00+00:00 | Done |  | Wind Turbine |  |  |  | Wind | [16 empty] | Tuscola County | Michigan |  |  | Rapson - Grasssmere - Bauer 345kV Line Tap (Kirk 345 kV Sub) | 2017-09-15T04:00:00+00:00 | 2018-10-01T04:00:00+00:00 | [8 empty] | ITC MIDWEST | [23 empty] | J701 |  | 2020-05-06T04:00:00+00:00 | DPP-2017-AUG | East (ITC) | GIA | Network Resource Interconnection Service (NRIS) | 49 | 49 | In Service | 49 | 49 | 49 | 49
MISO |  |  |  | 2016-09-08T04:00:00+00:00 | Done |  | Piston (Engine), Internal Combustion (Diesel) |  |  |  | Gas | [16 empty] | Marquette County | Michigan |  |  | Huron 138kV Substation -looping Lines FREG11 (National to Freeman) & Goose Lake (PI to Empire) | 2019-03-01T05:00:00+00:00 | 2018-12-01T05:00:00+00:00 | [8 empty] | American Transmission Co. LLC | [23 empty] | J703 |  |  | DPP-2016 AUG/2017-FEB | East (ITC) | GIA | Network Resource Interconnection Service (NRIS) | 128.1 | 128.1 | In Service | 128.1 | 128.1 | 128.1 | 128.1
MISO |  |  |  | 2016-09-08T04:00:00+00:00 | Done |  | Piston (Engine), Internal Combustion (Diesel) |  |  |  | Gas | [16 empty] | Baraga County | Michigan |  |  | M38 Substation 138kV | 2019-03-01T05:00:00+00:00 | 2018-12-01T05:00:00+00:00 | [8 empty] | American Transmission Co. LLC | [23 empty] | J704 |  |  | DPP-2016 AUG/2017-FEB | East (ITC) | GIA | Network Resource Interconnection Service (NRIS) | 54.9 | 54.9 | In Service | 54.9 | 54.9 | 54.9 | 54.9
MISO |  |  |  | 2017-06-16T04:00:00+00:00 | Withdrawn |  | Wind Turbine |  |  |  | Wind | [16 empty] | Morton County | North Dakota |  |  | Tri-county 230 kV substation | 2021-10-01T04:00:00+00:00 | [9 empty] | MINNESOTA POWER INC. | [23 empty] | J705 | 2021-01-29T05:00:00+00:00 |  | DPP-2017-AUG | West | Phase 3 | Network Resource Interconnection Service (NRIS) | 100 | 100 | Not Started | 100 | 100 | 0 | 0
MISO |  |  |  | 2017-06-16T04:00:00+00:00 | Withdrawn |  | Wind Turbine |  |  |  | Wind | [16 empty] | Morton County | North Dakota |  |  | Tri-county 230kV sub | 2021-10-01T04:00:00+00:00 | [9 empty] | MINNESOTA POWER INC. | [23 empty] | J706 | 2021-01-29T05:00:00+00:00 |  | DPP-2017-AUG | West | Phase 3 | Network Resource Interconnection Service (NRIS) | 100 | 100 | Not Started | 100 | 100 | 0 | 0
MISO |  |  |  | 2016-09-09T04:00:00+00:00 | Withdrawn |  | Wind Turbine |  |  |  | Wind | [16 empty] | Barnes County | North Dakota |  |  | Buffalo 345kV | 2020-09-23T04:00:00+00:00 | [9 empty] | OTTER TAIL POWER COMPANY | [23 empty] | J707 | 2019-04-09T04:00:00+00:00 |  | DPP-2017-FEB | West | GIA | Energy Resource Interconnection Service (ERIS) | 300 | 300 | Not Started | 0 | 0 | 0 | 0
MISO |  |  |  | 2016-09-09T04:00:00+00:00 | Withdrawn |  | Combined Cycle |  |  |  | Combined Cycle | [16 empty] | Posey County | Indiana |  |  | AB Brown 138 kV sub | 2022-06-01T04:00:00+00:00 | 2019-07-01T04:00:00+00:00 | [8 empty] | Southern Indiana Gas & Electric Company d/b/a Vectren Energy Delivery of Indiana, Inc. | [23 empty] | J708 | 2019-05-02T04:00:00+00:00 |  | DPP-2017-FEB | Central | Phase 3 | Network Resource Interconnection Service (NRIS) | 847 | 847 | Not Started | 847 | 847 | 847 | 847
MISO |  |  |  | 2016-09-09T04:00:00+00:00 | Withdrawn |  | Photovoltaic |  |  |  | Solar | [16 empty] | Greene County | Mississippi |  |  | Green Substation 230kV | 2020-04-01T04:00:00+00:00 | 2020-04-01T04:00:00+00:00 | [8 empty] | SOUTH MISSISSIPPI ELECTRIC POWER ASSOCIATION | [23 empty] | J709 | 2019-01-11T05:00:00+00:00 | 2018-10-17T04:00:00+00:00 | DPP-2017-FEB | South | GIA | Network Resource Interconnection Service (NRIS) | 100 | 100 | Withdrawn | 60 | 60 | 60 | 60
MISO |  |  |  | 2016-09-09T04:00:00+00:00 | Withdrawn |  | Photovoltaic |  |  |  | Solar | [16 empty] | Lafayette Parish | Louisiana |  |  | Duson - Scott line 69kV | 2018-06-01T04:00:00+00:00 | 2018-11-01T04:00:00+00:00 | [8 empty] | Entergy | [23 empty] | J710 | 2018-01-24T05:00:00+00:00 | 2018-01-24T05:00:00+00:00 | DPP-2017-FEB | South | GIA | Network Resource Interconnection Service (NRIS) | 20 | 20 | Not Started | 20 | 20 | 0 | 0
MISO |  |  |  | 2016-09-09T04:00:00+00:00 | Withdrawn |  | Wind Turbine |  |  |  | Wind | [16 empty] | Baraga County | Michigan |  |  | Silver River 138kV | 2020-09-23T04:00:00+00:00 | 2020-09-23T04:00:00+00:00 | [8 empty] | American Transmission Co. LLC | [23 empty] | J711 | 2018-12-10T05:00:00+00:00 |  | DPP-2016 AUG/2017-FEB | East (ITC) | GIA | Network Resource Interconnection Service (NRIS) | 130 | 130 | Withdrawn | 130 | 130 | 130 | 130
MISO |  |  |  | 2016-09-09T04:00:00+00:00 | Withdrawn |  | Wind Turbine |  |  |  | Wind | [16 empty] | Iowa County | Wisconsin |  |  | Hill Valley 138kV Substation | 2020-09-20T04:00:00+00:00 | [9 empty] | American Transmission Co. LLC | [23 empty] | J712 | 2018-04-10T04:00:00+00:00 |  | DPP-2017-FEB | East (ATC) | GIA | Network Resource Interconnection Service (NRIS) | 200 | 200 | Not Started | 0 | 0 | 0 | 0
MISO |  |  |  | 2017-06-16T04:00:00+00:00 | Withdrawn |  | Wind Turbine |  |  |  | Wind | [16 empty] | Oliver County | North Dakota |  |  | Square Butte East 230kV Substation | 2020-09-15T04:00:00+00:00 | [9 empty] | MINNESOTA POWER INC. | [23 empty] | J713 | 2021-01-29T05:00:00+00:00 |  | DPP-2017-AUG | West | Phase 3 | Network Resource Interconnection Service (NRIS) | 300 | 300 | Not Started | 300 | 300 | 0 | 0
MISO |  |  |  | 2017-06-16T04:00:00+00:00 | Withdrawn |  | Wind Turbine |  |  |  | Wind | [16 empty] | Montgomery County | Indiana |  |  | Frankfurt - Cayuga 230kV line | 2019-08-31T04:00:00+00:00 | [9 empty] | Duke Energy Corporation | [23 empty] | J714 | 2019-04-17T04:00:00+00:00 |  | DPP-2017-AUG | Central | GIA | Network Resource Interconnection Service (NRIS) | 200 | 200 | Not Started | 192 | 192 | 0 | 0
MISO |  |  |  | 2017-06-16T04:00:00+00:00 | Done |  | Wind Turbine |  |  |  | Wind | [16 empty] | Marshall County | Illinois |  |  | McLean County-Oglesby 138kV Line 1382 | 2019-08-31T04:00:00+00:00 | 2021-05-01T04:00:00+00:00 | [8 empty] | AMEREN ILLINOIS | [23 empty] | J715 |  | 2019-12-09T05:00:00+00:00 | DPP-2017-AUG | Central | GIA | Network Resource Interconnection Service (NRIS) | 100 | 100 | In Service | 98 | 98 | 98 | 98
MISO |  |  |  | 2016-09-12T04:00:00+00:00 | Done |  | Wind Turbine |  |  |  | Wind | [16 empty] | Isabella County | Michigan |  |  | Edenville Junction to Warren 138 kV Line | 2019-09-03T04:00:00+00:00 | 2020-06-30T04:00:00+00:00 | [8 empty] | METC | [23 empty] | J717 |  | 2019-10-08T04:00:00+00:00 | DPP-2017-FEB | East (ITC) | GIA | Network Resource Interconnection Service (NRIS) | 200.1 | 200.1 | In Service | 200.1 | 200.1 | 200.1 | 200.1
MISO |  |  |  | 2016-09-13T04:00:00+00:00 | Done |  | Photovoltaic |  |  |  | Solar | [16 empty] | Fillmore County | Minnesota |  |  | Cherry Grove 69kV Substation | 2020-12-31T05:00:00+00:00 | 2023-09-01T04:00:00+00:00 | [8 empty] | DAIRYLAND POWER COOPERATIVE | [23 empty] | J718 |  | 2020-04-21T04:00:00+00:00 | DPP-2017-FEB | West | GIA | Network Resource Interconnection Service (NRIS) | 49.98 | 49.98 | Under Construction | 49.98 | 49.98 | 45 | 45
MISO |  |  |  | 2017-06-16T04:00:00+00:00 | Withdrawn |  | Wind Turbine |  |  |  | Wind | [16 empty] | Jackson County | Minnesota |  |  | Lakefield - Raun 345 kV line | 2020-09-01T04:00:00+00:00 | 2021-09-01T04:00:00+00:00 | [8 empty] | ITC MIDWEST | [23 empty] | J720 | 2021-01-29T05:00:00+00:00 |  | DPP-2017-AUG | West | Phase 3 | Network Resource Interconnection Service (NRIS) | 200 | 200 | Under Construction | 200 | 200 | 0 | 0
MISO |  |  |  | 2016-10-24T04:00:00+00:00 | Withdrawn |  | Wind Turbine |  |  |  | Wind | [16 empty] | Codington County,Deuel County | South Dakota |  |  | Big Stone South substation, Big Stone City | 2019-09-15T04:00:00+00:00 | [9 empty] | OTTER TAIL POWER COMPANY | [23 empty] | J721 | 2019-08-09T04:00:00+00:00 |  | DPP-2017-FEB | West | GIA | Network Resource Interconnection Service (NRIS) | 200 | 200 | Not Started | 200 | 200 | 0 | 0
MISO |  |  |  | 2017-06-16T04:00:00+00:00 | Done |  | Wind Turbine |  |  |  | Wind | [16 empty] | Codington County,Deuel County | South Dakota |  |  | Big Stone South 230kV Substation | 2021-09-15T04:00:00+00:00 | [9 empty] | OTTER TAIL POWER COMPANY | [23 empty] | J722 |  | 2021-10-04T04:00:00+00:00 | DPP-2017-AUG | West | Phase 3 | Energy Resource Interconnection Service (ERIS) | 200 | 200 | Under Construction | 200 | 200 | 200 | 0
MISO |  |  |  | 2017-06-16T04:00:00+00:00 | Withdrawn |  | Wind Turbine |  |  |  | Wind | [16 empty] | Murray County | Minnesota |  |  | Cedar Mountain 345 kV Substation | 2020-09-15T04:00:00+00:00 | [9 empty] | GREAT RIVER ENERGY | [23 empty] | J725 | 2019-02-15T05:00:00+00:00 |  | DPP-2017-AUG | West | Phase 3 | Network Resource Interconnection Service (NRIS) | 200 | 200 | Not Started | 0 | 0 | 0 | 0
MISO |  |  |  | 2017-06-16T04:00:00+00:00 | Withdrawn |  | Wind Turbine |  |  |  | Wind | [16 empty] | Cottonwood County | Minnesota |  |  | Cedar Mountain 345kV Substation | 2019-09-15T04:00:00+00:00 | [9 empty] | GREAT RIVER ENERGY | [23 empty] | J726 | 2018-11-19T05:00:00+00:00 |  | DPP-2017-AUG | West | Phase 3 | Network Resource Interconnection Service (NRIS) | 200 | 200 | Not Started | 0 | 0 | 0 | 0
MISO |  |  |  | 2016-11-02T04:00:00+00:00 | Done |  | Wind Turbine |  |  |  | Wind | [16 empty] | Isabella County | Michigan |  |  | Edenville Junction to Warren 138 kV Line | 2019-09-03T04:00:00+00:00 | 2020-06-30T04:00:00+00:00 | [8 empty] | METC | [23 empty] | J728 |  | 2019-10-08T04:00:00+00:00 | DPP-2017-FEB | East (ITC) | GIA | Network Resource Interconnection Service (NRIS) | 200.1 | 200.1 | In Service | 200.1 | 200.1 | 186.3 | 186.3
MISO |  |  |  | 2016-11-08T05:00:00+00:00 | Withdrawn |  | Wind Turbine |  |  |  | Wind | [16 empty] | Palo Alto County | Iowa |  |  | Kossuth-O'Brien 345kV | 2020-09-23T04:00:00+00:00 | [9 empty] | MIDAMERICAN ENERGY COMPANY | [23 empty] | J731 | 2019-04-09T04:00:00+00:00 |  | DPP-2017-FEB | West | GIA | Energy Resource Interconnection Service (ERIS) | 200 | 200 | Not Started | 0 | 0 | 0 | 0
MISO |  |  |  | 2017-06-16T04:00:00+00:00 | Done |  | Combined Cycle |  |  |  | Combined Cycle | [16 empty] | Douglas County | Wisconsin |  |  | Arrowhead - Stone Lake 345kV Line | 2021-06-08T04:00:00+00:00 | 2023-11-10T05:00:00+00:00 | [8 empty] | American Transmission Co. LLC | [23 empty] | J732 |  | 2020-07-29T04:00:00+00:00 | DPP-2017-AUG | East (ATC) | GIA | Network Resource Interconnection Service (NRIS) | 527.8 | 561.5 | Under Construction | 561.5 | 561.5 | 561.5 | 561.5
MISO |  |  |  | 2016-11-08T05:00:00+00:00 | Withdrawn |  | Wind Turbine |  |  |  | Wind | [16 empty] | Franklin County | Iowa |  |  | J416 345 kV Interconnection Facilitities to be Owned by ITCM | 2020-09-23T04:00:00+00:00 | [9 empty] | ITC MIDWEST | [23 empty] | J733 | 2019-04-09T04:00:00+00:00 |  | DPP-2017-FEB | West | GIA | Energy Resource Interconnection Service (ERIS) | 200 | 200 | Not Started | 0 | 0 | 0 | 0
MISO |  |  |  | 2016-11-10T05:00:00+00:00 | Done |  | Combustion Turbine (Simple Cycle) |  |  |  | Gas | [16 empty] | Ford County | Illinois |  |  | Gibson City South Substation | 2017-06-01T04:00:00+00:00 | 2017-09-01T04:00:00+00:00 | [8 empty] | AMEREN ILLINOIS | [23 empty] | J734 |  | 2019-02-19T05:00:00+00:00 | DPP-2017-FEB | Central | Phase 3 | Network Resource Interconnection Service only for an Existing Generating Facility (NRIS-Only) | 57.1 | 57.1 | In Service | 11.5 | 11.5 | 11.5 | 11.5
MISO |  |  |  | 2016-11-11T05:00:00+00:00 | Withdrawn |  | Wind Turbine |  |  |  | Wind | [16 empty] | Lyon County | Minnesota |  |  | Lyon County 345kV Substation | 2020-09-15T04:00:00+00:00 | [9 empty] | NORTHERN STATES POWER COMPANY | [23 empty] | J739 | 2019-08-09T04:00:00+00:00 |  | DPP-2017-FEB | West | GIA | Network Resource Interconnection Service (NRIS) | 200 | 200 | Not Started | 200 | 200 | 0 | 0
MISO |  |  |  | 2016-11-11T05:00:00+00:00 | Withdrawn |  | Wind Turbine |  |  |  | Wind | [16 empty] | Jasper County,Pulaski County | Indiana |  |  | Reynold 345kV substation | 2020-09-23T04:00:00+00:00 | 2020-10-15T04:00:00+00:00 | [8 empty] | NORTHERN INDIANA PUBLIC SERVICE COMPANY LLC | [23 empty] | J740 | 2020-08-10T04:00:00+00:00 | 2019-03-15T04:00:00+00:00 | DPP-2017-FEB | Central | Phase 3 | Network Resource Interconnection Service (NRIS) | 200 | 200 | Withdrawn | 200 | 200 | 200 | 200
MISO |  |  |  | 2016-11-14T05:00:00+00:00 | Withdrawn |  | Wind Turbine |  |  |  | Wind | [16 empty] | Emmons County,Logan County | North Dakota |  |  | Wishek - Linton 115kV | 2019-09-01T04:00:00+00:00 | [9 empty] | MONTANA-DAKOTA UTILITIES CO. | [23 empty] | J741 | 2019-08-09T04:00:00+00:00 |  | DPP-2017-FEB | West | GIA | Network Resource Interconnection Service (NRIS) | 51 | 51 | Not Started | 50.4 | 50.4 | 0 | 0
MISO |  |  |  | 2017-06-16T04:00:00+00:00 | Withdrawn |  | Wind Turbine |  |  |  | Wind | [16 empty] | Cass County | North Dakota |  |  | Bison 345kV Substation | 2020-07-31T04:00:00+00:00 | [9 empty] | NORTHERN STATES POWER COMPANY | [23 empty] | J743 | 2019-10-24T04:00:00+00:00 |  | DPP-2017-AUG | West | Phase 3 | Network Resource Interconnection Service (NRIS) | 200 | 200 | Not Started | 0 | 0 | 0 | 0
MISO |  |  |  | 2016-11-14T05:00:00+00:00 | Withdrawn |  | Wind Turbine |  |  |  | Wind | [16 empty] | Nobles County | Minnesota |  |  | Nobles-Fenton 115kV | 2021-06-01T04:00:00+00:00 | [9 empty] | NORTHERN STATES POWER COMPANY | [23 empty] | J745 | 2019-04-09T04:00:00+00:00 |  | DPP-2017-FEB | West | GIA | Network Resource Interconnection Service (NRIS) | 100 | 100 | Not Started | 0 | 0 | 0 | 0
MISO |  |  |  | 2016-11-14T05:00:00+00:00 | Withdrawn |  | Wind Turbine |  |  |  | Wind | [16 empty] | McHenry County,McLean County,Ward County | North Dakota |  |  | Stanton-McHenry 230kV | 2020-08-01T04:00:00+00:00 | [9 empty] | GREAT RIVER ENERGY | [23 empty] | J746 | 2019-08-09T04:00:00+00:00 |  | DPP-2017-FEB | West | GIA | Network Resource Interconnection Service (NRIS) | 200 | 200 | Not Started | 200 | 200 | 0 | 0
MISO |  |  |  | 2016-11-14T05:00:00+00:00 | Withdrawn |  | Wind Turbine |  |  |  | Wind | [16 empty] | Deuel County | South Dakota |  |  | Brooking County - Big Stone South (J510 Tap - J630 Tap) 345kV Line | 2017-10-01T04:00:00+00:00 | [9 empty] | OTTER TAIL POWER COMPANY | [23 empty] | J747 | 2019-04-09T04:00:00+00:00 |  | DPP-2017-FEB | West | GIA | Network Resource Interconnection Service (NRIS) | 200 | 200 | Not Started | 0 | 0 | 0 | 0
MISO |  |  |  | 2016-11-14T05:00:00+00:00 | Done |  | Wind Turbine |  |  |  | Wind | [16 empty] | Plymouth County | Iowa |  |  | Highland - Raun 345kV Line Tap | 2020-10-01T04:00:00+00:00 | 2021-10-01T04:00:00+00:00 | [8 empty] | MIDAMERICAN ENERGY COMPANY | [23 empty] | J748 |  | 2020-03-20T04:00:00+00:00 | DPP-2017-FEB | West | GIA | Network Resource Interconnection Service (NRIS) | 200 | 200 | In Service | 200 | 200 | 200 | 175
MISO |  |  |  | 2016-11-14T05:00:00+00:00 | Withdrawn | [5 empty] | Battery Storage | [16 empty] | Gratiot County | Michigan |  |  | Redstone 138 kV Substation | 2018-09-01T04:00:00+00:00 | [9 empty] | METC | [23 empty] | J749 | 2018-05-01T04:00:00+00:00 |  | DPP-2017-FEB | East (ITC) | GIA | Network Resource Interconnection Service (NRIS) | 20 | 20 | Not Started | 0 | 0 | 0 | 0
MISO |  |  |  | 2017-06-16T04:00:00+00:00 | Done |  | Wind Turbine |  |  |  | Wind | [16 empty] | Morgan County | Illinois |  |  | Westchester 138kV Substation | 2019-08-15T04:00:00+00:00 | 2022-05-15T04:00:00+00:00 | [8 empty] | City of Springfield, IL - CWLP | [23 empty] | J750 |  | 2020-01-14T05:00:00+00:00 | DPP-2017-AUG | Central | GIA | Network Resource Interconnection Service (NRIS) | 150 | 150 | Under Construction | 150 | 150 | 150 | 150
MISO |  |  |  | 2016-11-14T05:00:00+00:00 | Done |  | Wind Turbine |  |  |  | Wind | [16 empty] | Tuscola County | Michigan |  |  | Ringle 345kV Switchyard | 2020-01-02T05:00:00+00:00 | 2019-10-04T04:00:00+00:00 | [8 empty] | ITC MIDWEST | [23 empty] | J752 |  | 2019-10-10T04:00:00+00:00 | DPP-2017-FEB | East (ITC) | GIA | Network Resource Interconnection Service (NRIS) | 100 | 100 | In Service | 100 | 100 | 100 | 100
MISO |  |  |  | 2016-11-14T05:00:00+00:00 | Done |  | Photovoltaic |  |  |  | Solar | [16 empty] | Breckinridge County | Kentucky |  |  | Hardinsburg Sub 161kV | 2021-04-01T04:00:00+00:00 | 2021-04-01T04:00:00+00:00 | [8 empty] | BIG RIVERS ELECTRIC CORPORATION | [23 empty] | J753 |  | 2019-03-08T05:00:00+00:00 | DPP-2017-FEB | Central | Phase 3 | Network Resource Interconnection Service (NRIS) | 100 | 100 | Under Construction | 100 | 100 | 100 | 100
MISO |  |  |  | 2016-11-14T05:00:00+00:00 | Withdrawn |  | Wind Turbine |  |  |  | Wind | [16 empty] | Montgomery County | Indiana |  |  | Cayuga - Nucor 345kV | 2019-03-08T05:00:00+00:00 | 2020-04-30T04:00:00+00:00 | [8 empty] | Duke Energy Corporation | [23 empty] | J754 | 2020-09-30T04:00:00+00:00 | 2019-04-11T04:00:00+00:00 | DPP-2017-FEB | Central | Phase 3 | Network Resource Interconnection Service (NRIS) | 303.6 | 303.6 | Withdrawn | 303.6 | 303.6 | 303.6 | 303.6
MISO |  |  |  | 2016-11-14T05:00:00+00:00 | Done |  | Wind Turbine |  |  |  | Wind | [16 empty] | Logan County | Illinois |  |  | Mason City to Fogarty 138kV | 2019-08-15T04:00:00+00:00 | 2020-04-23T04:00:00+00:00 | [8 empty] | AMEREN ILLINOIS | [23 empty] | J756 |  | 2019-03-26T04:00:00+00:00 | DPP-2017-FEB | Central | Phase 3 | Network Resource Interconnection Service (NRIS) | 202.4 | 202.4 | In Service | 202.4 | 202.4 | 202.4 | 202.4
MISO |  |  |  | 2016-11-14T05:00:00+00:00 | Done |  | Wind Turbine |  |  |  | Wind | [16 empty] | Morgan County,Sangamon County | Illinois |  |  | Austin-Meredosia 345kV line | 2020-08-14T04:00:00+00:00 | 2021-10-31T04:00:00+00:00 | [8 empty] | AMEREN TRANSMISSION COMPANY OF ILLINOIS | [23 empty] | J757 |  | 2019-05-31T04:00:00+00:00 | DPP-2017-FEB | Central | Phase 3 | Network Resource Interconnection Service (NRIS) | 303.6 | 303.6 | In Service | 303.6 | 303.6 | 303.6 | 303.6
MISO |  |  |  | 2016-11-14T05:00:00+00:00 | Done |  | Photovoltaic |  |  |  | Solar | [16 empty] | Calhoun County | Michigan |  |  | Verona-Foundry 138kV | 2018-10-01T04:00:00+00:00 | 2022-04-08T04:00:00+00:00 | [8 empty] | METC | [23 empty] | J758 |  | 2019-10-25T04:00:00+00:00 | DPP-2017-FEB | East (ITC) | GIA | Network Resource Interconnection Service (NRIS) | 200 | 200 | In Service | 200 | 200 | 200 | 200
MISO |  |  |  | 2016-11-14T05:00:00+00:00 | Done |  | Photovoltaic |  |  |  | Solar | [16 empty] | Spencer County | Indiana |  |  | Troy 161kV Sub | 2021-04-01T04:00:00+00:00 | 2020-07-02T04:00:00+00:00 | [8 empty] | HOOSIER ENERGY REC, INC | [23 empty] | J759 |  | 2019-02-15T05:00:00+00:00 | DPP-2017-FEB | Central | Phase 3 | Network Resource Interconnection Service (NRIS) | 70 | 70 | In Service | 70 | 69.9 | 70 | 69.9
MISO |  |  |  | 2016-11-14T05:00:00+00:00 | Done |  | Combustion Turbine (Simple Cycle) |  |  |  | Gas | [16 empty] | Rock County | Wisconsin |  |  | New Kitty Hawk 345kV substation | 2019-04-08T04:00:00+00:00 | [9 empty] | American Transmission Co. LLC | [23 empty] | J760 |  | 2019-03-27T04:00:00+00:00 | DPP-2017-FEB | East (ATC) | GIA | Network Resource Interconnection Service (NRIS) | 30 | 30 | In Service | 30 | 30 | 30 | 30
MISO |  |  |  | 2016-11-14T05:00:00+00:00 | Withdrawn |  | Wind Turbine |  |  |  | Wind | [16 empty] | Faribault County | Minnesota |  |  | Huntley 345 kV sub | 2020-09-15T04:00:00+00:00 | [9 empty] | ITC MIDWEST | [23 empty] | J761 | 2019-04-09T04:00:00+00:00 |  | DPP-2017-FEB | West | GIA | Network Resource Interconnection Service (NRIS) | 200 | 200 | Not Started | 0 | 0 | 0 | 0
MISO |  |  |  | 2016-11-14T05:00:00+00:00 | Done |  | Photovoltaic |  |  |  | Solar | [16 empty] | Meade County | Kentucky |  |  | Meade Sub 161kV | 2021-04-01T04:00:00+00:00 | 2021-04-01T04:00:00+00:00 | [8 empty] | BIG RIVERS ELECTRIC CORPORATION | [23 empty] | J762 |  | 2019-03-08T05:00:00+00:00 | DPP-2017-FEB | Central | Phase 3 | Network Resource Interconnection Service (NRIS) | 200 | 200 | Under Construction | 200 | 200 | 200 | 200
MISO |  |  |  | 2016-11-14T05:00:00+00:00 | Withdrawn |  | Wind Turbine |  |  |  | Wind | [16 empty] | Oliver County | North Dakota |  |  | Square Butte 230kV Substation | 2018-01-01T05:00:00+00:00 | [9 empty] | MINNESOTA POWER INC. | [23 empty] | J766 | 2019-04-09T04:00:00+00:00 |  | DPP-2017-FEB | West | GIA | Network Resource Interconnection Service (NRIS) | 3.84 | 3.84 | Not Started | 0 | 0 | 0 | 0
MISO |  |  |  | 2016-11-14T05:00:00+00:00 | Withdrawn |  | Wind Turbine |  |  |  | Wind | [16 empty] | Hancock County | Iowa |  |  | Lime Creek 161 kV substation | 2019-01-01T05:00:00+00:00 | [9 empty] | ITC MIDWEST | [23 empty] | J767 | 2019-08-09T04:00:00+00:00 |  | DPP-2017-FEB | West | GIA | Network Resource Interconnection Service (NRIS) | 12 | 12 | Not Started | 12 | 12 | 0 | 0
MISO |  |  |  | 2016-11-14T05:00:00+00:00 | Withdrawn |  | Wind Turbine |  |  |  | Wind | [16 empty] | Story County | Iowa |  |  | Story County Substation | 2019-01-01T05:00:00+00:00 | [9 empty] | ITC MIDWEST | [23 empty] | J768 | 2019-08-09T04:00:00+00:00 |  | DPP-2017-FEB | West | GIA | Network Resource Interconnection Service (NRIS) | 12 | 12 | Not Started | 12 | 12 | 0 | 0
MISO |  |  |  | 2016-11-14T05:00:00+00:00 | Withdrawn |  | Photovoltaic |  |  |  | Solar | [16 empty] | Renville County | Minnesota |  |  | Kingman Run-Bird Island 69kV | 2019-07-31T04:00:00+00:00 | [9 empty] | NORTHERN STATES POWER COMPANY | [23 empty] | J769 | 2019-04-09T04:00:00+00:00 |  | DPP-2017-FEB | West | GIA | Network Resource Interconnection Service (NRIS) | 33 | 33 | Not Started | 0 | 0 | 0 | 0
MISO |  |  |  | 2016-11-14T05:00:00+00:00 | Withdrawn |  | Photovoltaic |  |  |  | Solar | [16 empty] | Renville County | Minnesota |  |  | Bird Island to Henryville Tap 69kV Line | 2019-07-31T04:00:00+00:00 | [9 empty] | NORTHERN STATES POWER COMPANY | [23 empty] | J770 | 2019-04-09T04:00:00+00:00 |  | DPP-2017-FEB | West | GIA | Network Resource Interconnection Service (NRIS) | 90 | 90 | Not Started | 0 | 0 | 0 | 0
MISO |  |  |  | 2016-11-14T05:00:00+00:00 | Withdrawn |  | Photovoltaic |  |  |  | Solar | [16 empty] | Stearns County | Minnesota |  |  | Lake Koronis-Paynesville 69kV | 2019-07-31T04:00:00+00:00 | [9 empty] | GREAT RIVER ENERGY | [23 empty] | J771 | 2019-04-09T04:00:00+00:00 |  | DPP-2017-FEB | West | GIA | Network Resource Interconnection Service (NRIS) | 50 | 50 | Not Started | 0 | 0 | 0 | 0
MISO |  |  |  | 2016-11-14T05:00:00+00:00 | Withdrawn |  | Wind Turbine |  |  |  | Wind | [16 empty] | Franklin County | Iowa |  |  | Black Hawk-Killdeer 345kV | 2019-11-01T04:00:00+00:00 | [9 empty] | MIDAMERICAN ENERGY COMPANY | [23 empty] | J776 | 2019-04-09T04:00:00+00:00 |  | DPP-2017-FEB | West | GIA | Network Resource Interconnection Service (NRIS) | 99 | 99 | Not Started | 0 | 0 | 0 | 0
MISO |  |  |  | 2016-11-14T05:00:00+00:00 | Withdrawn |  | Wind Turbine |  |  |  | Wind | [16 empty] | Franklin County | Iowa |  |  | Whispering Willow 161kV substation | 2019-11-01T04:00:00+00:00 | [9 empty] | ITC MIDWEST | [23 empty] | J777 | 2019-08-09T04:00:00+00:00 |  | DPP-2017-FEB | West | GIA | Network Resource Interconnection Service (NRIS) | 99 | 99 | Not Started | 99 | 99 | 0 | 0
MISO |  |  |  | 2016-11-14T05:00:00+00:00 | Withdrawn |  | Wind Turbine |  |  |  | Wind | [16 empty] | Emmons County,Logan County | North Dakota |  |  | Bismarck-Linton 115kV | 2019-09-01T04:00:00+00:00 | [9 empty] | MONTANA-DAKOTA UTILITIES CO. | [23 empty] | J779 | 2019-08-09T04:00:00+00:00 |  | DPP-2017-FEB | West | GIA | Network Resource Interconnection Service (NRIS) | 51 | 51 | Not Started | 50.4 | 50.4 | 0 | 0
MISO |  |  |  | 2016-11-14T05:00:00+00:00 | Withdrawn |  | Wind Turbine |  |  |  | Wind | [16 empty] | Sheridan County | North Dakota |  |  | Harvey - Underwood 230kV Line | 2020-12-15T05:00:00+00:00 | [9 empty] | OTTER TAIL POWER COMPANY | [23 empty] | J780 | 2019-04-09T04:00:00+00:00 |  | DPP-2017-FEB | West | GIA | Network Resource Interconnection Service (NRIS) | 200 | 200 | Not Started | 0 | 0 | 0 | 0
MISO |  |  |  | 2016-11-14T05:00:00+00:00 | Withdrawn |  | Photovoltaic |  |  |  | Solar | [16 empty] | Stoddard County | Missouri |  |  | Stoddart sub 161kV | 2021-04-01T04:00:00+00:00 | [9 empty] | Ameren Missouri | [23 empty] | J782 | 2018-05-31T04:00:00+00:00 |  | DPP-2017-FEB | Central | Phase 3 | Network Resource Interconnection Service (NRIS) | 100 | 100 | Not Started | 0 | 0 | 0 | 0
MISO |  |  |  | 2016-11-14T05:00:00+00:00 | Done |  | Photovoltaic |  |  |  | Solar | [16 empty] | Spencer County | Indiana |  |  | Grandview Sub | 2021-04-01T04:00:00+00:00 | 2021-04-01T04:00:00+00:00 | [8 empty] | Southern Indiana Gas & Electric Company d/b/a Vectren Energy Delivery of Indiana, Inc. | [23 empty] | J783 |  | 2019-07-24T04:00:00+00:00 | DPP-2017-FEB | Central | Phase 3 | Network Resource Interconnection Service (NRIS) | 70 | 70 | Under Construction | 70 | 69.9 | 70 | 69.9
MISO |  |  |  | 2017-06-16T04:00:00+00:00 | Withdrawn |  | Wind Turbine |  |  |  | Wind | [16 empty] | Jackson County,Martin County | Minnesota |  |  | Lakefield Junction - Huntley 345 kV line (Tap) | 2021-09-15T04:00:00+00:00 | [9 empty] | ITC MIDWEST | [23 empty] | J785 | 2021-01-29T05:00:00+00:00 |  | DPP-2017-AUG | West | Phase 3 | Network Resource Interconnection Service (NRIS) | 105 | 105 | Not Started | 105 | 105 | 0 | 0
MISO |  |  |  | 2017-06-16T04:00:00+00:00 | Done |  | Combined Cycle |  |  |  | Combined Cycle | [16 empty] | St. Clair County | Michigan |  |  | Belle River - Fitz #2 345 kV Line Tap | 2021-05-14T04:00:00+00:00 | 2021-05-14T04:00:00+00:00 | [8 empty] | ITC MIDWEST | [23 empty] | J793 |  | 2020-10-26T04:00:00+00:00 | DPP-2017-AUG | East (ITC) | GIA | Network Resource Interconnection Service (NRIS) | 1175 | 1175 | In Service | 1209 | 1209 | 1209 | 1175
MISO |  |  |  | 2017-06-16T04:00:00+00:00 | Done |  | Wind Turbine |  |  |  | Wind | [16 empty] | Gratiot County | Michigan |  |  | J589 138kV Substation (Regal - Summerton 138kV Line) | 2018-09-10T04:00:00+00:00 | 2018-10-26T04:00:00+00:00 | [8 empty] | METC | [23 empty] | J794 |  | 2020-06-18T04:00:00+00:00 | DPP-2017-AUG | East (ITC) | GIA | Network Resource Interconnection Service (NRIS) | 12.5 | 12.5 | In Service | 12.5 | 12.5 | 12.5 | 12.5
MISO |  |  |  | 2017-06-16T04:00:00+00:00 | Withdrawn |  | Photovoltaic |  |  |  | Solar | [16 empty] | Gallatin County | Illinois |  |  | Gallatin Junction 161 kV Substation | 2019-09-01T04:00:00+00:00 | [9 empty] | Southern Illinois Power Cooperative | [23 empty] | J795 | 2019-01-08T05:00:00+00:00 |  | DPP-2017-AUG | Central | GIA | Network Resource Interconnection Service (NRIS) | 69 | 69 | Not Started | 0 | 0 | 0 | 0
MISO |  |  |  | 2017-06-16T04:00:00+00:00 | Done |  | Photovoltaic |  |  |  | Solar | [16 empty] | Shiawassee County | Michigan |  |  | Goss 138kV Substation | 2019-09-01T04:00:00+00:00 | 2020-11-20T05:00:00+00:00 | [8 empty] | METC | [23 empty] | J796 |  | 2020-06-12T04:00:00+00:00 | DPP-2017-AUG | East (ITC) | GIA | Network Resource Interconnection Service (NRIS) | 239 | 239 | In Service | 239 | 239 | 239 | 239
MISO |  |  |  | 2017-06-16T04:00:00+00:00 | Withdrawn |  | Photovoltaic |  |  |  | Solar | [16 empty] | Washington County | Illinois |  |  | Ashley 138 kV Substation | 2019-09-01T04:00:00+00:00 | [9 empty] | AMEREN ILLINOIS | [23 empty] | J797 | 2018-05-30T04:00:00+00:00 |  | DPP-2017-AUG | Central | GIA | Network Resource Interconnection Service (NRIS) | 70 | 70 | Not Started | 0 | 0 | 0 | 0
MISO |  |  |  | 2017-06-16T04:00:00+00:00 | Withdrawn |  | Photovoltaic |  |  |  | Solar | [16 empty] | Walworth County | Wisconsin |  |  | University - Mukwanago UNIG52 Line Tap | 2019-09-01T04:00:00+00:00 | [9 empty] | American Transmission Co. LLC | [23 empty] | J798 | 2019-01-08T05:00:00+00:00 |  | DPP-2017-AUG | East (ATC) | GIA | Network Resource Interconnection Service (NRIS) | 124 | 124 | Not Started | 0 | 0 | 0 | 0
MISO |  |  |  | 2017-06-16T04:00:00+00:00 | Done |  | Photovoltaic |  |  |  | Solar | [16 empty] | Washtenaw County | Michigan |  |  | Milan - Pioneer 120kV Line Tap | 2019-09-01T04:00:00+00:00 | 2021-11-11T05:00:00+00:00 | [8 empty] | ITC MIDWEST | [23 empty] | J799 |  | 2020-05-13T04:00:00+00:00 | DPP-2017-AUG | East (ITC) | GIA | Network Resource Interconnection Service (NRIS) | 189 | 189 | Under Construction | 189 | 189 | 189 | 189
MISO |  |  |  | 2017-06-16T04:00:00+00:00 | Done |  | Photovoltaic |  |  |  | Solar | [16 empty] | White County | Illinois |  |  | Crossville West Substation 138kV Bus - Albion South - Norris City 138 kV Line | 2020-09-30T04:00:00+00:00 | 2022-10-01T04:00:00+00:00 | [8 empty] | AMEREN ILLINOIS | [23 empty] | J800 |  | 2020-04-22T04:00:00+00:00 | DPP-2017-AUG | Central | GIA | Network Resource Interconnection Service (NRIS) | 250 | 250 | Under Construction | 250 | 250 | 250 | 250
MISO |  |  |  | 2017-06-16T04:00:00+00:00 | Done |  | Photovoltaic |  |  |  | Solar | [16 empty] | Pierce County | Wisconsin |  |  | Crystal Cave-Rock Elm 161kV line tap | 2020-09-01T04:00:00+00:00 | 2023-11-10T05:00:00+00:00 | [8 empty] | DAIRYLAND POWER COOPERATIVE | [23 empty] | J801 |  | 2021-05-19T04:00:00+00:00 | DPP-2017-AUG | West | Phase 3 | Energy Resource Interconnection Service (ERIS) | 74 | 74 | Under Construction | 74 | 74 | 74 | 0
MISO |  |  |  | 2017-06-16T04:00:00+00:00 | Withdrawn |  | Combined Cycle |  |  |  | Combined Cycle | [16 empty] | Vermillion County | Indiana |  |  | Cayuga 345 kV Substation | 2020-09-01T04:00:00+00:00 | [9 empty] | Duke Energy Corporation | [23 empty] | J802 | 2018-05-22T04:00:00+00:00 |  | DPP-2017-AUG | Central | GIA | Network Resource Interconnection Service (NRIS) | 1244 | 1244 | Not Started | 0 | 0 | 0 | 0
MISO |  |  |  | 2017-06-16T04:00:00+00:00 | Withdrawn |  | Photovoltaic |  |  |  | Solar | [16 empty] | Lyon County | Minnesota |  |  | Tracy 69 kV line | 2019-10-01T04:00:00+00:00 | 2023-11-01T04:00:00+00:00 | [8 empty] | NORTHERN STATES POWER COMPANY | [23 empty] | J803 | 2023-04-25T04:00:00+00:00 | 2021-05-19T04:00:00+00:00 | DPP-2017-AUG | West | Phase 3 | Energy Resource Interconnection Service (ERIS) | 32.5 | 32.5 | Withdrawn | 32.5 | 0 | 32.5 | 0
MISO |  |  |  | 2017-06-16T04:00:00+00:00 | Withdrawn |  | Photovoltaic |  |  |  | Solar | [16 empty] | Decatur County | Indiana |  |  | Decatur 138kV Substation | 2019-09-01T04:00:00+00:00 | [9 empty] | HOOSIER ENERGY REC, INC | [23 empty] | J804 | 2018-04-16T04:00:00+00:00 |  | DPP-2017-AUG | Central | GIA | Network Resource Interconnection Service (NRIS) | 119 | 119 | Not Started | 0 | 0 | 0 | 0
MISO |  |  |  | 2017-06-16T04:00:00+00:00 | Done |  | Photovoltaic |  |  |  | Solar | [16 empty] | Shelby County | Indiana |  |  | Gwynneville 345kV Substation | 2019-09-01T04:00:00+00:00 | 2022-05-01T04:00:00+00:00 | [8 empty] | Duke Energy Corporation | [23 empty] | J805 |  | 2020-05-08T04:00:00+00:00 | DPP-2017-AUG | Central | GIA | Network Resource Interconnection Service (NRIS) | 199 | 199 | Under Construction | 199 | 199 | 199 | 199
MISO |  |  |  | 2017-06-16T04:00:00+00:00 | Done |  | Photovoltaic |  |  |  | Solar | [16 empty] | Calhoun County | Michigan |  |  | Rice Creek - Vrooman 138kV Line Tap | 2019-09-01T04:00:00+00:00 | 2021-06-01T04:00:00+00:00 | [8 empty] | METC | [23 empty] | J806 |  | 2020-05-11T04:00:00+00:00 | DPP-2017-AUG | East (ITC) | GIA | Network Resource Interconnection Service (NRIS) | 149 | 149 | In Service | 149 | 149 | 149 | 149
MISO |  |  |  | 2017-06-16T04:00:00+00:00 | Withdrawn |  | Wind Turbine |  |  |  | Wind | [16 empty] | Lafayette County | Wisconsin |  |  | Darlington - Hillman 138kV Line (Falcon Substation J395) | 2020-09-15T04:00:00+00:00 | 2021-08-27T04:00:00+00:00 | [8 empty] | American Transmission Co. LLC | [23 empty] | J807 | 2020-05-26T04:00:00+00:00 | 2019-10-17T04:00:00+00:00 | DPP-2017-AUG | East (ATC) | GIA | Network Resource Interconnection Service (NRIS) | 41.4 | 41.4 | Withdrawn | 41.4 | 41.4 | 41.4 | 41.4
MISO |  |  |  | 2017-06-16T04:00:00+00:00 | Done |  | Photovoltaic |  |  |  | Solar | [16 empty] | Randolph County | Illinois |  |  | Aster Substation 138kV Bus | 2019-09-01T04:00:00+00:00 | 2020-07-01T04:00:00+00:00 | [8 empty] | AMEREN ILLINOIS | [23 empty] | J808 |  | 2020-05-06T04:00:00+00:00 | DPP-2017-AUG | Central | GIA | Network Resource Interconnection Service (NRIS) | 99 | 99 | In Service | 99 | 99 | 99 | 99
MISO |  |  |  | 2017-06-16T04:00:00+00:00 | Withdrawn |  | Photovoltaic |  |  |  | Solar | [16 empty] | Ottawa County | Michigan |  |  | Bass Creek - Black River 138 kV Line Tap | 2019-09-01T04:00:00+00:00 | [9 empty] | METC | [23 empty] | J809 | 2019-01-09T05:00:00+00:00 |  | DPP-2017-AUG | East (ITC) | GIA | Network Resource Interconnection Service (NRIS) | 99 | 99 | Not Started | 0 | 0 | 0 | 0
MISO |  |  |  | 2017-06-16T04:00:00+00:00 | Withdrawn |  | Combustion Turbine (Simple Cycle) |  |  |  | Gas | [16 empty] | Audubon County | Iowa |  |  | Atlantic to Adair 161 kV line | 2023-04-01T04:00:00+00:00 | [9 empty] | MIDAMERICAN ENERGY COMPANY | [23 empty] | J810 | 2018-08-31T04:00:00+00:00 |  | DPP-2017-AUG | West | Phase 3 | Network Resource Interconnection Service (NRIS) | 139.6 | 145.5 | Not Started | 0 | 0 | 0 | 0
MISO |  |  |  | 2017-06-16T04:00:00+00:00 | Done |  | Photovoltaic |  |  |  | Solar | [16 empty] | Fayette County | Illinois |  |  | Ramsey East 138kV Substation | 2019-09-01T04:00:00+00:00 | 2021-05-28T04:00:00+00:00 | [8 empty] | AMEREN ILLINOIS | [23 empty] | J811 |  | 2020-03-25T04:00:00+00:00 | DPP-2017-AUG | Central | GIA | Network Resource Interconnection Service (NRIS) | 99 | 99 | In Service | 99 | 99 | 99 | 99
MISO |  |  |  | 2017-06-16T04:00:00+00:00 | Withdrawn |  | Combined Cycle |  |  |  | Combined Cycle | [16 empty] | Van Buren County | Michigan |  |  | Covert - Palisades 345kV Line | 2017-06-16T04:00:00+00:00 | [9 empty] | METC | [23 empty] | J812 | 2017-10-26T04:00:00+00:00 |  | DPP-2017-AUG | East (ITC) | GIA | Network Resource Interconnection Service (NRIS) | 1108 | 1217 | Not Started | 0 | 0 | 0 | 0
MISO |  |  |  | 2017-06-16T04:00:00+00:00 | Done |  | Photovoltaic |  |  |  | Solar | [16 empty] | Clay County | Illinois |  |  | Louisville South Substation 138kV Line | 2020-09-30T04:00:00+00:00 | 2021-10-29T04:00:00+00:00 | [8 empty] | AMEREN ILLINOIS | [23 empty] | J813 |  | 2019-12-16T05:00:00+00:00 | DPP-2017-AUG | Central | GIA | Network Resource Interconnection Service (NRIS) | 275 | 275 | Under Construction | 250 | 250 | 250 | 250
MISO |  |  |  | 2017-06-16T04:00:00+00:00 | Withdrawn |  | Wind Turbine |  |  |  | Wind | [16 empty] | Clark County | Wisconsin |  |  | Eau Claire - Arpin 345kV Line | 2020-09-15T04:00:00+00:00 | [9 empty] | NORTHERN STATES POWER COMPANY | [23 empty] | J814 | 2019-02-04T05:00:00+00:00 |  | DPP-2017-AUG | West | Phase 3 | Network Resource Interconnection Service (NRIS) | 99.9 | 99.9 | Not Started | 0 | 0 | 0 | 0
MISO |  |  |  | 2017-06-16T04:00:00+00:00 | Done |  | Photovoltaic |  |  |  | Solar | [16 empty] | Christian County | Illinois |  |  | Taylorville South-Austin (formerly Pawnee)138kV Line | 2020-09-30T04:00:00+00:00 | 2022-10-28T04:00:00+00:00 | [8 empty] | AMEREN ILLINOIS | [23 empty] | J815 |  | 2020-04-16T04:00:00+00:00 | DPP-2017-AUG | Central | GIA | Network Resource Interconnection Service (NRIS) | 250 | 250 | Under Construction | 250 | 250 | 250 | 250
MISO |  |  |  | 2017-06-16T04:00:00+00:00 | Withdrawn |  | Photovoltaic |  |  |  | Solar | [16 empty] | Cass County | North Dakota |  |  | Buffalo 115kV Substation | 2022-09-15T04:00:00+00:00 | [9 empty] | OTTER TAIL POWER COMPANY | [23 empty] | J816 | 2021-01-29T05:00:00+00:00 |  | DPP-2017-AUG | West | Phase 3 | Network Resource Interconnection Service (NRIS) | 60 | 60 | Not Started | 60 | 60 | 0 | 0
MISO |  |  |  | 2017-06-16T04:00:00+00:00 | Done |  | Photovoltaic |  |  |  | Solar | [16 empty] | Warren County | Missouri |  |  | Warrenton 161kV Substation | 2019-09-01T04:00:00+00:00 | 2021-10-29T04:00:00+00:00 | [8 empty] | Ameren Missouri | [23 empty] | J817 |  | 2019-12-17T05:00:00+00:00 | DPP-2017-AUG | Central | GIA | Network Resource Interconnection Service (NRIS) | 139 | 139 | Under Construction | 139 | 139 | 139 | 139
MISO |  |  |  | 2017-06-16T04:00:00+00:00 | Done |  | Photovoltaic |  |  |  | Solar | [16 empty] | Jefferson County | Wisconsin |  |  | Jefferson 138kV Substation | 2019-09-01T04:00:00+00:00 | 2022-04-01T04:00:00+00:00 | [8 empty] | American Transmission Co. LLC | [23 empty] | J818 |  | 2020-05-06T04:00:00+00:00 | DPP-2017-AUG | East (ATC) | GIA | Network Resource Interconnection Service (NRIS) | 149 | 149 | Under Construction | 149 | 149 | 149 | 149
MISO |  |  |  | 2017-06-16T04:00:00+00:00 | Withdrawn |  | Wind Turbine |  |  |  | Wind | [16 empty] | Lafayette County | Wisconsin |  |  | Darlington 138kV Substation | 2020-09-15T04:00:00+00:00 | 2021-09-01T04:00:00+00:00 | [8 empty] | American Transmission Co. LLC | [23 empty] | J819 | 2020-05-26T04:00:00+00:00 | 2020-05-20T04:00:00+00:00 | DPP-2017-AUG | East (ATC) | GIA | Network Resource Interconnection Service (NRIS) | 99.9 | 99.9 | Withdrawn | 99.9 | 99.9 | 99.9 | 99.9
MISO |  |  |  | 2017-06-16T04:00:00+00:00 | Withdrawn |  | Wind Turbine |  |  |  | Wind | [16 empty] | Eaton County | Michigan |  |  | Oneida 345kV Substation | 2020-09-15T04:00:00+00:00 | [9 empty] | METC | [23 empty] | J820 | 2017-08-03T04:00:00+00:00 |  | DPP-2017-AUG | East (ITC) | GIA | Network Resource Interconnection Service (NRIS) | 100.05 | 100.05 | Not Started | 0 | 0 | 0 | 0
MISO |  |  |  | 2017-06-16T04:00:00+00:00 | Withdrawn |  | Wind Turbine |  |  |  | Wind | [16 empty] | Marathon County | Wisconsin |  |  | Wein - Stratford 115 kV Line Tap | 2020-09-15T04:00:00+00:00 | 2021-08-27T04:00:00+00:00 | [8 empty] | American Transmission Co. LLC | [23 empty] | J821 | 2020-05-26T04:00:00+00:00 | 2019-10-17T04:00:00+00:00 | DPP-2017-AUG | East (ATC) | GIA | Network Resource Interconnection Service (NRIS) | 99.9 | 99.9 | Withdrawn | 99.9 | 99.9 | 99.9 | 99.9
MISO |  |  |  | 2017-06-16T04:00:00+00:00 | Withdrawn |  | Photovoltaic |  |  |  | Solar | [16 empty] | Lonoke County | Arkansas |  |  | Lynch SES Switchyard - Carlisle 115kV Line | 2019-01-30T05:00:00+00:00 | [9 empty] | Entergy | [23 empty] | J822 | 2019-01-08T05:00:00+00:00 |  | DPP-2017-AUG | South | GIA | Network Resource Interconnection Service (NRIS) | 100 | 100 | Not Started | 0 | 0 | 0 | 0
MISO |  |  |  | 2017-06-16T04:00:00+00:00 | Withdrawn |  | Photovoltaic |  |  |  | Solar | [16 empty] | Clark County | Missouri |  |  | Twin Rivers - Twin Rivers Tap - Palmyra 161kV Line | 2020-09-15T04:00:00+00:00 | [9 empty] | ITC MIDWEST | [23 empty] | J823 | 2019-02-06T05:00:00+00:00 |  | DPP-2017-AUG | West | Phase 3 | Network Resource Interconnection Service (NRIS) | 50 | 50 | Not Started | 0 | 0 | 0 | 0
MISO |  |  |  | 2017-06-16T04:00:00+00:00 | Withdrawn |  | Photovoltaic |  |  |  | Solar | [16 empty] | Sullivan County,Vigo County | Indiana |  |  | Vigo-Farmersburg Junction 138kV Line | 2020-09-30T04:00:00+00:00 | [9 empty] | Duke Energy Corporation | [23 empty] | J824 | 2019-04-17T04:00:00+00:00 |  | DPP-2017-AUG | Central | GIA | Network Resource Interconnection Service (NRIS) | 245 | 245 | Not Started | 150 | 150 | 0 | 0
MISO |  |  |  | 2017-06-16T04:00:00+00:00 | Withdrawn |  | Wind Turbine |  |  |  | Wind | [16 empty] | Green County | Wisconsin |  |  | North Monroe - Albany 138kV Line | 2020-09-15T04:00:00+00:00 | [9 empty] | American Transmission Co. LLC | [23 empty] | J825 | 2019-01-08T05:00:00+00:00 |  | DPP-2017-AUG | East (ATC) | GIA | Network Resource Interconnection Service (NRIS) | 99.9 | 99.9 | Not Started | 0 | 0 | 0 | 0
MISO |  |  |  | 2017-06-16T04:00:00+00:00 | Done |  | Wind Turbine |  |  |  | Wind | [16 empty] | McLean County | Illinois |  |  | Weedman Substation 138kV Bus | 2020-09-01T04:00:00+00:00 | 2021-05-28T04:00:00+00:00 | [8 empty] | AMEREN ILLINOIS | [23 empty] | J826 |  | 2019-12-17T05:00:00+00:00 | DPP-2017-AUG | Central | GIA | Network Resource Interconnection Service (NRIS) | 100 | 100 | In Service | 100 | 100 | 100 | 100
MISO |  |  |  | 2017-06-16T04:00:00+00:00 | Withdrawn |  | Wind Turbine |  |  |  | Wind | [16 empty] | Fountain County,Montgomery County,Tippecanoe County | Indiana |  |  | Lafayette - Veedsburg West - Attica 230kV Line | 2020-09-30T04:00:00+00:00 | [9 empty] | Duke Energy Corporation | [23 empty] | J827 | 2019-01-08T05:00:00+00:00 |  | DPP-2017-AUG | Central | GIA | Network Resource Interconnection Service (NRIS) | 300 | 300 | Not Started | 0 | 0 | 0 | 0
MISO |  |  |  | 2017-06-16T04:00:00+00:00 | Withdrawn |  | Wind Turbine |  |  |  | Wind | [16 empty] | Montgomery County | Indiana |  |  | Crawfordsville - Linden Tap 138kV Line | 2020-08-01T04:00:00+00:00 | [9 empty] | Duke Energy Corporation | [23 empty] | J828 | 2018-02-07T05:00:00+00:00 |  | DPP-2017-AUG | Central | GIA | Network Resource Interconnection Service (NRIS) | 151.8 | 151.8 | Not Started | 0 | 0 | 0 | 0
MISO |  |  |  | 2017-06-16T04:00:00+00:00 | Done |  | Photovoltaic |  |  |  | Solar | [16 empty] | Sullivan County | Indiana |  |  | Dresser - Merom 345kV Line | 2020-09-30T04:00:00+00:00 | 2022-09-01T04:00:00+00:00 | [8 empty] | Duke Energy Corporation | [23 empty] | J829 |  | 2020-05-26T04:00:00+00:00 | DPP-2017-AUG | Central | GIA | Network Resource Interconnection Service (NRIS) | 250 | 250 | Under Construction | 250 | 250 | 250 | 250
MISO |  |  |  | 2017-06-16T04:00:00+00:00 | Done |  | Photovoltaic |  |  |  | Solar | [16 empty] | Madison County | Mississippi |  |  | Canton South to Hoy Road 230 kV Line | 2020-06-01T04:00:00+00:00 | 2021-11-15T05:00:00+00:00 | [8 empty] | Entergy | [23 empty] | J830 |  | 2020-03-05T05:00:00+00:00 | DPP-2017-AUG | South | GIA | Network Resource Interconnection Service (NRIS) | 100 | 100 | Under Construction | 100 | 100 | 100 | 100
MISO |  |  |  | 2017-06-16T04:00:00+00:00 | Done |  | Combined Cycle |  |  |  | Combined Cycle | [16 empty] | Ozaukee County | Wisconsin |  |  | Port Washington Generating Switchyard 138 kV | 2017-06-16T04:00:00+00:00 | 2019-10-28T04:00:00+00:00 | [8 empty] | American Transmission Co. LLC | [23 empty] | J831 |  | 2019-11-12T05:00:00+00:00 | DPP-2017-AUG | East (ATC) | GIA | Network Resource Interconnection Service (NRIS) | 40 | 48 | In Service | 48 | 48 | 48 | 48
MISO |  |  |  | 2017-06-16T04:00:00+00:00 | Withdrawn |  | Photovoltaic |  |  |  | Solar | [16 empty] | Cheboygan County | Michigan |  |  | Port Calcite - Riggsville 138kV Line | 2020-04-01T04:00:00+00:00 | 2022-12-31T05:00:00+00:00 | [8 empty] | METC | [23 empty] | J832 | 2021-06-02T04:00:00+00:00 | 2020-06-12T04:00:00+00:00 | DPP-2017-AUG | East (ITC) | GIA | Network Resource Interconnection Service (NRIS) | 100 | 100 | Withdrawn | 91 | 91 | 91 | 91
MISO |  |  |  | 2017-06-16T04:00:00+00:00 | Withdrawn |  | Photovoltaic |  |  |  | Solar | [16 empty] | Washtenaw County | Michigan |  |  | Milan-Pioneer 120kV line tap | 2020-04-01T04:00:00+00:00 | 2022-04-29T04:00:00+00:00 | [8 empty] | ITC MIDWEST | [23 empty] | J833 | 2021-10-22T04:00:00+00:00 | 2020-06-17T04:00:00+00:00 | DPP-2017-AUG | East (ITC) | GIA | Network Resource Interconnection Service (NRIS) | 100 | 100 | Withdrawn | 50 | 50 | 50 | 50
MISO |  |  |  | 2017-06-16T04:00:00+00:00 | Done |  | Photovoltaic |  |  |  | Solar | [16 empty] | Phillips County | Arkansas |  |  | Robert E Ritchie 230kV Substation | 2020-09-01T04:00:00+00:00 | 2021-11-15T05:00:00+00:00 | [8 empty] | Entergy | [23 empty] | J834 |  | 2020-03-06T05:00:00+00:00 | DPP-2017-AUG | South | GIA | Network Resource Interconnection Service (NRIS) | 100 | 100 | Under Construction | 100 | 100 | 100 | 100
MISO |  |  |  | 2017-06-16T04:00:00+00:00 | Withdrawn |  | Wind Turbine |  |  |  | Wind | [16 empty] | Morgan County | Illinois |  |  | Meredosia - Austin 345kV Line | 2020-07-01T04:00:00+00:00 | [9 empty] | AMEREN ILLINOIS | [23 empty] | J835 | 2019-04-17T04:00:00+00:00 |  | DPP-2017-AUG | Central | GIA | Network Resource Interconnection Service (NRIS) | 200 | 200 | Not Started | 200 | 200 | 0 | 0
MISO |  |  |  | 2017-06-16T04:00:00+00:00 | Done |  | Wind Turbine |  |  |  | Wind | [16 empty] | Kossuth County | Iowa |  |  | Ledyard 345kV Substation | 2021-11-01T04:00:00+00:00 | 2022-09-30T04:00:00+00:00 | [8 empty] | ITC MIDWEST | [23 empty] | J836 |  | 2021-05-19T04:00:00+00:00 | DPP-2017-AUG | West | Phase 3 | Energy Resource Interconnection Service (ERIS) | 200 | 200 | In Service | 200 | 0 | 200 | 0
MISO |  |  |  | 2017-06-16T04:00:00+00:00 | Done |  | Wind Turbine |  |  |  | Wind | [16 empty] | White County | Indiana |  |  | Reynolds 345kV Substation | 2020-08-01T04:00:00+00:00 | 2021-08-15T04:00:00+00:00 | [8 empty] | NORTHERN INDIANA PUBLIC SERVICE COMPANY LLC | [23 empty] | J837 |  | 2019-10-21T04:00:00+00:00 | DPP-2017-AUG | Central | GIA | Network Resource Interconnection Service (NRIS) | 200.1 | 200.1 | In Service | 200.1 | 80 | 200.1 | 80
MISO |  |  |  | 2017-06-16T04:00:00+00:00 | Done |  | Wind Turbine |  |  |  | Wind | [16 empty] | White County | Indiana |  |  | Reynolds 345kV Substation | 2020-08-01T04:00:00+00:00 | 2021-08-15T04:00:00+00:00 | [8 empty] | NORTHERN INDIANA PUBLIC SERVICE COMPANY LLC | [23 empty] | J838 |  | 2019-10-21T04:00:00+00:00 | DPP-2017-AUG | Central | GIA | Network Resource Interconnection Service (NRIS) | 200.1 | 200.1 | In Service | 100 | 40 | 100 | 40
MISO |  |  |  | 2017-06-16T04:00:00+00:00 | Withdrawn |  | Photovoltaic |  |  |  | Solar | [16 empty] | Lapeer County | Michigan |  |  | Otsego Tap - Otsego 120 kV Line Tap | 2020-04-01T04:00:00+00:00 | 2023-03-31T04:00:00+00:00 | [8 empty] | ITC MIDWEST | [23 empty] | J839 | 2020-05-27T04:00:00+00:00 |  | DPP-2017-AUG | East (ITC) | GIA | Network Resource Interconnection Service (NRIS) | 100 | 100 | Withdrawn | 58 | 58 | 58 | 58
MISO |  |  |  | 2017-06-16T04:00:00+00:00 | Withdrawn |  | Wind Turbine |  |  |  | Wind | [16 empty] | Humboldt County | Iowa |  |  | Kossuth - Webster 345 kV Line | 2021-07-01T04:00:00+00:00 | [9 empty] | MIDAMERICAN ENERGY COMPANY | [23 empty] | J840 | 2021-01-29T05:00:00+00:00 |  | DPP-2017-AUG | West | Phase 3 | Network Resource Interconnection Service (NRIS) | 150 | 150 | Not Started | 150 | 150 | 0 | 0
MISO |  |  |  | 2017-06-16T04:00:00+00:00 | Withdrawn |  | Combined Cycle |  |  |  | Combined Cycle | [16 empty] | Saginaw County | Michigan |  |  | Orr RD 138 kV Substation | 2020-04-01T04:00:00+00:00 | [9 empty] | METC | [23 empty] | J841 | 2020-01-24T05:00:00+00:00 |  | DPP-2017-AUG | East (ITC) | GIA | Network Resource Interconnection Service (NRIS) | 702 | 725 | Not Started | 725 | 725 | 725 | 702
MISO |  |  |  | 2017-06-16T04:00:00+00:00 | Withdrawn |  | Wind Turbine |  |  |  | Wind | [16 empty] | Gibson County | Indiana |  |  | Gibson - Brown 345kV Line | 2020-07-01T04:00:00+00:00 | 2022-09-14T04:00:00+00:00 | [8 empty] | Southern Indiana Gas & Electric Company d/b/a Vectren Energy Delivery of Indiana, Inc. | [23 empty] | J842 | 2020-02-10T05:00:00+00:00 |  | DPP-2017-AUG | Central | GIA | Network Resource Interconnection Service (NRIS) | 200 | 200 | Not Started | 200 | 200 | 200 | 200
MISO |  |  |  | 2017-06-16T04:00:00+00:00 | Withdrawn |  | Wind Turbine |  |  |  | Wind | [16 empty] | Gibson County | Indiana |  |  | Gibson - Francisco 345kV Line | 2020-07-01T04:00:00+00:00 | 2021-09-01T04:00:00+00:00 | [8 empty] | Duke Energy Corporation | [23 empty] | J843 | 2020-02-10T05:00:00+00:00 |  | DPP-2017-AUG | Central | GIA | Network Resource Interconnection Service (NRIS) | 200 | 200 | Not Started | 200 | 200 | 200 | 200
MISO |  |  |  | 2017-06-16T04:00:00+00:00 | Done |  | Wind Turbine |  |  |  | Wind | [16 empty] | Knox County | Illinois |  |  | Sandburg Substation 138kV Bus | 2020-09-01T04:00:00+00:00 | 2021-05-28T04:00:00+00:00 | [8 empty] | AMEREN TRANSMISSION COMPANY OF ILLINOIS | [23 empty] | J844 |  | 2019-12-10T05:00:00+00:00 | DPP-2017-AUG | Central | GIA | Energy Resource Interconnection Service (ERIS) | 300 | 300 | Under Construction | 147 | 0 | 147 | 0
MISO |  |  |  | 2017-06-16T04:00:00+00:00 | Done |  | Wind Turbine |  |  |  | Wind | [16 empty] | Ford County | Illinois |  |  | Gibson City South - Paxton East 138kV Line | 2020-09-01T04:00:00+00:00 | 2021-06-01T04:00:00+00:00 | [8 empty] | AMEREN ILLINOIS | [23 empty] | J845 |  | 2019-12-06T05:00:00+00:00 | DPP-2017-AUG | Central | GIA | Network Resource Interconnection Service (NRIS) | 120 | 120 | In Service | 120 | 52 | 120 | 52
MISO |  |  |  | 2017-06-16T04:00:00+00:00 | Withdrawn |  | Photovoltaic |  |  |  | Solar | [16 empty] | Hillsdale County | Michigan |  |  | Moore Roadtyd - Coldwater Creek 138 kV Line Tap | 2020-04-01T04:00:00+00:00 | [9 empty] | METC | [23 empty] | J846 | 2019-01-09T05:00:00+00:00 |  | DPP-2017-AUG | East (ITC) | GIA | Network Resource Interconnection Service (NRIS) | 140 | 140 | Not Started | 0 | 0 | 0 | 0
MISO |  |  |  | 2017-06-16T04:00:00+00:00 | Done |  | Photovoltaic |  |  |  | Solar | [16 empty] | Jasper County | Indiana |  |  | Schahfer Tap 138kV Substation | 2020-04-01T04:00:00+00:00 | 2021-04-01T04:00:00+00:00 | [8 empty] | NORTHERN INDIANA PUBLIC SERVICE COMPANY LLC | [23 empty] | J847 |  | 2019-09-17T04:00:00+00:00 | DPP-2017-AUG | Central | GIA | Network Resource Interconnection Service (NRIS) | 90 | 90 | Under Construction | 90 | 90 | 90 | 90
MISO |  |  |  | 2017-06-16T04:00:00+00:00 | Done |  | Wind Turbine |  |  |  | Wind | [16 empty] | Christian County | Illinois |  |  | Pana Substation 138kV Bus | 2020-09-30T04:00:00+00:00 | 2021-05-28T04:00:00+00:00 | [8 empty] | AMEREN TRANSMISSION COMPANY OF ILLINOIS | [23 empty] | J848 |  | 2020-04-17T04:00:00+00:00 | DPP-2017-AUG | Central | GIA | Network Resource Interconnection Service (NRIS) | 250 | 250 | Under Construction | 250 | 250 | 235 | 235
MISO |  |  |  | 2017-06-16T04:00:00+00:00 | Withdrawn |  | Photovoltaic |  |  |  | Solar | [16 empty] | Delta County | Michigan |  |  | Chandler 138 kV Substation | 2020-04-01T04:00:00+00:00 | 2022-04-01T04:00:00+00:00 | [8 empty] | American Transmission Co. LLC | [23 empty] | J849 | 2022-04-19T04:00:00+00:00 | 2019-06-26T04:00:00+00:00 | DPP-2017-AUG | East (ITC) | GIA | Network Resource Interconnection Service (NRIS) | 125 | 125 | Withdrawn | 125 | 125 | 125 | 125
MISO |  |  |  | 2017-06-16T04:00:00+00:00 | Done |  | Photovoltaic |  |  |  | Solar | [16 empty] | Rock County | Wisconsin |  |  | RCEC Bradford - W. Darien 138kV Line | 2021-09-30T04:00:00+00:00 | 2022-09-24T04:00:00+00:00 | [8 empty] | American Transmission Co. LLC | [23 empty] | J850 |  | 2020-04-24T04:00:00+00:00 | DPP-2017-AUG | East (ATC) | GIA | Network Resource Interconnection Service (NRIS) | 250 | 250 | Under Construction | 250 | 250 | 250 | 250
MISO |  |  |  | 2017-06-16T04:00:00+00:00 | Withdrawn |  | Wind Turbine |  |  |  | Wind | [16 empty] | Henry County | Indiana |  |  | Fall Creek - New Castle 138kV Line | 2019-10-01T04:00:00+00:00 | [9 empty] | Duke Energy Corporation | [23 empty] | J851 | 2019-01-08T05:00:00+00:00 |  | DPP-2017-AUG | Central | GIA | Network Resource Interconnection Service (NRIS) | 50 | 50 | Not Started | 0 | 0 | 0 | 0
MISO |  |  |  | 2017-06-16T04:00:00+00:00 | Withdrawn |  | Photovoltaic |  |  |  | Solar | [16 empty] | Ouachita Parish | Louisiana |  |  | Rilla - Riverton 115kV Line Tap | 2019-07-01T04:00:00+00:00 | [9 empty] | Entergy | [23 empty] | J852 | 2019-01-07T05:00:00+00:00 |  | DPP-2017-AUG | South | GIA | Network Resource Interconnection Service (NRIS) | 100 | 100 | Not Started | 0 | 0 | 0 | 0
MISO |  |  |  | 2017-06-16T04:00:00+00:00 | Done |  | Photovoltaic |  |  |  | Solar | [16 empty] | White County | Illinois |  |  | Norris City North Substation 138kV Bus | 2019-09-01T04:00:00+00:00 | 2021-05-28T04:00:00+00:00 | [8 empty] | AMEREN ILLINOIS | [23 empty] | J853 |  | 2019-12-20T05:00:00+00:00 | DPP-2017-AUG | Central | GIA | Network Resource Interconnection Service (NRIS) | 149 | 149 | In Service | 149 | 149 | 149 | 149
MISO |  |  |  | 2017-06-16T04:00:00+00:00 | Withdrawn |  | Photovoltaic |  |  |  | Solar | [16 empty] | Randolph County | Illinois |  |  | Baldwin 138KV Substation | 2019-04-01T04:00:00+00:00 | [9 empty] | AMEREN ILLINOIS | [23 empty] | J854 | 2017-08-08T04:00:00+00:00 |  | DPP-2017-AUG | Central | GIA | Energy Resource Interconnection Service (ERIS) | 30 | 30 | Not Started | 0 | 0 | 0 | 0
MISO |  |  |  | 2017-06-16T04:00:00+00:00 | Done |  | Wind Turbine |  |  |  | Wind | [16 empty] | Grant County,Iowa County | Wisconsin |  |  | Lancaster - Eden 138 kV Line Tap | 2019-08-01T04:00:00+00:00 | 2020-11-06T05:00:00+00:00 | [8 empty] | American Transmission Co. LLC | [23 empty] | J855 |  | 2019-11-14T05:00:00+00:00 | DPP-2017-AUG | East (ATC) | GIA | Network Resource Interconnection Service (NRIS) | 100 | 100 | Under Construction | 100 | 100 | 99.99 | 99.99
MISO |  |  |  | 2017-06-16T04:00:00+00:00 | Withdrawn |  | Photovoltaic |  |  |  | Solar | [16 empty] | Vanderburgh County | Indiana |  |  | Scott (TWP 138/69) 138 kV Substation | 2021-04-01T04:00:00+00:00 | 2021-03-15T04:00:00+00:00 | [8 empty] | Southern Indiana Gas & Electric Company d/b/a Vectren Energy Delivery of Indiana, Inc. | [23 empty] | J856 | 2023-03-07T05:00:00+00:00 | 2019-11-15T05:00:00+00:00 | DPP-2017-AUG | Central | GIA | Network Resource Interconnection Service (NRIS) | 80 | 80 | Withdrawn | 80 | 80 | 80 | 80
MISO |  |  |  | 2017-06-16T04:00:00+00:00 | Done |  | Photovoltaic |  |  |  | Solar | [16 empty] | Calhoun County | Michigan |  |  | Verona - Foundry 138 kV Line Tap | 2019-09-01T04:00:00+00:00 | 2022-02-07T05:00:00+00:00 | [8 empty] | METC | [23 empty] | J857 |  | 2020-06-10T04:00:00+00:00 | DPP-2017-AUG | East (ITC) | GIA | Network Resource Interconnection Service (NRIS) | 124.95 | 124.95 | Under Construction | 124.95 | 124.95 | 124.95 | 124.95
MISO |  |  |  | 2017-06-16T04:00:00+00:00 | Withdrawn |  | Photovoltaic |  |  |  | Solar | [16 empty] | Bradley County | Arkansas |  |  | Hilo 115 kV Switch | 2019-09-29T04:00:00+00:00 | [9 empty] | Entergy | [23 empty] | J858 | 2017-09-01T04:00:00+00:00 |  | DPP-2017-AUG | South | GIA | Network Resource Interconnection Service (NRIS) | 140 | 140 | Not Started | 0 | 0 | 0 | 0
MISO |  |  |  | 2017-06-16T04:00:00+00:00 | Done |  | Photovoltaic |  |  |  | Solar | [16 empty] | Cass County | Illinois |  |  | Frederick North - Meredosia East 138kV Line | 2019-09-01T04:00:00+00:00 | 2022-05-31T04:00:00+00:00 | [8 empty] | AMEREN ILLINOIS | [23 empty] | J859 |  | 2020-01-23T05:00:00+00:00 | DPP-2017-AUG | Central | GIA | Network Resource Interconnection Service (NRIS) | 149.94 | 149.94 | Under Construction | 149.94 | 149.94 | 149.94 | 149.94
MISO |  |  |  | 2017-06-16T04:00:00+00:00 | Withdrawn |  | Wind Turbine |  |  |  | Wind | [16 empty] | Jefferson Davis Parish | Louisiana |  |  | New Jefferson Davis 138 kV Substation | 2020-03-30T04:00:00+00:00 | [9 empty] | Entergy | [23 empty] | J860 | 2019-01-07T05:00:00+00:00 |  | DPP-2017-AUG | South | GIA | Network Resource Interconnection Service (NRIS) | 200 | 200 | Not Started | 0 | 0 | 0 | 0
MISO |  |  |  | 2017-06-16T04:00:00+00:00 | Withdrawn |  | Photovoltaic |  |  |  | Solar | [16 empty] | Marquette County | Michigan |  |  | Dead River - Arnold 345 kV Line | 2020-09-01T04:00:00+00:00 | [9 empty] | American Transmission Co. LLC | [23 empty] | J861 | 2018-05-22T04:00:00+00:00 |  | DPP-2017-AUG | East (ITC) | GIA | Network Resource Interconnection Service (NRIS) | 99.96 | 99.96 | Not Started | 0 | 0 | 0 | 0
MISO |  |  |  | 2017-06-16T04:00:00+00:00 | Withdrawn |  | Photovoltaic |  |  |  | Solar | [16 empty] | Orleans Parish | Louisiana |  |  | NASA-Michoud 115 kV Line | 2019-05-31T04:00:00+00:00 | [9 empty] | Entergy | [23 empty] | J862 | 2019-03-25T04:00:00+00:00 |  | DPP-2017-AUG | South | GIA | Network Resource Interconnection Service (NRIS) | 20 | 20 | Not Started | 20 | 20 | 0 | 0
MISO |  |  |  | 2017-06-16T04:00:00+00:00 | Withdrawn |  | Combustion Turbine (Simple Cycle) |  |  |  | Gas | [16 empty] | Dakota County | Minnesota |  |  | Rosemount - Nininger 115kV Line | 2021-01-01T05:00:00+00:00 | [9 empty] | NORTHERN STATES POWER COMPANY | [23 empty] | J863 | 2018-12-18T05:00:00+00:00 |  | DPP-2017-AUG | West | Phase 3 | Network Resource Interconnection Service (NRIS) | 220 | 220 | Not Started | 0 | 0 | 0 | 0
MISO |  |  |  | 2017-06-16T04:00:00+00:00 | Done |  | Photovoltaic |  |  |  | Solar | [16 empty] | Richland County | Wisconsin |  |  | Lone Rock 69kV Substation | 2021-09-01T04:00:00+00:00 | 2022-09-01T04:00:00+00:00 | [8 empty] | American Transmission Co. LLC | [23 empty] | J864 |  | 2020-04-27T04:00:00+00:00 | DPP-2017-AUG | East (ATC) | GIA | Network Resource Interconnection Service (NRIS) | 49.98 | 49.98 | In Service | 49.98 | 49.98 | 49.98 | 49.98
MISO |  |  |  | 2017-06-16T04:00:00+00:00 | Withdrawn |  | Photovoltaic |  |  |  | Solar | [16 empty] | St. Clair County | Michigan |  |  | Lee - Menlo 120kV Line | 2020-09-01T04:00:00+00:00 | [9 empty] | ITC MIDWEST | [23 empty] | J865 | 2019-01-09T05:00:00+00:00 |  | DPP-2017-AUG | East (ITC) | GIA | Network Resource Interconnection Service (NRIS) | 79.97 | 79.97 | Not Started | 0 | 0 | 0 | 0
MISO |  |  |  | 2017-06-16T04:00:00+00:00 | Done |  | Wind Turbine |  |  |  | Wind | [16 empty] | Tunica County | Mississippi |  |  | Batesville - Robert E. Ritchie 230 kV line | 2020-03-30T04:00:00+00:00 | 2021-07-01T04:00:00+00:00 | [8 empty] | Entergy | [23 empty] | J866 |  | 2020-04-06T04:00:00+00:00 | DPP-2017-AUG | South | GIA | Network Resource Interconnection Service (NRIS) | 200 | 200 | Under Construction | 200 | 200 | 200 | 200
MISO |  |  |  | 2017-06-16T04:00:00+00:00 | Withdrawn |  | Photovoltaic |  |  |  | Solar | [16 empty] | Polk County | Texas |  |  | Gulf Livingston - SHECO Menard | 2019-09-29T04:00:00+00:00 | [9 empty] | Entergy | [23 empty] | J867 | 2019-01-07T05:00:00+00:00 |  | DPP-2017-AUG | South | GIA | Network Resource Interconnection Service (NRIS) | 200 | 200 | Not Started | 0 | 0 | 0 | 0
MISO |  |  |  | 2017-06-16T04:00:00+00:00 | Done | [22 empty] | Concordia Parish | Louisiana |  |  | Plantation 115 kV Substation |  | 1990-12-03T05:00:00+00:00 | [8 empty] | Entergy | [23 empty] | J868 |  | 2020-03-05T05:00:00+00:00 | DPP-2017-AUG | South | GIA | Network Resource Interconnection Service (NRIS) | 37.2 | 37.2 | Under Construction | 0 | 25.33 | 0 | 23.5
MISO |  |  |  | 2017-06-16T04:00:00+00:00 | Withdrawn |  | Photovoltaic |  |  |  | Solar | [16 empty] | Sherburne County | Minnesota |  |  | Cable - Cable Tap 69kV Substation | 2022-09-01T04:00:00+00:00 | [9 empty] | GREAT RIVER ENERGY | [23 empty] | J869 | 2019-10-24T04:00:00+00:00 |  | DPP-2017-AUG | West | Phase 3 | Network Resource Interconnection Service (NRIS) | 49.98 | 49.98 | Not Started | 0 | 0 | 0 | 0
MISO |  |  |  | 2017-06-16T04:00:00+00:00 | Done |  | Photovoltaic |  |  |  | Solar | [16 empty] | Grant County,Iowa County | Wisconsin |  |  | Eden - Wyoming Valley 138kV Line Tap | 2021-09-10T04:00:00+00:00 | 2020-08-01T04:00:00+00:00 | [8 empty] | American Transmission Co. LLC | [23 empty] | J870 |  | 2020-02-21T05:00:00+00:00 | DPP-2017-AUG | East (ATC) | GIA | Network Resource Interconnection Service (NRIS) | 200 | 200 | In Service | 200 | 200 | 200 | 200
MISO |  |  |  | 2017-06-16T04:00:00+00:00 | Done |  | Photovoltaic |  |  |  | Solar | [16 empty] | Grant County,Iowa County | Wisconsin |  |  | Eden - Wyoming Valley 138kV Line Tap | 2021-09-10T04:00:00+00:00 | 2021-08-01T04:00:00+00:00 | [8 empty] | American Transmission Co. LLC | [23 empty] | J871 |  | 2020-02-21T05:00:00+00:00 | DPP-2017-AUG | East (ATC) | GIA | Network Resource Interconnection Service (NRIS) | 100 | 100 | Under Construction | 100 | 100 | 100 | 100
MISO |  |  |  | 2017-06-16T04:00:00+00:00 | Withdrawn |  | Wind Turbine |  |  |  | Wind | [16 empty] | Macon County | Illinois |  |  | Blue Mount tap on the Pana-Route 51D-1462 138kV line | 2020-09-01T04:00:00+00:00 | [9 empty] | AMEREN ILLINOIS | [23 empty] | J872 | 2019-01-08T05:00:00+00:00 |  | DPP-2017-AUG | Central | GIA | Network Resource Interconnection Service (NRIS) | 200 | 200 | Not Started | 0 | 0 | 0 | 0
MISO |  |  |  | 2017-06-16T04:00:00+00:00 | Withdrawn |  | Wind Turbine |  |  |  | Wind | [16 empty] | Hardin County | Iowa |  |  | Killdeer- Blackhawk 345kV Line | 2021-07-01T04:00:00+00:00 | [9 empty] | ITC MIDWEST | [23 empty] | J873 | 2021-01-29T05:00:00+00:00 |  | DPP-2017-AUG | West | Phase 3 | Network Resource Interconnection Service (NRIS) | 200 | 200 | Not Started | 200 | 200 | 0 | 0
MISO |  |  |  | 2017-06-16T04:00:00+00:00 | Done |  | Photovoltaic |  |  |  | Solar | [16 empty] | Murray County | Minnesota |  |  | Fenton - Chanarambie 115kV Line | 2021-09-30T04:00:00+00:00 | 2024-07-30T04:00:00+00:00 | [8 empty] | NORTHERN STATES POWER COMPANY | [23 empty] | J874 |  | 2021-05-19T04:00:00+00:00 | DPP-2017-AUG | West | Phase 3 | Network Resource Interconnection Service (NRIS) | 150 | 150 | Under Construction | 150 | 150 | 150 | 150
MISO |  |  |  | 2017-06-16T04:00:00+00:00 | Done |  | Photovoltaic |  |  |  | Solar | [16 empty] | Lenawee County | Michigan |  |  | Par - Raisin Road 138kV Line | 2020-09-10T04:00:00+00:00 | 2022-11-18T05:00:00+00:00 | [8 empty] | METC | [23 empty] | J875 |  | 2020-08-06T04:00:00+00:00 | DPP-2017-AUG | East (ITC) | GIA | Network Resource Interconnection Service (NRIS) | 150 | 150 | Under Construction | 150 | 150 | 150 | 150
MISO |  |  |  | 2017-06-16T04:00:00+00:00 | Withdrawn |  | Wind Turbine |  |  |  | Wind | [16 empty] | Faribault County | Minnesota |  |  | Huntley 345kV sub | 2020-09-15T04:00:00+00:00 | [9 empty] | ITC MIDWEST | [23 empty] | J876 | 2019-07-23T04:00:00+00:00 |  | DPP-2017-AUG | West | Phase 3 | Network Resource Interconnection Service (NRIS) | 200 | 200 | Not Started | 0 | 0 | 0 | 0
MISO |  |  |  | 2017-06-16T04:00:00+00:00 | Done |  | Photovoltaic |  |  |  | Solar | [16 empty] | Palo Alto County | Iowa |  |  | Obrien - Kossuth 345kV Line (J529 & J590 New Substation) | 2021-09-30T04:00:00+00:00 | 2023-07-01T04:00:00+00:00 | [8 empty] | MIDAMERICAN ENERGY COMPANY | [23 empty] | J877 |  | 2021-05-19T04:00:00+00:00 | DPP-2017-AUG | West | Phase 3 | Network Resource Interconnection Service (NRIS) | 250 | 250 | Under Construction | 250 | 250 | 250 | 250
MISO |  |  |  | 2017-06-16T04:00:00+00:00 | Done |  | Photovoltaic |  |  |  | Solar | [16 empty] | Kenosha County | Wisconsin |  |  | Paris 138kV Substation | 2021-09-10T04:00:00+00:00 | 2022-09-01T04:00:00+00:00 | [8 empty] | American Transmission Co. LLC | [23 empty] | J878 |  | 2020-04-28T04:00:00+00:00 | DPP-2017-AUG | East (ATC) | GIA | Network Resource Interconnection Service (NRIS) | 200 | 200 | Under Construction | 200 | 200 | 200 | 200
MISO |  |  |  | 2017-06-16T04:00:00+00:00 | Withdrawn |  | Wind Turbine |  |  |  | Wind | [16 empty] | Baraga County | Michigan |  |  | North Lake 138 kV Substation | 2020-09-23T04:00:00+00:00 | [9 empty] | American Transmission Co. LLC | [23 empty] | J879 | 2018-05-11T04:00:00+00:00 |  | DPP-2017-AUG | East (ITC) | GIA | Network Resource Interconnection Service (NRIS) | 70 | 70 | Not Started | 0 | 0 | 0 | 0
MISO |  |  |  | 2017-06-16T04:00:00+00:00 | Withdrawn |  | Wind Turbine |  |  |  | Wind | [16 empty] | Ward County | North Dakota |  |  | Magic City 230kV sub | 2020-09-15T04:00:00+00:00 | [9 empty] | NORTHERN STATES POWER COMPANY | [23 empty] | J880 | 2019-10-24T04:00:00+00:00 |  | DPP-2017-AUG | West | Phase 3 | Network Resource Interconnection Service (NRIS) | 150 | 150 | Not Started | 0 | 0 | 0 | 0
MISO |  |  |  | 2017-06-16T04:00:00+00:00 | Withdrawn |  | Photovoltaic |  |  |  | Solar | [16 empty] | Jasper County | Illinois |  |  | Newton 138kV Substation | 2019-04-01T04:00:00+00:00 | [9 empty] | AMEREN ILLINOIS | [23 empty] | J881 | 2017-07-17T04:00:00+00:00 |  | DPP-2017-AUG | Central | GIA | Energy Resource Interconnection Service (ERIS) | 45 | 45 | Not Started | 0 | 0 | 0 | 0
MISO |  |  |  | 2017-06-16T04:00:00+00:00 | Withdrawn |  | Photovoltaic |  |  |  | Solar | [16 empty] | Montgomery County | Illinois |  |  | Coffeen North 138kV Substation | 2019-04-01T04:00:00+00:00 | [9 empty] | AMEREN ILLINOIS | [23 empty] | J882 | 2017-08-08T04:00:00+00:00 |  | DPP-2017-AUG | Central | GIA | Energy Resource Interconnection Service (ERIS) | 15 | 15 | Not Started | 0 | 0 | 0 | 0
MISO |  |  |  | 2017-06-16T04:00:00+00:00 | Withdrawn |  | Wind Turbine |  |  |  | Wind | [16 empty] | Pulaski County | Indiana |  |  | Monticello-East Winamac | 2020-10-01T04:00:00+00:00 | 2022-05-01T04:00:00+00:00 | [8 empty] | NORTHERN INDIANA PUBLIC SERVICE COMPANY LLC | [23 empty] | J883 | 2020-12-04T05:00:00+00:00 | 2019-12-04T05:00:00+00:00 | DPP-2017-AUG | Central | GIA | Network Resource Interconnection Service (NRIS) | 80 | 80 | Withdrawn | 80 | 80 | 80 | 80
MISO |  |  |  | 2017-06-16T04:00:00+00:00 | Withdrawn |  | Photovoltaic |  |  |  | Solar | [16 empty] | McLean County | Illinois |  |  | Brokaw - Gibson City South 138 kV Line | 2020-09-15T04:00:00+00:00 | 2021-05-28T04:00:00+00:00 | [8 empty] | AMEREN ILLINOIS | [23 empty] | J884 | 2019-12-18T05:00:00+00:00 |  | DPP-2017-AUG | Central | GIA | Network Resource Interconnection Service (NRIS) | 100 | 100 | Not Started | 100 | 100 | 100 | 100
MISO |  |  |  | 2017-06-16T04:00:00+00:00 | Withdrawn |  | Wind Turbine |  |  |  | Wind | [16 empty] | Worth County | Iowa |  |  | J407 Glenworth 161kV Substation | 2020-09-30T04:00:00+00:00 | [9 empty] | ITC MIDWEST | [23 empty] | J885 | 2021-01-29T05:00:00+00:00 |  | DPP-2017-AUG | West | Phase 3 | Network Resource Interconnection Service (NRIS) | 64 | 64 | Not Started | 64 | 64 | 0 | 0
MISO |  |  |  | 2017-06-16T04:00:00+00:00 | Done |  | Photovoltaic |  |  |  | Solar | [16 empty] | Manitowoc County | Wisconsin |  |  | Kewaunee 138 kV Substation | 2020-09-15T04:00:00+00:00 | 2020-08-01T04:00:00+00:00 | [8 empty] | American Transmission Co. LLC | [23 empty] | J886 |  | 2019-11-25T05:00:00+00:00 | DPP-2017-AUG | East (ATC) | GIA | Network Resource Interconnection Service (NRIS) | 150 | 150 | In Service | 150 | 150 | 150 | 150
MISO |  |  |  | 2017-06-16T04:00:00+00:00 | Withdrawn |  | Wind Turbine |  |  |  | Wind | [16 empty] | Knox County | Illinois |  |  | G545 138kV Substation | 2020-09-30T04:00:00+00:00 | 2019-09-15T04:00:00+00:00 | [8 empty] | AMEREN ILLINOIS | [23 empty] | J887 | 2019-01-08T05:00:00+00:00 |  | DPP-2017-AUG | Central | GIA | Network Resource Interconnection Service (NRIS) | 75 | 75 | Not Started | 0 | 0 | 0 | 0
MISO |  |  |  | 2017-06-16T04:00:00+00:00 | Done |  | Combustion Turbine (Simple Cycle) |  |  |  | Gas | [16 empty] | George County | Mississippi |  |  | Benndale 69kV Substation | 2019-01-01T05:00:00+00:00 | 2019-07-22T04:00:00+00:00 | [8 empty] | SOUTH MISSISSIPPI ELECTRIC POWER ASSOCIATION | [23 empty] | J888 |  | 2019-08-19T04:00:00+00:00 | DPP-2017-AUG | South | GIA | Network Resource Interconnection Service (NRIS) | 25 | 25 | In Service | 25 | 25 | 25 | 25
MISO |  |  |  | 2017-06-16T04:00:00+00:00 | Withdrawn |  | Wind Turbine |  |  |  | Wind | [16 empty] | Nelson County | North Dakota |  |  | Ramsey - Prairie 230KV Line Tap | 2020-09-15T04:00:00+00:00 | [9 empty] | GREAT RIVER ENERGY | [23 empty] | J889 | 2019-10-24T04:00:00+00:00 |  | DPP-2017-AUG | West | Phase 3 | Network Resource Interconnection Service (NRIS) | 150 | 150 | Not Started | 0 | 0 | 0 | 0
MISO |  |  |  | 2017-06-16T04:00:00+00:00 | Withdrawn |  | Wind Turbine |  |  |  | Wind | [16 empty] | Presque Isle County | Michigan |  |  | Port Calcite - Riggsville 138kV Line | 2020-09-15T04:00:00+00:00 | [9 empty] | METC | [23 empty] | J890 | 2019-01-09T05:00:00+00:00 |  | DPP-2017-AUG | East (ITC) | GIA | Network Resource Interconnection Service (NRIS) | 100 | 100 | Not Started | 0 | 0 | 0 | 0
MISO |  |  |  | 2017-06-16T04:00:00+00:00 | Withdrawn |  | Wind Turbine |  |  |  | Wind | [16 empty] | Pipestone County | Minnesota |  |  | Buffalo Ridge - Pipestone 115kV Line Tap | 2020-09-15T04:00:00+00:00 | [9 empty] | NORTHERN STATES POWER COMPANY | [23 empty] | J891 | 2019-07-23T04:00:00+00:00 |  | DPP-2017-AUG | West | Phase 3 | Network Resource Interconnection Service (NRIS) | 300 | 300 | Not Started | 0 | 0 | 0 | 0
MISO |  |  |  | 2017-06-16T04:00:00+00:00 | Withdrawn |  | Photovoltaic |  |  |  | Solar | [16 empty] | Walworth County | Wisconsin |  |  | Bluff Creek (Tap) to Sugar Creek 138 kV line tap | 2019-09-01T04:00:00+00:00 | [9 empty] | American Transmission Co. LLC | [23 empty] | J892 | 2018-03-12T04:00:00+00:00 |  | DPP-2017-AUG | East (ATC) | GIA | Network Resource Interconnection Service (NRIS) | 74.97 | 74.97 | Not Started | 0 | 0 | 0 | 0
MISO |  |  |  | 2017-06-16T04:00:00+00:00 | Done |  | Photovoltaic |  |  |  | Solar | [16 empty] | White County | Arkansas |  |  | Searcy Price Sub 161kV | 2021-08-01T04:00:00+00:00 | 2021-08-01T04:00:00+00:00 | [8 empty] | Entergy | [23 empty] | J893 |  | 2019-11-20T05:00:00+00:00 | DPP-2017-AUG | South | GIA | Network Resource Interconnection Service (NRIS) | 100 | 100 | In Service | 100 | 100 | 100 | 100
MISO |  |  |  | 2017-06-16T04:00:00+00:00 | Withdrawn |  | Photovoltaic |  |  |  | Solar | [16 empty] | Woodruff County | Arkansas |  |  | McCrory - Moses 161kV Substation | 2020-04-01T04:00:00+00:00 | [9 empty] | Entergy | [23 empty] | J894 | 2019-01-07T05:00:00+00:00 |  | DPP-2017-AUG | South | GIA | Energy Resource Interconnection Service (ERIS) | 45 | 45 | Not Started | 0 | 0 | 0 | 0
MISO |  |  |  | 2017-06-16T04:00:00+00:00 | Withdrawn |  | Photovoltaic |  |  |  | Solar | [16 empty] | Lonoke County | Arkansas |  |  | Carlisle - Lonoke East 115kV Line Tap | 2020-04-01T04:00:00+00:00 | [9 empty] | Entergy | [23 empty] | J895 | 2019-01-07T05:00:00+00:00 |  | DPP-2017-AUG | South | GIA | Energy Resource Interconnection Service (ERIS) | 33 | 33 | Not Started | 0 | 0 | 0 | 0
MISO |  |  |  | 2017-06-16T04:00:00+00:00 | Withdrawn |  | Wind Turbine |  |  |  | Wind | [16 empty] | Crawford County | Iowa |  |  | Victory 161 kV Substation | 2019-10-15T04:00:00+00:00 | [9 empty] | MIDAMERICAN ENERGY COMPANY | [23 empty] | J896 | 2018-06-18T04:00:00+00:00 |  | DPP-2017-AUG | West | Phase 3 | Network Resource Interconnection Service (NRIS) | 150 | 150 | Not Started | 0 | 0 | 0 | 0
MISO |  |  |  | 2017-06-16T04:00:00+00:00 | Withdrawn |  | Wind Turbine |  |  |  | Wind | [16 empty] | Grand Forks County | North Dakota |  |  | Prairie - Ramsey 230 kV line | 2021-10-01T04:00:00+00:00 | 2024-10-01T04:00:00+00:00 | [8 empty] | GREAT RIVER ENERGY | [23 empty] | J897 | 2023-07-17T04:00:00+00:00 | 2022-08-03T04:00:00+00:00 | DPP-2017-AUG | West | Phase 3 | Energy Resource Interconnection Service (ERIS) | 190 | 190 | Withdrawn | 190 | 190 | 190 | 0
MISO |  |  |  | 2017-06-16T04:00:00+00:00 | Done |  | Wind Turbine |  |  |  | Wind | [16 empty] | Howard County | Iowa |  |  | Rice - Beaver Creek 161kV line tap | 2021-10-01T04:00:00+00:00 | 2023-11-30T05:00:00+00:00 | [8 empty] | DAIRYLAND POWER COOPERATIVE | [23 empty] | J898 |  | 2021-09-26T04:00:00+00:00 | DPP-2017-AUG | West | Phase 3 | Energy Resource Interconnection Service (ERIS) | 100 | 100 | Under Construction | 100 | 100 | 100 | 0
MISO |  |  |  | 2017-06-16T04:00:00+00:00 | Withdrawn |  | Wind Turbine |  |  |  | Wind | [16 empty] | Carroll County | Arkansas |  |  | Green Forest South - Harrison West 161kV | 2019-10-15T04:00:00+00:00 | [9 empty] | Entergy | [23 empty] | J899 | 2019-03-25T04:00:00+00:00 |  | DPP-2017-AUG | South | GIA | Network Resource Interconnection Service (NRIS) | 180 | 180 | Not Started | 180 | 180 | 0 | 0
MISO |  |  |  | 2017-06-16T04:00:00+00:00 | Withdrawn |  | Photovoltaic |  |  |  | Solar | [16 empty] | Livingston Parish | Louisiana |  |  | Coly - Vignes 230kV Line | 2020-09-15T04:00:00+00:00 | [9 empty] | Entergy | [23 empty] | J900 | 2019-01-07T05:00:00+00:00 |  | DPP-2017-AUG | South | GIA | Network Resource Interconnection Service (NRIS) | 200 | 200 | Not Started | 0 | 0 | 0 | 0
MISO |  |  |  | 2017-06-16T04:00:00+00:00 | Withdrawn |  | Wind Turbine |  |  |  | Wind | [16 empty] | Redwood County | Minnesota |  |  | Lyon County - Cedar Mountain Line | 2021-10-01T04:00:00+00:00 | [9 empty] | NORTHERN STATES POWER COMPANY | [23 empty] | J901 | 2021-05-26T04:00:00+00:00 |  | DPP-2017-AUG | West | Phase 3 | Energy Resource Interconnection Service (ERIS) | 200 | 200 | Not Started | 200 | 200 | 200 | 0
MISO |  |  |  | 2017-06-16T04:00:00+00:00 | Withdrawn |  | Photovoltaic |  |  |  | Solar | [16 empty] | Ashley County | Arkansas |  |  | AECC Mist to Montrose 115 kV line | 2019-09-01T04:00:00+00:00 | [9 empty] | Entergy | [23 empty] | J902 | 2019-01-07T05:00:00+00:00 |  | DPP-2017-AUG | South | GIA | Network Resource Interconnection Service (NRIS) | 99.96 | 99.96 | Not Started | 0 | 0 | 0 | 0
MISO |  |  |  | 2017-06-16T04:00:00+00:00 | Done |  | Photovoltaic |  |  |  | Solar | [16 empty] | Henry County | Indiana |  |  | Greensboro 138 kV Substation | 2020-09-15T04:00:00+00:00 | 2023-05-01T04:00:00+00:00 | [8 empty] | Duke Energy Corporation | [23 empty] | J903 |  | 2019-12-06T05:00:00+00:00 | DPP-2017-AUG | Central | GIA | Network Resource Interconnection Service (NRIS) | 100 | 100 | Under Construction | 100 | 100 | 100 | 100
MISO |  |  |  | 2017-06-16T04:00:00+00:00 | Withdrawn |  | Photovoltaic |  |  |  | Solar | [16 empty] | Ashley County | Arkansas |  |  | Hamburg - Mist 115kV Line | 2019-09-15T04:00:00+00:00 | [9 empty] | Entergy | [23 empty] | J904 | 2019-01-07T05:00:00+00:00 |  | DPP-2017-AUG | South | GIA | Network Resource Interconnection Service (NRIS) | 100 | 100 | Not Started | 0 | 0 | 0 | 0
MISO |  |  |  | 2017-06-16T04:00:00+00:00 | Withdrawn |  | Photovoltaic |  |  |  | Solar | [16 empty] | Pipestone County | Minnesota |  |  | Buffalo Ridge 115kV Substation | 2020-09-15T04:00:00+00:00 | [9 empty] | NORTHERN STATES POWER COMPANY | [23 empty] | J905 | 2021-01-29T05:00:00+00:00 |  | DPP-2017-AUG | West | Phase 3 | Network Resource Interconnection Service (NRIS) | 40 | 40 | Not Started | 40 | 40 | 0 | 0
MISO |  |  |  | 2017-06-16T04:00:00+00:00 | Withdrawn |  | Wind Turbine |  |  |  | Wind | [16 empty] | Muskegon County | Michigan |  |  | Kenowa - Ludington 345 kV Line Tap | 2020-07-01T04:00:00+00:00 | [9 empty] | METC | [23 empty] | J906 | 2020-02-07T05:00:00+00:00 |  | DPP-2017-AUG | East (ITC) | GIA | Network Resource Interconnection Service (NRIS) | 100 | 100 | Withdrawn | 100 | 100 | 100 | 100
MISO |  |  |  | 2017-06-16T04:00:00+00:00 | Done |  | Photovoltaic |  |  |  | Solar | [16 empty] | Monroe County | Arkansas |  |  | Brinkley East - Aubrey 230 kV Line | 2022-09-01T04:00:00+00:00 | 2022-06-01T04:00:00+00:00 | [8 empty] | Entergy | [23 empty] | J907 |  | 2020-03-24T04:00:00+00:00 | DPP-2017-AUG | South | GIA | Network Resource Interconnection Service (NRIS) | 200 | 200 | Under Construction | 100 | 100 | 100 | 100
MISO |  |  |  | 2017-06-16T04:00:00+00:00 | Done |  | Photovoltaic |  |  |  | Solar | [16 empty] | Tallahatchie County | Mississippi |  |  | Webb 115kV Substation | 2021-09-01T04:00:00+00:00 | 2023-06-01T04:00:00+00:00 | [8 empty] | Entergy | [23 empty] | J908 |  | 2020-03-04T05:00:00+00:00 | DPP-2017-AUG | South | GIA | Network Resource Interconnection Service (NRIS) | 100 | 100 | Under Construction | 100 | 100 | 100 | 100
MISO |  |  |  | 2017-06-16T04:00:00+00:00 | Done |  | Photovoltaic |  |  |  | Solar | [16 empty] | Tangipahoa Parish | Louisiana |  |  | Amite 115 kV Substation | 2021-09-01T04:00:00+00:00 | 2022-02-15T05:00:00+00:00 | [8 empty] | Entergy | [23 empty] | J909 |  | 2019-11-22T05:00:00+00:00 | DPP-2017-AUG | South | GIA | Network Resource Interconnection Service (NRIS) | 100 | 100 | Under Construction | 100 | 100 | 100 | 100
MISO |  |  |  | 2017-06-16T04:00:00+00:00 | Withdrawn |  | Photovoltaic |  |  |  | Solar | [16 empty] | Hinds County | Mississippi |  |  | Clinton Industrial 230kV Substation | 2020-09-15T04:00:00+00:00 | [9 empty] | Entergy | [23 empty] | J910 | 2019-01-07T05:00:00+00:00 |  | DPP-2017-AUG | South | GIA | Network Resource Interconnection Service (NRIS) | 150 | 150 | Not Started | 0 | 0 | 0 | 0
MISO |  |  |  | 2017-06-16T04:00:00+00:00 | Withdrawn |  | Photovoltaic |  |  |  | Solar | [16 empty] | Montgomery County | Texas |  |  | Porter 230kV Substation | 2020-09-15T04:00:00+00:00 | [9 empty] | Entergy | [23 empty] | J911 | 2019-01-07T05:00:00+00:00 |  | DPP-2017-AUG | South | GIA | Network Resource Interconnection Service (NRIS) | 150 | 150 | Not Started | 0 | 0 | 0 | 0
MISO |  |  |  | 2017-06-16T04:00:00+00:00 | Done |  | Photovoltaic |  |  |  | Solar | [16 empty] | Christian County | Illinois |  |  | Pana Substation 138kV Bus | 2020-09-15T04:00:00+00:00 | 2023-09-15T04:00:00+00:00 | [8 empty] | AMEREN TRANSMISSION COMPANY OF ILLINOIS | [23 empty] | J912 |  | 2020-04-16T04:00:00+00:00 | DPP-2017-AUG | Central | GIA | Network Resource Interconnection Service (NRIS) | 100 | 100 | Under Construction | 100 | 100 | 100 | 100
MISO |  |  |  | 2017-06-16T04:00:00+00:00 | Done |  | Photovoltaic |  |  |  | Solar | [16 empty] | White County | Indiana |  |  | Reynolds 345kV Substation | 2020-08-01T04:00:00+00:00 | 2022-08-15T04:00:00+00:00 | [8 empty] | NORTHERN INDIANA PUBLIC SERVICE COMPANY LLC | [23 empty] | J913 |  | 2019-12-03T05:00:00+00:00 | DPP-2017-AUG | Central | GIA | Network Resource Interconnection Service (NRIS) | 200 | 200 | In Service | 200 | 160 | 200 | 160
MISO |  |  |  | 2017-06-16T04:00:00+00:00 | Withdrawn |  | Combustion Turbine (Simple Cycle) |  |  |  | Gas | [16 empty] | Manistee County | Michigan |  |  | Filer City 138 kV Substation | 2019-10-01T04:00:00+00:00 | [9 empty] | METC | [23 empty] | J914 | 2019-01-09T05:00:00+00:00 |  | DPP-2017-AUG | East (ITC) | GIA | Network Resource Interconnection Service (NRIS) | 30 | 30 | Not Started | 0 | 0 | 0 | 0
MISO |  |  |  | 2017-06-16T04:00:00+00:00 | Withdrawn |  | Photovoltaic |  |  |  | Solar | [16 empty] | Liberty County | Texas |  |  | Parkway - East Gate 138kV line | 2020-09-15T04:00:00+00:00 | [9 empty] | Entergy | [23 empty] | J915 | 2019-01-07T05:00:00+00:00 |  | DPP-2017-AUG | South | GIA | Network Resource Interconnection Service (NRIS) | 100 | 100 | Not Started | 0 | 0 | 0 | 0
MISO |  |  |  | 2017-06-16T04:00:00+00:00 | Withdrawn |  | Combustion Turbine (Simple Cycle) |  |  |  | Diesel | [16 empty] | Cottonwood County | Minnesota |  |  | Mountain Lake 69kV Substation | 2020-07-06T04:00:00+00:00 | [9 empty] | ITC MIDWEST | [23 empty] | J916 | 2021-01-29T05:00:00+00:00 |  | DPP-2017-AUG | West | Phase 3 | Network Resource Interconnection Service (NRIS) | 2 | 2 | Not Started | 2 | 2 | 0 | 0
MISO |  |  |  | 2017-06-16T04:00:00+00:00 | Withdrawn |  | Photovoltaic |  |  |  | Solar | [16 empty] | Liberty County | Texas |  |  | Tarkington - New Long John 138kV line tap | 2019-11-01T04:00:00+00:00 | [9 empty] | Entergy | [23 empty] | J917 | 2019-01-07T05:00:00+00:00 |  | DPP-2017-AUG | South | GIA | Network Resource Interconnection Service (NRIS) | 78 | 78 | Not Started | 0 | 0 | 0 | 0
MISO |  |  |  | 2017-06-16T04:00:00+00:00 | Done |  | Photovoltaic |  |  |  | Solar | [16 empty] | Jackson County | Arkansas |  |  | Cash - Newport AB 161 kV Line Tap | 2021-08-01T04:00:00+00:00 | 2022-02-02T05:00:00+00:00 | [8 empty] | Entergy | [23 empty] | J919 |  | 2019-11-21T05:00:00+00:00 | DPP-2017-AUG | South | GIA | Network Resource Interconnection Service (NRIS) | 180 | 180 | Under Construction | 180 | 180 | 180 | 180
MISO |  |  |  | 2017-06-16T04:00:00+00:00 | Withdrawn |  | Photovoltaic |  |  |  | Solar | [16 empty] | Pulaski County | Illinois |  |  | Joppa 161 kV Substation | 2019-08-31T04:00:00+00:00 | [9 empty] | AMEREN ILLINOIS | [23 empty] | J920 | 2017-08-29T04:00:00+00:00 |  | DPP-2017-AUG | Central | GIA | Network Resource Interconnection Service (NRIS) | 100 | 100 | Not Started | 0 | 0 | 0 | 0
MISO |  |  |  | 2017-06-16T04:00:00+00:00 | Withdrawn |  | Wind Turbine |  |  |  | Wind | [16 empty] | Ionia County | Michigan |  |  | Thompson Road 138 kV Substation | 2019-07-01T04:00:00+00:00 | [9 empty] | METC | [23 empty] | J921 | 2019-04-23T04:00:00+00:00 |  | DPP-2017-AUG | East (ITC) | GIA | Network Resource Interconnection Service (NRIS) | 146.7 | 146.7 | Not Started | 146.7 | 146.7 | 0 | 0
MISO |  |  |  | 2017-06-16T04:00:00+00:00 | Withdrawn |  | Photovoltaic |  |  |  | Solar | [16 empty] | Chicot County | Arkansas |  |  | Lake Village Bagby - Chicot 115kV Line | 2020-06-30T04:00:00+00:00 | [9 empty] | Entergy | [23 empty] | J922 | 2019-01-07T05:00:00+00:00 |  | DPP-2017-AUG | South | GIA | Network Resource Interconnection Service (NRIS) | 100 | 100 | Not Started | 0 | 0 | 0 | 0
MISO |  |  |  | 2017-06-16T04:00:00+00:00 | Withdrawn |  | Battery Storage |  |  |  | Battery Storage | [16 empty] | Montgomery County | Texas |  |  | Porter 230kV Substation | 2020-09-15T04:00:00+00:00 | [9 empty] | Entergy | [23 empty] | J923 | 2019-01-08T05:00:00+00:00 |  | DPP-2017-AUG | South | GIA | Network Resource Interconnection Service (NRIS) | 50 | 50 | Not Started | 0 | 0 | 0 | 0
MISO |  |  |  | 2017-06-16T04:00:00+00:00 | Withdrawn |  | Battery Storage |  |  |  | Battery Storage | [16 empty] | Monroe County | Arkansas |  |  | Brinkley East - Aubrey 230 kV line | 2020-09-15T04:00:00+00:00 | [9 empty] | Entergy | [23 empty] | J924 | 2019-01-08T05:00:00+00:00 |  | DPP-2017-AUG | South | GIA | Network Resource Interconnection Service (NRIS) | 50 | 50 | Not Started | 0 | 0 | 0 | 0
MISO |  |  |  | 2017-06-16T04:00:00+00:00 | Withdrawn |  | Photovoltaic |  |  |  | Solar | [16 empty] | Shiawassee County | Michigan |  |  | North Cournna - Bell Road 138 kV line | 2019-06-30T04:00:00+00:00 | [9 empty] | METC | [23 empty] | J925 | 2018-04-24T04:00:00+00:00 |  | DPP-2017-AUG | East (ITC) | GIA | Network Resource Interconnection Service (NRIS) | 50 | 50 | Not Started | 0 | 0 | 0 | 0
MISO |  |  |  | 2017-06-16T04:00:00+00:00 | Done |  | Photovoltaic |  |  |  | Solar | [16 empty] | Saint Croix County | Wisconsin |  |  | Pine Lake - Apple River 161 kV Line | 2021-09-01T04:00:00+00:00 | 2023-09-15T04:00:00+00:00 | [8 empty] | NORTHERN STATES POWER COMPANY | [23 empty] | J926 |  | 2021-06-03T04:00:00+00:00 | DPP-2017-AUG | West | Phase 3 | Energy Resource Interconnection Service (ERIS) | 101.28 | 101.28 | Under Construction | 101.28 | 101.28 | 101.28 | 0
MISO |  |  |  | 2017-06-16T04:00:00+00:00 | Withdrawn |  | Wind Turbine |  |  |  | Wind | [16 empty] | Faribault County,Freeborn County | Minnesota |  |  | Walters 69 kV Substation | 2021-10-01T04:00:00+00:00 | [9 empty] | ITC MIDWEST | [23 empty] | J927 | 2021-01-29T05:00:00+00:00 |  | DPP-2017-AUG | West | Phase 3 | Network Resource Interconnection Service (NRIS) | 100 | 100 | Not Started | 100 | 100 | 0 | 0
MISO |  |  |  | 2017-06-16T04:00:00+00:00 | Done |  | Wind Turbine |  |  |  | Wind | [16 empty] | Delta County,Schoolcraft County | Michigan |  |  | Garden Corners 138 kV Substation | 2019-08-15T04:00:00+00:00 | 2019-10-01T04:00:00+00:00 | [8 empty] | American Transmission Co. LLC | [23 empty] | J928 |  | 2019-04-19T04:00:00+00:00 | DPP-2017-AUG | East (ITC) | GIA | Network Resource Interconnection Service (NRIS) | 79.99 | 79.99 | In Service | 79.99 | 79.99 | 79.99 | 79.99
MISO |  |  |  | 2017-06-16T04:00:00+00:00 | Withdrawn |  | Photovoltaic |  |  |  | Solar | [16 empty] | McIntosh County | North Dakota |  |  | Wishek 41.6 kV Substation | 2021-06-30T04:00:00+00:00 | [9 empty] | MONTANA-DAKOTA UTILITIES CO. | [23 empty] | J929 | 2019-10-24T04:00:00+00:00 |  | DPP-2017-AUG | West | Phase 3 | Network Resource Interconnection Service (NRIS) | 25 | 25 | Not Started | 0 | 0 | 0 | 0
MISO |  |  |  | 2017-06-16T04:00:00+00:00 | Withdrawn |  | Wind Turbine |  |  |  | Wind | [16 empty] | Sioux County | Iowa |  |  | Boyden - Sheldon 69kV line | 2019-09-15T04:00:00+00:00 | [9 empty] | MIDAMERICAN ENERGY COMPANY | [23 empty] | J930 | 2017-11-16T05:00:00+00:00 |  | DPP-2017-AUG | West | Phase 3 | Network Resource Interconnection Service (NRIS) | 38 | 38 | Not Started | 0 | 0 | 0 | 0
MISO |  |  |  | 2017-06-16T04:00:00+00:00 | Withdrawn |  | Wind Turbine |  |  |  | Wind | [16 empty] | Ottawa County | Michigan |  |  | Kenowa 345kV Substation | 2021-09-15T04:00:00+00:00 | [9 empty] | METC | [23 empty] | J931 | 2019-04-23T04:00:00+00:00 |  | DPP-2017-AUG | East (ITC) | GIA | Network Resource Interconnection Service (NRIS) | 150 | 150 | Not Started | 150 | 150 | 0 | 0
MISO |  |  |  | 2017-06-16T04:00:00+00:00 | Withdrawn |  | Photovoltaic |  |  |  | Solar | [16 empty] | Liberty County | Texas |  |  | Porter - China 230 kV Line | 2019-09-15T04:00:00+00:00 | [9 empty] | Entergy | [23 empty] | J932 | 2019-01-07T05:00:00+00:00 |  | DPP-2017-AUG | South | GIA | Network Resource Interconnection Service (NRIS) | 100 | 100 | Not Started | 0 | 0 | 0 | 0
MISO |  |  |  | 2017-06-16T04:00:00+00:00 | Withdrawn |  | Wind Turbine |  |  |  | Wind | [16 empty] | Day County | South Dakota |  |  | Ellendale - Big Stone South 345kV Line | 2021-09-15T04:00:00+00:00 | [9 empty] | OTTER TAIL POWER COMPANY | [23 empty] | J933 | 2021-01-29T05:00:00+00:00 |  | DPP-2017-AUG | West | Phase 3 | Network Resource Interconnection Service (NRIS) | 200 | 200 | Not Started | 200 | 200 | 0 | 0
MISO |  |  |  | 2017-06-16T04:00:00+00:00 | Done |  | Photovoltaic |  |  |  | Solar | [16 empty] | Crittenden County | Arkansas |  |  | Kuhn 161kV Substation | 2021-09-01T04:00:00+00:00 | 2022-06-01T04:00:00+00:00 | [8 empty] | Entergy | [23 empty] | J934 |  | 2020-02-28T05:00:00+00:00 | DPP-2017-AUG | South | GIA | Network Resource Interconnection Service (NRIS) | 200 | 200 | Under Construction | 180 | 180 | 180 | 180
MISO |  |  |  | 2017-06-16T04:00:00+00:00 | Withdrawn |  | Photovoltaic |  |  |  | Solar | [16 empty] | Hubbard County | Minnesota |  |  | Hubbard - Badoura 230kV Line | 2020-09-15T04:00:00+00:00 | [9 empty] | MINNESOTA POWER INC. | [23 empty] | J935 | 2019-02-04T05:00:00+00:00 |  | DPP-2017-AUG | West | Phase 3 | Network Resource Interconnection Service (NRIS) | 200 | 200 | Not Started | 0 | 0 | 0 | 0
MISO |  |  |  | 2017-06-16T04:00:00+00:00 | Withdrawn |  | Combined Cycle |  |  |  | Combined Cycle | [16 empty] | Calhoun County | Michigan |  |  | Argenta - Tompkins 345kV Line Tap | 2020-05-01T04:00:00+00:00 | [9 empty] | METC | [23 empty] | J936 | 2019-01-09T05:00:00+00:00 |  | DPP-2017-AUG | East (ITC) | GIA | Network Resource Interconnection Service (NRIS) | 507 | 535 | Not Started | 0 | 0 | 0 | 0
MISO |  |  |  | 2017-06-16T04:00:00+00:00 | Withdrawn |  | Combined Cycle |  |  |  | Combined Cycle | [16 empty] | Calhoun County | Michigan |  |  | Argenta - Tompkins 345kV Line Tap | 2020-05-01T04:00:00+00:00 | 2022-12-29T05:00:00+00:00 | [8 empty] | METC | [23 empty] | J937 | 2020-10-21T04:00:00+00:00 | 2020-06-11T04:00:00+00:00 | DPP-2017-AUG | East (ITC) | GIA | Network Resource Interconnection Service (NRIS) | 507 | 535 | Withdrawn | 535 | 535 | 535 | 507
MISO |  |  |  | 2017-06-16T04:00:00+00:00 | Withdrawn |  | Wind Turbine |  |  |  | Wind | [16 empty] | Palo Alto County | Iowa |  |  | Emmestburg - Freedom 69kV Line | 2019-09-15T04:00:00+00:00 | [9 empty] | MIDAMERICAN ENERGY COMPANY | [23 empty] | J938 | 2017-10-09T04:00:00+00:00 |  | DPP-2017-AUG | West | Phase 3 | Network Resource Interconnection Service (NRIS) | 50 | 50 | Not Started | 0 | 0 | 0 | 0
MISO |  |  |  | 2017-06-16T04:00:00+00:00 | Withdrawn |  | Wind Turbine |  |  |  | Wind | [16 empty] | Wright County | Iowa |  |  | Clarion-Eagle Grove 69kV line | 2019-09-15T04:00:00+00:00 | [9 empty] | MIDAMERICAN ENERGY COMPANY | [23 empty] | J939 | 2018-10-12T04:00:00+00:00 |  | DPP-2017-AUG | West | Phase 3 | Network Resource Interconnection Service (NRIS) | 38 | 38 | Not Started | 0 | 0 | 0 | 0
MISO |  |  |  | 2017-06-16T04:00:00+00:00 | Withdrawn |  | Wind Turbine |  |  |  | Wind | [16 empty] | Burleigh County | North Dakota |  |  | Jamestown - Center 345kV Line | 2019-09-15T04:00:00+00:00 | [9 empty] | OTTER TAIL POWER COMPANY | [23 empty] | J940 | 2019-02-06T05:00:00+00:00 |  | DPP-2017-AUG | West | Phase 3 | Network Resource Interconnection Service (NRIS) | 100 | 100 | Not Started | 0 | 0 | 0 | 0
MISO |  |  |  | 2017-06-16T04:00:00+00:00 | Withdrawn |  | Wind Turbine |  |  |  | Wind | [16 empty] | Grant County | South Dakota |  |  | Big Stone-Brookings County 345KV Line | 2020-07-01T04:00:00+00:00 | [9 empty] | OTTER TAIL POWER COMPANY | [23 empty] | J941 | 2018-11-01T04:00:00+00:00 |  | DPP-2017-AUG | West | Phase 3 | Network Resource Interconnection Service (NRIS) | 200 | 200 | Not Started | 0 | 0 | 0 | 0
MISO |  |  |  | 2017-06-16T04:00:00+00:00 | Withdrawn |  | Photovoltaic |  |  |  | Solar | [16 empty] | Craighead County | Arkansas |  |  | Cash - Newport AB 161kV Line Tap | 2021-08-01T04:00:00+00:00 | [9 empty] | Entergy | [23 empty] | J942 | 2019-03-25T04:00:00+00:00 |  | DPP-2017-AUG | South | GIA | Network Resource Interconnection Service (NRIS) | 107 | 107 | Not Started | 107 | 107 | 0 | 0
MISO |  |  |  | 2017-06-16T04:00:00+00:00 | Withdrawn |  | Wind Turbine |  |  |  | Wind | [16 empty] | Lincoln County | Minnesota |  |  | J460 substation on the Brookings - H081 345kV Line | 2020-09-30T04:00:00+00:00 | [9 empty] | NORTHERN STATES POWER COMPANY | [23 empty] | J943 | 2019-03-12T04:00:00+00:00 |  | DPP-2017-AUG | West | Phase 3 | Network Resource Interconnection Service (NRIS) | 200 | 200 | Not Started | 0 | 0 | 0 | 0
MISO |  |  |  | 2017-06-16T04:00:00+00:00 | Done |  | Photovoltaic |  |  |  | Solar | [16 empty] | New Madrid County | Missouri |  |  | Portageville - New Madrid 161kV Line | 2021-09-01T04:00:00+00:00 | 2022-10-01T04:00:00+00:00 | [8 empty] | Entergy | [23 empty] | J944 |  | 2019-12-17T05:00:00+00:00 | DPP-2017-AUG | South | GIA | Network Resource Interconnection Service (NRIS) | 200 | 200 | Under Construction | 200 | 200 | 200 | 200
MISO |  |  |  | 2017-06-16T04:00:00+00:00 | Withdrawn |  | Photovoltaic |  |  |  | Solar | [16 empty] | Washington County | Mississippi |  |  | Gerald Andrus - Clinton Industrial 230 kV Line | 2019-09-15T04:00:00+00:00 | [9 empty] | Entergy | [23 empty] | J945 | 2019-01-07T05:00:00+00:00 |  | DPP-2017-AUG | South | GIA | Network Resource Interconnection Service (NRIS) | 200 | 200 | Not Started | 0 | 0 | 0 | 0
MISO |  |  |  | 2017-06-16T04:00:00+00:00 | Withdrawn |  | Photovoltaic |  |  |  | Solar | [16 empty] | Cass County | North Dakota |  |  | Bison 345kV Substation | 2020-07-31T04:00:00+00:00 | [9 empty] | NORTHERN STATES POWER COMPANY | [23 empty] | J946 | 2021-05-26T04:00:00+00:00 |  | DPP-2017-AUG | West | Phase 3 | Network Resource Interconnection Service (NRIS) | 200 | 200 | Not Started | 200 | 200 | 200 | 200
MISO |  |  |  | 2017-06-16T04:00:00+00:00 | Done |  | Photovoltaic |  |  |  | Solar | [16 empty] | Grant County | Wisconsin |  |  | Potosis - Hillman 138kV Line | 2019-09-15T04:00:00+00:00 | 2023-07-01T04:00:00+00:00 | [8 empty] | American Transmission Co. LLC | [23 empty] | J947 |  | 2020-04-17T04:00:00+00:00 | DPP-2017-AUG | East (ATC) | GIA | Network Resource Interconnection Service (NRIS) | 200 | 200 | In Service | 200 | 200 | 200 | 200
MISO |  |  |  | 2017-06-16T04:00:00+00:00 | Withdrawn |  | Photovoltaic |  |  |  | Solar | [16 empty] | Poinsett County | Arkansas |  |  | Harrisburg Tap - Harrisburg 161kV Line | 2020-06-01T04:00:00+00:00 | [9 empty] | Entergy | [23 empty] | J948 | 2019-01-07T05:00:00+00:00 |  | DPP-2017-AUG | South | GIA | Energy Resource Interconnection Service (ERIS) | 100 | 100 | Not Started | 0 | 0 | 0 | 0
MISO |  |  |  | 2017-06-16T04:00:00+00:00 | Done |  | Photovoltaic |  |  |  | Solar | [16 empty] | Coles County | Illinois |  |  | Kansas Substation 138kV Bus #3 | 2020-08-31T04:00:00+00:00 | 2020-10-31T04:00:00+00:00 | [8 empty] | AMEREN TRANSMISSION COMPANY OF ILLINOIS | [23 empty] | J949 |  | 2019-12-10T05:00:00+00:00 | DPP-2017-AUG | Central | GIA | Network Resource Interconnection Service (NRIS) | 200 | 200 | In Service | 200 | 170 | 200 | 170
MISO |  |  |  | 2018-02-02T05:00:00+00:00 | Withdrawn |  | Wind Turbine |  |  |  | Wind | [16 empty] | Kittson County | Minnesota |  |  | Donaldson - Warsaw 115 kV Line Tap | 2018-11-15T05:00:00+00:00 | [9 empty] | OTTER TAIL POWER COMPANY | [23 empty] | J951 | 2020-03-25T04:00:00+00:00 |  | DPP-2018-APR | West | Phase 3 | Energy Resource Interconnection Service (ERIS) | 80 | 80 | Not Started | 0 | 0 | 0 | 0
MISO |  |  |  | 2018-02-05T05:00:00+00:00 | Withdrawn |  | Wind Turbine |  |  |  | Wind | [16 empty] | Corson County | South Dakota |  |  | McLaughlin - McIntosh Junction 115 kV Line Tap | 2022-09-01T04:00:00+00:00 | [9 empty] | MONTANA-DAKOTA UTILITIES CO. | [23 empty] | J952 | 2021-03-09T05:00:00+00:00 |  | DPP-2018-APR | West | Phase 3 | Energy Resource Interconnection Service (ERIS) | 54 | 54 | Not Started | 54 | 54 | 0 | 0
MISO |  |  |  | 2018-03-08T05:00:00+00:00 | Done |  | Piston (Engine), Internal Combustion (Diesel) |  |  |  | Diesel | [16 empty] | Johnson County | Iowa |  |  | AMIL.IOW_AFRYT | 2006-01-01T05:00:00+00:00 | [9 empty] | ITC MIDWEST | [23 empty] | J953 |  | 2022-08-12T04:00:00+00:00 | DPP-2018-APR | West | Phase 3 | External Network Resource Interconnection Service (E-NRIS) | 1.83 | 2 | Not Started | 1.83 | 2 | 1.83 | 2
MISO |  |  |  | 2018-03-08T05:00:00+00:00 | Done |  | Photovoltaic |  |  |  | Solar | [16 empty] | Johnson County | Iowa |  |  | AMIL.IOW_AFRYT | 2016-10-30T04:00:00+00:00 | [9 empty] | ITC MIDWEST | [23 empty] | J954 |  | 2022-08-12T04:00:00+00:00 | DPP-2018-APR | West | Phase 3 | External Network Resource Interconnection Service (E-NRIS) | 1.4 | 1.4 | Not Started | 1.4 | 1.4 | 1.4 | 1.4
MISO |  |  |  | 2018-03-08T05:00:00+00:00 | Done |  | Combined Cycle |  |  |  | Gas | [16 empty] | Sangamon County | Illinois |  |  | Austin Substation 345kV Bus | 2021-11-01T04:00:00+00:00 | 2025-01-31T05:00:00+00:00 | [8 empty] | AMEREN TRANSMISSION COMPANY OF ILLINOIS | [23 empty] | J955 |  | 2022-04-26T04:00:00+00:00 | DPP-2018-APR | Central | GIA | Network Resource Interconnection Service (NRIS) | 1040 | 1165 | Under Construction | 1165 | 1165 | 1165 | 1165
MISO |  |  |  | 2018-03-09T05:00:00+00:00 | Done |  | Photovoltaic |  |  |  | Solar | [16 empty] | Ralls County | Missouri |  |  | Spencer Creek 345kV Substation | 2021-09-15T04:00:00+00:00 | 2024-06-01T04:00:00+00:00 | [8 empty] | Ameren Missouri | [23 empty] | J956 |  | 2021-12-22T05:00:00+00:00 | DPP-2018-APR | Central | GIA | Network Resource Interconnection Service (NRIS) | 200 | 200 | Not Started | 200 | 200 | 200 | 200
MISO |  |  |  | 2018-03-09T05:00:00+00:00 | Withdrawn |  | Wind Turbine |  |  |  | Wind | [16 empty] | Mercer County,Putnam County,Sullivan County | Missouri |  |  | Maywood 345kV Substation | 2010-09-01T04:00:00+00:00 | [9 empty] | AMEREN TRANSMISSION COMPANY OF ILLINOIS | [23 empty] | J957 | 2019-03-19T04:00:00+00:00 |  | DPP-2018-APR | Central | GIA | Network Resource Interconnection Service (NRIS) | 800 | 800 | Not Started | 0 | 0 | 0 | 0
MISO |  |  |  | 2018-03-12T04:00:00+00:00 | Withdrawn |  | Wind Turbine |  |  |  | Wind | [16 empty] | Lincoln County | Minnesota |  |  | Buffalo Ridge 115kV Substation | 2020-09-01T04:00:00+00:00 | [9 empty] | NORTHERN STATES POWER COMPANY | [23 empty] | J958 | 2020-03-25T04:00:00+00:00 |  | DPP-2018-APR | West | Phase 3 | Network Resource Interconnection Service (NRIS) | 100 | 100 | Not Started | 0 | 0 | 0 | 0
MISO |  |  |  | 2018-03-12T04:00:00+00:00 | Withdrawn |  | Wind Turbine |  |  |  | Wind | [16 empty] | Fayette County | Iowa |  |  | Windsor 161kV Substation | 2020-09-01T04:00:00+00:00 | [9 empty] | SMMPA | [23 empty] | J959 | 2021-03-09T05:00:00+00:00 |  | DPP-2018-APR | West | Phase 3 | Network Resource Interconnection Service (NRIS) | 150 | 150 | Not Started | 150 | 150 | 0 | 0
MISO |  |  |  | 2018-03-12T04:00:00+00:00 | Withdrawn |  | Wind Turbine |  |  |  | Wind | [16 empty] | Presque Isle County | Michigan |  |  | Livingston 345kV Substation | 2020-09-01T04:00:00+00:00 | [9 empty] | METC | [23 empty] | J960 | 2019-03-21T04:00:00+00:00 |  | DPP-2018-APR | East (ITC) | GIA | Network Resource Interconnection Service (NRIS) | 400 | 400 | Not Started | 0 | 0 | 0 | 0
MISO |  |  |  | 2018-03-12T04:00:00+00:00 | Withdrawn |  | Photovoltaic |  |  |  | Solar | [16 empty] | West Baton Rouge Parish | Louisiana |  |  | Livonia - Wilbert 138 kV Line Tap | 2021-01-31T05:00:00+00:00 | [9 empty] | ENTERGY LOUISIANA, LLC | [23 empty] | J961 | 2019-08-29T04:00:00+00:00 |  | DPP-2018-APR | South | GIA | Network Resource Interconnection Service (NRIS) | 150 | 150 | Not Started | 0 | 0 | 0 | 0
MISO |  |  |  | 2018-03-12T04:00:00+00:00 | Done |  | Photovoltaic |  |  |  | Solar | [16 empty] | DeSoto County | Mississippi |  |  | Twinkletown 230 kV Substation | 2021-01-31T05:00:00+00:00 | 2022-06-30T04:00:00+00:00 | [8 empty] | ENTERGY MISSISSIPPI, LLC | [23 empty] | J962 |  | 2020-08-12T04:00:00+00:00 | DPP-2018-APR | South | GIA | Energy Resource Interconnection Service (ERIS) | 100 | 100 | Under Construction | 100 | 0 | 100 | 0
MISO |  |  |  | 2018-03-12T04:00:00+00:00 | Done |  | Piston (Engine), Internal Combustion (Diesel) |  |  |  | Diesel | [16 empty] | Cedar County | Iowa |  |  | Bennett (CIPCO) - Graham 69 Kv Line Tap | 2017-01-01T05:00:00+00:00 | 2017-01-01T05:00:00+00:00 | [8 empty] | ITC MIDWEST | [23 empty] | J963 |  | 2021-06-15T04:00:00+00:00 | DPP-2018-APR | West | Phase 3 | Network Resource Interconnection Service (NRIS) | 9 | 9 | Not Started | 9 | 9 | 9 | 9
MISO |  |  |  | 2018-03-12T04:00:00+00:00 | Withdrawn |  | Photovoltaic |  |  |  | Solar | [16 empty] | Hinds County | Mississippi |  |  | Edwards - Bolton 115kV Line Tap | 2020-10-02T04:00:00+00:00 | [9 empty] | ENTERGY MISSISSIPPI, LLC | [23 empty] | J964 | 2019-08-29T04:00:00+00:00 |  | DPP-2018-APR | South | GIA | Network Resource Interconnection Service (NRIS) | 70 | 70 | Not Started | 0 | 0 | 0 | 0
MISO |  |  |  | 2018-03-12T04:00:00+00:00 | Withdrawn |  | Wind Turbine |  |  |  | Wind | [16 empty] | Cottonwood County | Minnesota |  |  | Lakefield Generation SW 345kV Substation | 2020-09-01T04:00:00+00:00 | [9 empty] | Xcel Energy | [23 empty] | J965 | 2018-11-19T05:00:00+00:00 |  | DPP-2018-APR | West | Phase 3 | Network Resource Interconnection Service (NRIS) | 150 | 150 | Not Started | 0 | 0 | 0 | 0
MISO |  |  |  | 2018-03-12T04:00:00+00:00 | Withdrawn |  | Wind Turbine |  |  |  | Wind | [16 empty] | Putnam County,Sullivan County | Missouri |  |  | Zachary 345kV Substation | 2020-12-01T05:00:00+00:00 | [9 empty] | AMEREN TRANSMISSION COMPANY OF ILLINOIS | [23 empty] | J966 | 2020-03-25T04:00:00+00:00 |  | DPP-2018-APR | West | Phase 3 | Network Resource Interconnection Service (NRIS) | 400 | 400 | Not Started | 0 | 0 | 0 | 0
MISO |  |  |  | 2018-03-12T04:00:00+00:00 | Done |  | Wind Turbine |  |  |  | Wind | [16 empty] | Mower County | Minnesota |  |  | Adams 345kV Substation | 2020-09-01T04:00:00+00:00 | 2023-08-01T04:00:00+00:00 | [8 empty] | NORTHERN STATES POWER COMPANY | [23 empty] | J967 |  | 2021-06-15T04:00:00+00:00 | DPP-2018-APR | West | Phase 3 | Network Resource Interconnection Service (NRIS) | 150 | 150 | Under Construction | 150 | 150 | 150 | 0
MISO |  |  |  | 2018-03-12T04:00:00+00:00 | Done |  | Wind Turbine |  |  |  | Wind | [16 empty] | Jasper County,White County | Indiana |  |  | Reynolds 345kV Substation | 2022-09-01T04:00:00+00:00 | 2023-04-20T04:00:00+00:00 | [8 empty] | NORTHERN INDIANA PUBLIC SERVICE COMPANY LLC | [23 empty] | J968 |  | 2021-10-12T04:00:00+00:00 | DPP-2018-APR | Central | GIA | Network Resource Interconnection Service (NRIS) | 200 | 200 | In Service | 200 | 200 | 200 | 200
MISO |  |  |  | 2018-03-12T04:00:00+00:00 | Withdrawn |  | Photovoltaic |  |  |  | Solar | [16 empty] | Tuscola County | Michigan |  |  | Kirk 345kV Substation | 2020-12-01T05:00:00+00:00 | [9 empty] | ITC MIDWEST | [23 empty] | J969 | 2018-11-01T04:00:00+00:00 |  | DPP-2018-APR | East (ITC) | GIA | Network Resource Interconnection Service (NRIS) | 100 | 100 | Not Started | 0 | 0 | 0 | 0
MISO |  |  |  | 2018-03-12T04:00:00+00:00 | Withdrawn |  | Photovoltaic |  |  |  | Solar | [16 empty] | Oscoda County | Michigan |  |  | Mio Dam - Gaylord 138 kV Line Tap | 2020-01-01T05:00:00+00:00 | [9 empty] | METC | [23 empty] | J970 | 2018-10-17T04:00:00+00:00 |  | DPP-2018-APR | East (ITC) | GIA | Network Resource Interconnection Service (NRIS) | 50 | 50 | Not Started | 0 | 0 | 0 | 0
MISO |  |  |  | 2018-03-12T04:00:00+00:00 | Withdrawn |  | Wind Turbine |  |  |  | Wind | [16 empty] | Nobles County | Minnesota |  |  | Nobles Co - Fenton 115 kV Line Tap | 2020-09-30T04:00:00+00:00 | [9 empty] | NORTHERN STATES POWER COMPANY | [23 empty] | J971 | 2020-03-25T04:00:00+00:00 |  | DPP-2018-APR | West | Phase 3 | Network Resource Interconnection Service (NRIS) | 250 | 250 | Not Started | 0 | 0 | 0 | 0
MISO |  |  |  | 2018-03-12T04:00:00+00:00 | Withdrawn |  | Photovoltaic |  |  |  | Solar | [16 empty] | St. Francis County | Arkansas |  |  | Hughes-Forest City South 161kv line | 2021-10-31T04:00:00+00:00 | [9 empty] | ENTERGY ARKANSAS, LLC | [23 empty] | J972 | 2019-08-29T04:00:00+00:00 |  | DPP-2018-APR | South | GIA | Network Resource Interconnection Service (NRIS) | 140 | 140 | Not Started | 0 | 0 | 0 | 0
MISO |  |  |  | 2018-03-12T04:00:00+00:00 | Withdrawn |  | Wind Turbine |  |  |  | Wind | [16 empty] | Coles County,Edgar County | Illinois |  |  | Kansas West 345kV Substation | 2020-09-01T04:00:00+00:00 | [9 empty] | AMEREN TRANSMISSION COMPANY OF ILLINOIS | [23 empty] | J973 | 2019-03-19T04:00:00+00:00 |  | DPP-2018-APR | Central | GIA | Network Resource Interconnection Service (NRIS) | 250 | 250 | Not Started | 0 | 0 | 0 | 0
MISO |  |  |  | 2018-03-12T04:00:00+00:00 | Done |  | Wind Turbine |  |  |  | Wind | [16 empty] | Fulton County,Peoria County | Illinois |  |  | Mapleridge 345kV Switching Station | 2021-09-01T04:00:00+00:00 | 2023-10-15T04:00:00+00:00 | [8 empty] | AMEREN ILLINOIS | [23 empty] | J974 |  | 2021-10-12T04:00:00+00:00 | DPP-2018-APR | Central | GIA | Network Resource Interconnection Service (NRIS) | 250 | 250 | Under Construction | 250 | 250 | 225 | 225
MISO |  |  |  | 2018-03-12T04:00:00+00:00 | Withdrawn |  | Wind Turbine |  |  |  | Wind | [16 empty] | Cass County | North Dakota |  |  | Buffalo 115kV Substation | 2023-10-31T04:00:00+00:00 | [9 empty] | OTTER TAIL POWER COMPANY | [23 empty] | J975 | 2021-07-28T04:00:00+00:00 |  | DPP-2018-APR | West | Phase 3 | Energy Resource Interconnection Service (ERIS) | 150 | 150 | Not Started | 150 | 150 | 150 | 0
MISO |  |  |  | 2018-03-12T04:00:00+00:00 | Done |  | Photovoltaic |  |  |  | Solar | [16 empty] | Warren County | Missouri |  |  | Montgomery - Enon 345kV Line Tap | 2021-10-31T04:00:00+00:00 | 2024-06-01T04:00:00+00:00 | [8 empty] | Ameren Missouri | [23 empty] | J976 |  | 2021-10-12T04:00:00+00:00 | DPP-2018-APR | Central | GIA | Network Resource Interconnection Service (NRIS) | 300 | 300 | Under Construction | 300 | 300 | 300 | 300
MISO |  |  |  | 2018-03-12T04:00:00+00:00 | Withdrawn |  | Wind Turbine |  |  |  | Wind | [16 empty] | Jackson County,Martin County | Minnesota |  |  | Jackson North 161kV Substation | 2021-03-01T05:00:00+00:00 | [9 empty] | ITC MIDWEST | [23 empty] | J977 | 2020-03-25T04:00:00+00:00 |  | DPP-2018-APR | West | Phase 3 | Network Resource Interconnection Service (NRIS) | 300 | 300 | Not Started | 0 | 0 | 0 | 0
MISO |  |  |  | 2018-03-12T04:00:00+00:00 | Withdrawn |  | Wind Turbine |  |  |  | Wind | [16 empty] | Montcalm County | Michigan |  |  | Eureka - Vestaburg 138kV Line Tap | 2021-03-01T05:00:00+00:00 | [9 empty] | METC | [23 empty] | J978 | 2019-11-21T05:00:00+00:00 |  | DPP-2018-APR | East (ITC) | GIA | Network Resource Interconnection Service (NRIS) | 100 | 100 | Not Started | 0 | 0 | 0 | 0
MISO |  |  |  | 2018-03-12T04:00:00+00:00 | Withdrawn |  | Wind Turbine |  |  |  | Wind | [16 empty] | Christian County | Illinois |  |  | Pana Substation 345kV Bus | 2021-03-01T05:00:00+00:00 | [9 empty] | AMEREN TRANSMISSION COMPANY OF ILLINOIS | [23 empty] | J979 | 2021-10-18T04:00:00+00:00 |  | DPP-2018-APR | Central | GIA | Network Resource Interconnection Service (NRIS) | 200 | 200 | Not Started | 170 | 170 | 170 | 170
MISO |  |  |  | 2018-03-12T04:00:00+00:00 | Withdrawn |  | Wind Turbine |  |  |  | Wind | [16 empty] | Christian County | Illinois |  |  | Pana Substation 345kV Bus | 2021-03-01T05:00:00+00:00 | [9 empty] | AMEREN TRANSMISSION COMPANY OF ILLINOIS | [23 empty] | J980 | 2020-01-06T05:00:00+00:00 |  | DPP-2018-APR | Central | GIA | Network Resource Interconnection Service (NRIS) | 200 | 200 | Not Started | 0 | 0 | 0 | 0
MISO |  |  |  | 2018-03-12T04:00:00+00:00 | Withdrawn |  | Wind Turbine |  |  |  | Wind | [16 empty] | Washington County | Iowa |  |  | Sub T 345kV Substation | 2021-03-01T05:00:00+00:00 | [9 empty] | MIDAMERICAN ENERGY COMPANY | [23 empty] | J981 | 2021-03-09T05:00:00+00:00 |  | DPP-2018-APR | West | Phase 3 | Network Resource Interconnection Service (NRIS) | 200 | 200 | Not Started | 200 | 200 | 0 | 0
MISO |  |  |  | 2018-03-12T04:00:00+00:00 | Done |  | Wind Turbine |  |  |  | Wind | [16 empty] | Dickinson County,Emmet County | Iowa |  |  | Obrien County - Kossuth 345 kV Line Tap | 2021-06-01T04:00:00+00:00 | 2024-03-15T04:00:00+00:00 | [8 empty] | MIDAMERICAN ENERGY COMPANY | [23 empty] | J982 |  | 2022-02-07T05:00:00+00:00 | DPP-2018-APR | West | Phase 3 | Energy Resource Interconnection Service (ERIS) | 300 | 300 | Not Started | 300 | 300 | 300 | 0
MISO |  |  |  | 2018-03-12T04:00:00+00:00 | Withdrawn |  | Wind Turbine |  |  |  | Wind | [16 empty] | Brown County,LaSalle County | Illinois |  |  | Oglesby - Minonk Tap 138kV Line Tap | 2021-03-01T05:00:00+00:00 | [9 empty] | AMEREN ILLINOIS | [23 empty] | J983 | 2018-11-01T04:00:00+00:00 |  | DPP-2018-APR | Central | GIA | Network Resource Interconnection Service (NRIS) | 100 | 100 | Not Started | 0 | 0 | 0 | 0
MISO |  |  |  | 2018-03-12T04:00:00+00:00 | Done |  | Wind Turbine |  |  |  | Wind | [16 empty] | Gratiot County | Michigan |  |  | Nelson Road – Murphy 345kV line | 2021-06-01T04:00:00+00:00 | 2022-10-31T04:00:00+00:00 | [8 empty] | METC | [23 empty] | J984 |  | 2021-05-07T04:00:00+00:00 | DPP-2018-APR | East (ITC) | GIA | Network Resource Interconnection Service (NRIS) | 200 | 200 | Under Construction | 200 | 200 | 200 | 200
MISO |  |  |  | 2018-03-12T04:00:00+00:00 | Withdrawn |  | Photovoltaic |  |  |  | Solar | [16 empty] | Scott County | Missouri |  |  | Miner - Kelso 161kV Line Tap | 2020-12-01T05:00:00+00:00 | [9 empty] | Ameren Missouri | [23 empty] | J985 | 2020-01-06T05:00:00+00:00 |  | DPP-2018-APR | Central | GIA | Network Resource Interconnection Service (NRIS) | 120 | 120 | Not Started | 0 | 0 | 0 | 0
MISO |  |  |  | 2018-03-12T04:00:00+00:00 | Done |  | Photovoltaic |  |  |  | Solar | [16 empty] | Wood County | Wisconsin |  |  | Port Edwards - Sand Lake 138kV | 2020-09-01T04:00:00+00:00 | 2022-06-01T04:00:00+00:00 | [8 empty] | American Transmission Co. LLC | [23 empty] | J986 |  | 2021-05-05T04:00:00+00:00 | DPP-2018-APR | East (ATC) | GIA | Network Resource Interconnection Service (NRIS) | 149.76 | 149.76 | Not Started | 149.76 | 149.76 | 149.76 | 149.76
MISO |  |  |  | 2018-03-12T04:00:00+00:00 | Done |  | Photovoltaic |  |  |  | Solar | [16 empty] | Montgomery County | Missouri |  |  | Montgomery 161kV Substation | 2021-09-01T04:00:00+00:00 | 2023-10-01T04:00:00+00:00 | [8 empty] | Ameren Missouri | [23 empty] | J987 |  | 2021-10-12T04:00:00+00:00 | DPP-2018-APR | Central | GIA | Network Resource Interconnection Service (NRIS) | 100 | 100 | Under Construction | 100 | 100 | 100 | 100
MISO |  |  |  | 2018-03-12T04:00:00+00:00 | Withdrawn |  | Photovoltaic |  |  |  | Solar | [16 empty] | Wayne County | Mississippi |  |  | W Waynesboro 230kV Substation | 2022-09-01T04:00:00+00:00 | [9 empty] | COOPERATIVE ENERGY | [23 empty] | J988 | 2019-08-29T04:00:00+00:00 |  | DPP-2018-APR | South | GIA | Network Resource Interconnection Service (NRIS) | 200 | 200 | Not Started | 0 | 0 | 0 | 0
MISO |  |  |  | 2018-02-12T05:00:00+00:00 | Withdrawn |  | Photovoltaic |  |  |  | Solar | [16 empty] | Oakland County | Michigan |  |  | Halsey 138kV Substation | 2021-09-01T04:00:00+00:00 | [9 empty] | METC | [23 empty] | J989 | 2020-06-30T04:00:00+00:00 |  | DPP-2018-APR | East (ITC) | GIA | Network Resource Interconnection Service (NRIS) | 80 | 80 | Not Started | 80 | 80 | 0 | 0
MISO |  |  |  | 2018-03-12T04:00:00+00:00 | Withdrawn |  | Photovoltaic |  |  |  | Solar | [16 empty] | Dubuque County | Iowa |  |  | Salem 345kV Substation | 2020-09-01T04:00:00+00:00 | [9 empty] | ITC MIDWEST | [23 empty] | J990 | 2019-02-15T05:00:00+00:00 |  | DPP-2018-APR | West | Phase 3 | Network Resource Interconnection Service (NRIS) | 150 | 150 | Not Started | 0 | 0 | 0 | 0
MISO |  |  |  | 2018-03-12T04:00:00+00:00 | Done |  | Photovoltaic |  |  |  | Solar | [16 empty] | Clay County | Illinois |  |  | Xenia 345kV Switching Station | 2021-09-01T04:00:00+00:00 | 2023-10-01T04:00:00+00:00 | [8 empty] | AMEREN ILLINOIS | [23 empty] | J991 |  | 2021-10-12T04:00:00+00:00 | DPP-2018-APR | Central | GIA | Network Resource Interconnection Service (NRIS) | 200 | 200 | Under Construction | 150 | 150 | 150 | 150
MISO |  |  |  | 2018-03-12T04:00:00+00:00 | Done |  | Photovoltaic |  |  |  | Solar | [16 empty] | Cass County | Indiana |  |  | Walton 230kV Substation | 2021-09-01T04:00:00+00:00 | 2023-10-31T04:00:00+00:00 | [8 empty] | DUKE ENERGY INDIANA, LLC | [23 empty] | J992 |  | 2021-10-12T04:00:00+00:00 | DPP-2018-APR | Central | GIA | Network Resource Interconnection Service (NRIS) | 200 | 200 | Under Construction | 200 | 200 | 200 | 200
MISO |  |  |  | 2018-03-12T04:00:00+00:00 | Done |  | Photovoltaic |  |  |  | Solar | [16 empty] | Boone County | Indiana |  |  | Hortonville - Whitestown 345kV Line Tap | 2021-09-01T04:00:00+00:00 | 2023-11-01T04:00:00+00:00 | [8 empty] | INDIANAPOLIS POWER & LIGHT COMPANY | [23 empty] | J993 |  | 2021-10-12T04:00:00+00:00 | DPP-2018-APR | Central | GIA | Network Resource Interconnection Service (NRIS) | 200 | 200 | Under Construction | 200 | 200 | 200 | 200
MISO |  |  |  | 2018-03-12T04:00:00+00:00 | Done |  | Photovoltaic |  |  |  | Solar | [16 empty] | Callaway County | Missouri |  |  | Guthrie 161 kV Substation | 2021-09-01T04:00:00+00:00 | 2023-08-01T04:00:00+00:00 | [8 empty] | Ameren Missouri | [23 empty] | J994 |  | 2021-10-12T04:00:00+00:00 | DPP-2018-APR | Central | GIA | Network Resource Interconnection Service (NRIS) | 100 | 100 | Under Construction | 100 | 100 | 100 | 100
MISO |  |  |  | 2018-03-12T04:00:00+00:00 | Withdrawn |  | Photovoltaic |  |  |  | Solar | [16 empty] | Brown County,Jersey County | Illinois |  |  | NW Jerseyville Northwest Substation 138kV Bus | 2021-09-01T04:00:00+00:00 | [9 empty] | AMEREN ILLINOIS | [23 empty] | J995 | 2020-01-06T05:00:00+00:00 |  | DPP-2018-APR | Central | GIA | Network Resource Interconnection Service (NRIS) | 100 | 100 | Not Started | 0 | 0 | 0 | 0
MISO |  |  |  | 2018-03-12T04:00:00+00:00 | Done |  | Photovoltaic |  |  |  | Solar | [16 empty] | Lenawee County | Michigan |  |  | Beecher - Moraco 138kV Line | 2021-09-01T04:00:00+00:00 | 2022-10-31T04:00:00+00:00 | [8 empty] | METC | [23 empty] | J996 |  | 2021-04-27T04:00:00+00:00 | DPP-2018-APR | East (ITC) | GIA | Network Resource Interconnection Service (NRIS) | 80 | 80 | Under Construction | 80 | 80 | 80 | 80
MISO |  |  |  | 2018-03-12T04:00:00+00:00 | Withdrawn |  | Photovoltaic |  |  |  | Solar | [16 empty] | LaMoure County | North Dakota |  |  | Ellendale 345 kV Sub, 230 kV Bus - 661098 | 2020-09-01T04:00:00+00:00 | [9 empty] | MONTANA-DAKOTA UTILITIES CO. | [23 empty] | J997 | 2020-03-25T04:00:00+00:00 |  | DPP-2018-APR | West | Phase 3 | Network Resource Interconnection Service (NRIS) | 200 | 200 | Not Started | 0 | 0 | 0 | 0
MISO |  |  |  | 2018-03-12T04:00:00+00:00 | Withdrawn |  | Photovoltaic |  |  |  | Solar | [16 empty] | Dallas County | Iowa |  |  | Adel - Waukee 69kV Line Tap | 2020-09-01T04:00:00+00:00 | [9 empty] | MIDAMERICAN ENERGY COMPANY | [23 empty] | J998 | 2020-03-25T04:00:00+00:00 |  | DPP-2018-APR | West | Phase 3 | Network Resource Interconnection Service (NRIS) | 50 | 50 | Not Started | 0 | 0 | 0 | 0
MISO |  |  |  | 2018-03-12T04:00:00+00:00 | Withdrawn |  | Photovoltaic |  |  |  | Solar | [16 empty] | Linn County | Iowa |  |  | Fairfax 161kV Substation | 2020-09-01T04:00:00+00:00 | [9 empty] | ITC MIDWEST | [23 empty] | J999 | 2020-03-25T04:00:00+00:00 |  | DPP-2018-APR | West | Phase 3 | Network Resource Interconnection Service (NRIS) | 100 | 100 | Not Started | 0 | 0 | 0 | 0
MISO |  |  |  | 2024-04-17T04:00:00+00:00 | Done |  | Wind Turbine |  |  |  | Hybrid | [16 empty] | Lawrence | MS |  |  | GP-Monticello | 2027-10-01T04:00:00+00:00 | [36 empty] | DPP-2023 | Central |  |  | 50 | 50 |  | 0 | 0 | 0 | 0
MISO |  |  |  | 2024-04-17T04:00:00+00:00 | Done |  | Wind Turbine |  |  |  | Hybrid | [16 empty] | Lawrence | MS |  |  | GP-Monticello | 2027-10-01T04:00:00+00:00 | [36 empty] | DPP-2023 | East (ITC) |  |  | 50 | 50 |  | 0 | 0 | 0 | 0
MISO |  |  |  | 2024-04-17T04:00:00+00:00 | Done |  | Wind Turbine |  |  |  | Hybrid | [16 empty] | Lawrence | MS |  |  | GP-Monticello | 2027-10-01T04:00:00+00:00 | [36 empty] | DPP-2023 | South |  |  | 50 | 50 |  | 0 | 0 | 0 | 0
MISO |  |  |  | 2024-04-17T04:00:00+00:00 | Done |  | Wind Turbine |  |  |  | Hybrid | [16 empty] | Lawrence | MS |  |  | GP-Monticello | 2027-10-01T04:00:00+00:00 | [36 empty] | DPP-2023 | West |  |  | 50 | 50 |  | 0 | 0 | 0 | 0
MISO |  |  |  | 2024-04-17T04:00:00+00:00 | Done |  | Wind Turbine |  |  |  | Hybrid | [16 empty] | Lawrence | MS |  |  | GP-Monticello | 2027-10-01T04:00:00+00:00 | [36 empty] | DPP-2024 | South |  |  | 50 | 50 |  | 0 | 0 | 0 | 0
MISO |  |  |  | 2024-04-17T04:00:00+00:00 | Done |  | Wind Turbine |  |  |  | Hybrid | [16 empty] | Lawrence | MS |  |  | GP-Monticello | 2027-10-01T04:00:00+00:00 | [36 empty] | DPP-TEST | South |  |  | 50 | 50 |  | 0 | 0 | 0 | 0
MISO |  |  |  | 2019-06-24T04:00:00+00:00 | Done | [61 empty] | R1000 | [6 empty] | 0 | 0 |  | 0 | 0 | 0 | 0
MISO |  |  |  | 2020-05-15T04:00:00+00:00 | Done | [61 empty] | R1001 | [6 empty] | 0 | 0 |  | 0 | 0 | 0 | 0
MISO |  |  |  | 2020-07-01T04:00:00+00:00 | Done | [61 empty] | R1002 | [6 empty] | 0 | 0 |  | 0 | 0 | 0 | 0
MISO |  |  |  | 2020-08-05T04:00:00+00:00 | Done | [61 empty] | R1003 | [6 empty] | 0 | 0 |  | 0 | 0 | 0 | 0
MISO |  |  |  | 2020-12-30T05:00:00+00:00 | Done | [61 empty] | R1004 | [6 empty] | 0 | 0 |  | 0 | 0 | 0 | 0
MISO |  |  |  | 2021-01-19T05:00:00+00:00 | Withdrawn | [61 empty] | R1005 | [6 empty] | 0 | 0 |  | 0 | 0 | 0 | 0
MISO |  |  |  | 2021-02-15T05:00:00+00:00 | Withdrawn | [61 empty] | R1006 | [6 empty] | 0 | 0 |  | 0 | 0 | 0 | 0
MISO |  |  |  | 2021-03-29T04:00:00+00:00 | Withdrawn | [61 empty] | R1007 | [6 empty] | 0 | 0 |  | 0 | 0 | 0 | 0
MISO |  |  |  | 2021-04-12T04:00:00+00:00 | Done | [61 empty] | R1008 | [6 empty] | 0 | 0 |  | 0 | 0 | 0 | 0
MISO |  |  |  | 2021-05-28T04:00:00+00:00 | Done | [61 empty] | R1009 | [6 empty] | 0 | 0 |  | 0 | 0 | 0 | 0
MISO |  |  |  | 2021-07-21T04:00:00+00:00 | Done | [61 empty] | R1010 | [6 empty] | 0 | 0 |  | 0 | 0 | 0 | 0
MISO |  |  |  | 2021-10-04T04:00:00+00:00 | Done | [61 empty] | R1011 | [6 empty] | 0 | 0 |  | 0 | 0 | 0 | 0
MISO |  |  |  | 2021-09-30T04:00:00+00:00 | Withdrawn | [61 empty] | R1012 | [6 empty] | 0 | 0 |  | 0 | 0 | 0 | 0
MISO |  |  |  | 2021-11-16T05:00:00+00:00 | Withdrawn | [61 empty] | R1013 | [6 empty] | 0 | 0 |  | 0 | 0 | 0 | 0
MISO |  |  |  | 2022-02-04T05:00:00+00:00 | Active | [61 empty] | R1014 | [6 empty] | 0 | 0 |  | 0 | 0 | 0 | 0
MISO |  |  |  | 2022-02-13T05:00:00+00:00 | Active | [61 empty] | R1015 | [6 empty] | 0 | 0 |  | 0 | 0 | 0 | 0
MISO |  |  |  | 2022-02-18T05:00:00+00:00 | Active | [61 empty] | R1016 | [6 empty] | 0 | 0 |  | 0 | 0 | 0 | 0
MISO |  |  |  | 2022-02-15T05:00:00+00:00 | Active | [61 empty] | R1017 | [6 empty] | 0 | 0 |  | 0 | 0 | 0 | 0
MISO |  |  |  | 2022-02-23T05:00:00+00:00 | Active | [61 empty] | R1018 | 2024-03-11T04:00:00+00:00 | [5 empty] | 0 | 0 |  | 0 | 0 | 0 | 0
MISO |  |  |  | 2022-02-15T05:00:00+00:00 | Active | [61 empty] | R1019 | [6 empty] | 0 | 0 |  | 0 | 0 | 0 | 0
MISO |  |  |  | 2022-03-31T04:00:00+00:00 | Active | [61 empty] | R1020 | [6 empty] | 0 | 0 |  | 0 | 0 | 0 | 0
MISO |  |  |  | 2022-05-31T04:00:00+00:00 | Active | [61 empty] | R1021 | [6 empty] | 0 | 0 |  | 0 | 0 | 0 | 0
MISO |  |  |  | 2022-05-31T04:00:00+00:00 | Active | [61 empty] | R1022 | [6 empty] | 0 | 0 |  | 0 | 0 | 0 | 0
MISO |  |  |  | 2022-09-29T04:00:00+00:00 | Active | [61 empty] | R1023 | [6 empty] | 0 | 0 |  | 0 | 0 | 0 | 0
MISO |  |  |  | 2022-10-12T04:00:00+00:00 | Active | [61 empty] | R1024 | [6 empty] | 0 | 0 |  | 0 | 0 | 0 | 0
MISO |  |  |  | 2022-10-14T04:00:00+00:00 | Active | [61 empty] | R1025 | [6 empty] | 0 | 0 |  | 0 | 0 | 0 | 0
MISO |  |  |  | 2022-11-22T05:00:00+00:00 | Active | [61 empty] | R1026 | [6 empty] | 0 | 0 |  | 0 | 0 | 0 | 0
MISO |  |  |  | 2022-11-22T05:00:00+00:00 | Active | [61 empty] | R1027 | [6 empty] | 0 | 0 |  | 0 | 0 | 0 | 0
MISO |  |  |  | 2022-11-22T05:00:00+00:00 | Active | [61 empty] | R1028 | [6 empty] | 0 | 0 |  | 0 | 0 | 0 | 0
MISO |  |  |  | 2022-12-12T05:00:00+00:00 | Active | [28 empty] | 2024-12-01T05:00:00+00:00 | [32 empty] | R1029 | [6 empty] | 0 | 0 |  | 0 | 0 | 0 | 0
MISO |  |  |  | 2023-01-05T05:00:00+00:00 | Active | [61 empty] | R1030 | [6 empty] | 0 | 0 |  | 0 | 0 | 0 | 0
MISO |  |  |  | 2023-03-07T05:00:00+00:00 | Active | [61 empty] | R1031 | [6 empty] | 0 | 0 |  | 0 | 0 | 0 | 0
MISO |  |  |  | 2023-01-20T05:00:00+00:00 | Active | [61 empty] | R1032 | [6 empty] | 0 | 0 |  | 0 | 0 | 0 | 0
MISO |  |  |  | 2023-02-13T05:00:00+00:00 | Active | [61 empty] | R1033 | [6 empty] | 0 | 0 |  | 0 | 0 | 0 | 0
MISO |  |  |  | 2023-07-20T04:00:00+00:00 | Active | [61 empty] | R1034 | [6 empty] | 0 | 0 |  | 0 | 0 | 0 | 0
MISO |  |  |  | 2023-04-19T04:00:00+00:00 | Active | [61 empty] | R1035 | [6 empty] | 0 | 0 |  | 0 | 0 | 0 | 0
MISO |  |  |  | 2022-12-28T05:00:00+00:00 | Active | [61 empty] | R1036 | [6 empty] | 0 | 0 |  | 0 | 0 | 0 | 0
MISO |  |  |  | 2020-06-20T04:00:00+00:00 | Done | [61 empty] | S1000 | [6 empty] | 10 | 10 |  | 0 | 0 | 0 | 0
MISO |  |  |  | 2020-06-25T04:00:00+00:00 | Done | [61 empty] | S1001 | [6 empty] | 7.5 | 7.5 |  | 0 | 0 | 0 | 0
MISO |  |  |  | 2020-10-01T04:00:00+00:00 | Withdrawn | [61 empty] | S1002 | [6 empty] | 70 | 70 |  | 0 | 0 | 0 | 0
MISO |  |  |  | 2020-10-28T04:00:00+00:00 | Done | [61 empty] | S1004 | [6 empty] | 30 | 30 |  | 0 | 0 | 0 | 0
MISO |  |  |  | 2021-04-02T04:00:00+00:00 | Done | [61 empty] | S1005 | [6 empty] | 60 | 60 |  | 0 | 0 | 0 | 0
MISO |  |  |  | 2021-04-02T04:00:00+00:00 | Active | [61 empty] | S1006 | [6 empty] | 75 | 75 |  | 0 | 0 | 0 | 0
MISO |  |  |  | 2021-07-08T04:00:00+00:00 | Active | [61 empty] | S1007 | [6 empty] | 70 | 70 |  | 0 | 0 | 0 | 0
MISO |  |  |  | 2021-08-04T04:00:00+00:00 | Active | [61 empty] | S1008 | [6 empty] | 250 | 250 |  | 0 | 0 | 0 | 0
MISO |  |  |  | 2021-08-17T04:00:00+00:00 | Active | [61 empty] | S1009 | [6 empty] | 92 | 92 |  | 0 | 0 | 0 | 0
MISO |  |  |  | 2021-10-15T04:00:00+00:00 | Withdrawn | [61 empty] | S1010 | [6 empty] | 50 | 50 |  | 0 | 0 | 0 | 0
MISO |  |  |  | 2021-10-15T04:00:00+00:00 | Withdrawn | [61 empty] | S1011 | [6 empty] | 100 | 100 |  | 0 | 0 | 0 | 0
MISO |  |  |  | 2021-10-15T04:00:00+00:00 | Withdrawn | [61 empty] | S1012 | [6 empty] | 80 | 80 |  | 0 | 0 | 0 | 0
MISO |  |  |  | 2022-01-26T05:00:00+00:00 | Active | [28 empty] | 2026-06-30T04:00:00+00:00 | [32 empty] | S1013 | [6 empty] | 200 | 200 |  | 0 | 0 | 0 | 0
MISO |  |  |  | 2022-03-09T05:00:00+00:00 | Active | [28 empty] | 2028-09-01T04:00:00+00:00 | [8 empty] | MONTANA-DAKOTA UTILITIES CO. | [23 empty] | S1014 | [6 empty] | 9 | 9 |  | 0 | 0 | 0 | 0
MISO |  |  |  | 2022-04-11T04:00:00+00:00 | Active | [61 empty] | S1015 | [6 empty] | 55 | 55 |  | 0 | 0 | 0 | 0
MISO |  |  |  | 2022-04-15T04:00:00+00:00 | Active | [61 empty] | S1016 | [6 empty] | 25 | 25 |  | 0 | 0 | 0 | 0
MISO |  |  |  | 2022-04-11T04:00:00+00:00 | Active | [61 empty] | S1017 | [6 empty] | 100 | 100 |  | 0 | 0 | 0 | 0
MISO |  |  |  | 2022-04-20T04:00:00+00:00 | Active | [61 empty] | S1018 | [6 empty] | 75 | 75 |  | 0 | 0 | 0 | 0
MISO |  |  |  | 2022-04-25T04:00:00+00:00 | Active | [61 empty] | S1019 | [6 empty] | 50 | 50 |  | 0 | 0 | 0 | 0
MISO |  |  |  | 2022-04-25T04:00:00+00:00 | Active | [61 empty] | S1020 | [6 empty] | 100 | 100 |  | 0 | 0 | 0 | 0
MISO |  |  |  | 2022-04-25T04:00:00+00:00 | Active | [61 empty] | S1021 | [6 empty] | 80 | 80 |  | 0 | 0 | 0 | 0
MISO |  |  |  | 2022-05-02T04:00:00+00:00 | Active | [61 empty] | S1022 | [6 empty] | 3 | 3 |  | 0 | 0 | 0 | 0
MISO |  |  |  | 2022-05-16T04:00:00+00:00 | Active | [61 empty] | S1023 | [6 empty] | 25 | 25 |  | 0 | 0 | 0 | 0
MISO |  |  |  | 2022-05-16T04:00:00+00:00 | Active | [61 empty] | S1024 | [6 empty] | 50 | 50 |  | 0 | 0 | 0 | 0
MISO |  |  |  | 2022-05-16T04:00:00+00:00 | Active | [61 empty] | S1025 | [6 empty] | 25 | 25 |  | 0 | 0 | 0 | 0
MISO |  |  |  | 2022-05-26T04:00:00+00:00 | Active | [61 empty] | S1026 | [6 empty] | 50 | 50 |  | 0 | 0 | 0 | 0
MISO |  |  |  | 2022-05-26T04:00:00+00:00 | Active | [61 empty] | S1027 | [6 empty] | 50 | 50 |  | 0 | 0 | 0 | 0
MISO |  |  |  | 2022-05-31T04:00:00+00:00 | Done | [61 empty] | S1028 | [6 empty] | 60 | 60 |  | 0 | 0 | 0 | 0
MISO |  |  |  | 2022-06-03T04:00:00+00:00 | Active | [61 empty] | S1029 | [6 empty] | 99 | 99 |  | 0 | 0 | 0 | 0
MISO |  |  |  | 2022-06-13T04:00:00+00:00 | Active | [61 empty] | S1030 | [6 empty] | 99 | 99 |  | 0 | 0 | 0 | 0
MISO |  |  |  | 2022-08-19T04:00:00+00:00 | Active | [61 empty] | S1031 | [6 empty] | 90 | 90 |  | 0 | 0 | 0 | 0
MISO |  |  |  | 2022-08-19T04:00:00+00:00 | Active | [61 empty] | S1032 | [6 empty] | 90 | 90 |  | 0 | 0 | 0 | 0
MISO |  |  |  | 2022-08-15T04:00:00+00:00 | Active | [61 empty] | S1033 | [6 empty] | 25 | 25 |  | 0 | 0 | 0 | 0
MISO |  |  |  | 2022-08-15T04:00:00+00:00 | Active | [61 empty] | S1034 | [6 empty] | 25 | 25 |  | 0 | 0 | 0 | 0
MISO |  |  |  | 2022-08-15T04:00:00+00:00 | Active | [61 empty] | S1035 | [6 empty] | 33 | 33 |  | 0 | 0 | 0 | 0
MISO |  |  |  | 2022-09-09T04:00:00+00:00 | Active | [61 empty] | S1036 | [6 empty] | 400 | 400 |  | 0 | 0 | 0 | 0
MISO |  |  |  | 2022-10-26T04:00:00+00:00 | Withdrawn | [61 empty] | S1037 | 2023-03-22T04:00:00+00:00 | [5 empty] | 50.4 | 50.4 |  | 0 | 0 | 0 | 0
MISO |  |  |  | 2022-12-07T05:00:00+00:00 | Active | [61 empty] | S1038 | [6 empty] | 50 | 50 |  | 0 | 0 | 0 | 0
MISO |  |  |  | 2022-09-01T04:00:00+00:00 | Active | [61 empty] | S1039 | [6 empty] | 100 | 100 |  | 0 | 0 | 0 | 0
MISO |  |  |  | 2022-12-16T05:00:00+00:00 | Active | [61 empty] | S1040 | [6 empty] | 135 | 135 |  | 0 | 0 | 0 | 0
MISO |  |  |  | 2023-05-19T04:00:00+00:00 | Active | [61 empty] | S1041 | [6 empty] | 135 | 135 |  | 0 | 0 | 0 | 0
MISO |  |  |  | 2022-12-20T05:00:00+00:00 | Active | [61 empty] | S1042 | [6 empty] | 100 | 100 |  | 0 | 0 | 0 | 0
MISO |  |  |  | 2023-04-17T04:00:00+00:00 | Active | [61 empty] | S1043 | [6 empty] | 50 | 50 |  | 0 | 0 | 0 | 0
MISO |  |  |  | 2023-04-17T04:00:00+00:00 | Active | [61 empty] | S1044 | [6 empty] | 50 | 50 |  | 0 | 0 | 0 | 0
MISO |  |  |  |  | Active | [61 empty] | S1045 | [6 empty] | 0 | 0 |  | 0 | 0 | 0 | 0
PJM | Dans Mountain |  | 3/19/2007 | [7 empty] | Wind |  |  |  | 14 |  |  |  |  | 54.9 | [7 empty] | Allegheny | PA |  |  | Dans Mountain |  | 3/1/2025 |  | Document Posted | Document Posted | Document Posted |  | Document Posted |  |  | APS | [23 empty] | S14 | [5 empty] | Generation Interconnection | [7 empty] | Engineering and Procurement | 70 |  | Capacity |  |  |  | https://www.pjm.com/pub/planning/project-queues/feas_docs/s14_fea.pdf | https://www.pjm.com/pub/planning/project-queues/impact_studies/s14_imp.pdf | https://www.pjm.com/pub/planning/project-queues/facilities/s14_fac.pdf | https://www.pjm.com/pub/planning/project-queues/isa/s14_isa.pdf |  | https://www.pjm.com/pub/planning/project-queues/csa/s14_csa.pdf | Document Posted |  |  |  |  | 11/1/2024 |  | 3/1/2025 |  | N | No
PJM | Timbermill Wind Farm |  | 7/23/2013 | [7 empty] | Wind |  |  |  | 24.5 |  |  |  |  | 189 | [7 empty] | Perquimans | NC |  |  | WinFall-Chowan 230kV | 10/15/2024 | 3/31/2025 |  | Document Posted | Document Posted | Document Posted |  | Document Posted |  |  | Dominion | [23 empty] | Z1-036 | [5 empty] | Generation Interconnection | [7 empty] | Under Construction | 189 |  | Capacity |  |  |  | https://www.pjm.com/pub/planning/project-queues/feas_docs/z1036_fea.pdf | https://www.pjm.com/pub/planning/project-queues/impact_studies/z1036_imp.pdf | https://www.pjm.com/pub/planning/project-queues/facilities/z1036_fac.pdf | https://www.pjm.com/pub/planning/project-queues/isa/z1_036_isa.pdf |  | https://www.pjm.com/pub/planning/project-queues/csa/z1_036_csa.pdf | Document Posted |  |  |  |  | 11/1/2024 |  | 3/31/2025 |  | N | No
PJM |  |  | 8/19/2014 | [7 empty] | Wind |  |  |  | 10.1 |  |  |  |  | 78.2 | [7 empty] | Botetourt | VA |  |  | Lexington-Low Moor 230kV | 11/5/2025 | 12/31/2025 |  | Document Posted | Document Posted | Document Posted |  | Document Posted |  |  | Dominion | [23 empty] | AA1-038 | [5 empty] | Generation Interconnection | [7 empty] | Engineering and Procurement | 78.2 |  | Capacity |  |  |  | https://www.pjm.com/pub/planning/project-queues/feas_docs/aa1038_fea.pdf | https://www.pjm.com/pub/planning/project-queues/impact_studies/aa1038_imp.pdf | https://www.pjm.com/pub/planning/project-queues/facilities/aa1038_fac.pdf | https://www.pjm.com/pub/planning/project-queues/isa/aa1_038_isa.pdf |  | https://www.pjm.com/pub/planning/project-queues/csa/aa1_038_csa.pdf | Document Posted |  |  |  |  | 11/5/2025 |  | 12/31/2025 |  | N | No
PJM | Perry Road Solar |  | 10/30/2014 | [7 empty] | Solar |  |  |  | 57 |  |  |  |  | 150 | [7 empty] | Somerset | MD |  |  | Kings Creek-Loretto 138kV |  | 12/31/2023 |  | Document Posted | Document Posted | Document Posted |  | Document Posted |  |  | DPL | [23 empty] | AA1-102 | [5 empty] | Generation Interconnection | [7 empty] | Partially in Service - Under Construction | 150 | 118 | Capacity |  |  |  | https://www.pjm.com/pub/planning/project-queues/feas_docs/aa1102_fea.pdf | https://www.pjm.com/pub/planning/project-queues/impact_studies/aa1102_imp.pdf | https://www.pjm.com/pub/planning/project-queues/facilities/aa1102_fac.pdf | https://www.pjm.com/pub/planning/project-queues/isa/aa1_102_isa.pdf |  | https://www.pjm.com/pub/planning/project-queues/csa/aa1_102_csa.pdf | Document Posted |  |  |  |  | 12/28/2017 |  | 12/31/2023 | 12/28/2017 | N | No
PJM | Glen Falls Facility |  | 4/30/2015 | [7 empty] | Natural Gas |  |  |  | 550 |  |  |  |  | 550 | [7 empty] | Harrison | WV |  |  | Glen Falls 138kV | 8/31/2026 | 3/31/2028 |  | Document Posted | Document Posted | Document Posted |  | Document Posted |  |  | APS | [23 empty] | AA2-119 | [5 empty] | Generation Interconnection | [7 empty] | Engineering and Procurement | 550 |  | Capacity |  |  |  | https://www.pjm.com/pub/planning/project-queues/feas_docs/aa2119_fea.pdf | https://www.pjm.com/pub/planning/project-queues/impact_studies/aa2119_imp.pdf | https://www.pjm.com/pub/planning/project-queues/facilities/aa2119_fac.pdf | https://www.pjm.com/pub/planning/project-queues/isa/aa2_119_isa.pdf |  | https://www.pjm.com/pub/planning/project-queues/csa/aa2_119_csa.pdf | Document Posted |  |  |  |  | 3/31/2027 |  | 3/31/2028 |  | N | No
PJM | West Caldwell Solar |  | 6/29/2015 | [7 empty] | Solar; Storage |  |  |  | 0.3 |  |  |  |  | 2 | [7 empty] | Essex | NJ |  |  | West Caldwell 13kV |  | 12/1/2016 |  | Document Posted | Document Posted | Not Required |  | Wholesale Market Participation Agreement |  |  | PSEG | [23 empty] | AB1-021 | [5 empty] | Generation Interconnection | [7 empty] | Partially in Service - Under Construction | 2 | 0.3 | Capacity |  |  |  | https://www.pjm.com/pub/planning/project-queues/feas_docs/ab1021_fea.pdf | https://www.pjm.com/pub/planning/project-queues/impact_studies/ab1021_imp.pdf |  |  | https://www.pjm.com/pub/planning/project-queues/wmpa/ab1021_wmpa.pdf |  | Not Required |  |  |  |  | 6/1/2023 |  | 12/1/2016 | 6/1/2018 | N | No
PJM | Maryland Offshore Wind Energy Project (MOWEP) |  | 8/31/2015 | [7 empty] | Offshore Wind |  |  |  | 64.4 |  |  |  |  | 247.8 | [7 empty] | Sussex | DE |  |  | Indian River 230kV I | 2/1/2027 | 12/31/2027 |  | Document Posted | Document Posted | Document Posted |  | Document Posted |  |  | DPL | [23 empty] | AB1-056 | [5 empty] | Generation Interconnection | [7 empty] | Engineering and Procurement | 247.8 |  | Capacity |  |  |  | https://www.pjm.com/pub/planning/project-queues/feas_docs/ab1056_fea.pdf | https://www.pjm.com/pub/planning/project-queues/impact_studies/ab1056_imp.pdf | https://www.pjm.com/pub/planning/project-queues/facilities/ab1056_fac.pdf | https://www.pjm.com/pub/planning/project-queues/isa/ab1_056_isa.pdf |  | https://www.pjm.com/pub/planning/project-queues/csa/ab1_056_csa.pdf | Document Posted |  |  |  |  | 12/31/2027 |  | 12/31/2027 |  | N | No
PJM | Cooper Solar |  | 9/1/2015 | [7 empty] | Solar; Storage |  |  |  | 0 |  |  |  |  | 0.4 | [7 empty] | Camden | NJ |  |  | Locust St. 13kV |  | 12/1/2016 |  | Document Posted | Document Posted | Not Required |  | Wholesale Market Participation Agreement |  |  | PSEG; PSEG | [23 empty] | AB1-063 | [5 empty] | Generation Interconnection | [7 empty] | Partially in Service - Under Construction | 0.4 | 0.2 | Energy |  |  |  | https://www.pjm.com/pub/planning/project-queues/feas_docs/ab1063_fea.pdf | https://www.pjm.com/pub/planning/project-queues/impact_studies/ab1063_imp.pdf |  |  | https://www.pjm.com/pub/planning/project-queues/wmpa/ab1063_wmpa.pdf |  | Not Required |  |  |  |  | 6/1/2023 |  | 12/1/2016 | 2/15/2017 | N | No
PJM | Sullivan Generating Station 1 |  | 10/1/2015 | [7 empty] | Natural Gas |  |  |  | 550 |  |  |  |  | 575 | [7 empty] | Sullivan | IN |  |  | Sullivan 345kV #1 |  | 6/1/2025 |  | Document Posted | Document Posted | Document Posted |  | Document Posted |  |  | AEP | [23 empty] | AB1-087 | [5 empty] | Generation Interconnection | [7 empty] | Engineering and Procurement | 575 |  | Capacity |  |  |  | https://www.pjm.com/pub/planning/project-queues/feas_docs/ab1087_fea.pdf | https://www.pjm.com/pub/planning/project-queues/impact_studies/ab1087_imp.pdf | https://www.pjm.com/pub/planning/project-queues/facilities/ab1087_fac.pdf | https://www.pjm.com/pub/planning/project-queues/isa/ab1_087_isa.pdf |  | https://www.pjm.com/pub/planning/project-queues/csa/ab1_087_csa.pdf | Document Posted | [6 empty] | 6/1/2025 |  | N | No
PJM | Sullivan Generating Station 2 |  | 10/1/2015 | [7 empty] | Natural Gas |  |  |  | 550 |  |  |  |  | 575 | [7 empty] | Sullivan | IN |  |  | Sullivan 345kV #2 |  | 6/1/2025 |  | Document Posted | Document Posted | Document Posted |  | Document Posted |  |  | AEP | [23 empty] | AB1-088 | [5 empty] | Generation Interconnection | [7 empty] | Engineering and Procurement | 575 |  | Capacity |  |  |  | https://www.pjm.com/pub/planning/project-queues/feas_docs/ab1088_fea.pdf | https://www.pjm.com/pub/planning/project-queues/impact_studies/ab1088_imp.pdf | https://www.pjm.com/pub/planning/project-queues/facilities/ab1088_fac.pdf | https://www.pjm.com/pub/planning/project-queues/isa/ab1_088_isa.pdf |  | https://www.pjm.com/pub/planning/project-queues/csa/ab1_088_csa.pdf | Document Posted | [6 empty] | 6/1/2025 |  | N | No
PJM | Trumbull Energy Center |  | 10/22/2015 | [7 empty] | Natural Gas |  |  |  | 850 |  |  |  |  | 940 | [7 empty] | Trumbull | OH |  |  | Highland-Hanna 345kV | 12/1/2024 | 8/12/2025 |  | Document Posted | Document Posted | Document Posted |  | Document Posted |  |  | ATSI | [23 empty] | AB1-105 | [5 empty] | Generation Interconnection | [7 empty] | Under Construction | 940 |  | Capacity |  |  |  | https://www.pjm.com/pub/planning/project-queues/feas_docs/ab1105_fea.pdf | https://www.pjm.com/pub/planning/project-queues/impact_studies/ab1105_imp.pdf | https://www.pjm.com/pub/planning/project-queues/facilities/ab1105_fac.pdf | https://www.pjm.com/pub/planning/project-queues/isa/ab1_105_isa.pdf |  | https://www.pjm.com/pub/planning/project-queues/csa/ab1_105_csa.pdf | Document Posted |  |  |  |  | 7/2/2025 |  | 8/12/2025 |  | N | No
PJM | Mountaineer #1 |  | 10/26/2015 | [7 empty] | Coal |  |  |  | 36 |  |  |  |  | 36 | [7 empty] | Unknown | WV |  |  | Mountaineer |  | 6/1/2021 |  | Document Posted | Document Posted |  |  | Document Posted |  |  | AEP | [23 empty] | AB1-109 | [5 empty] | Generation Interconnection | [7 empty] | Partially in Service - Under Construction | 1356 | 36 | Capacity |  |  |  | https://www.pjm.com/pub/planning/project-queues/feas_docs/ab1109_fea.pdf | https://www.pjm.com/pub/planning/project-queues/impact_studies/ab1109_imp.pdf |  | https://www.pjm.com/pub/planning/project-queues/isa/ab1_109_isa.pdf |  |  | Not Required | [6 empty] | 6/1/2021 | 12/31/2018 | N | No
PJM | Legore Bridge Solar Center Facility |  | 10/29/2015 | [7 empty] | Solar |  |  |  | 7.6 |  |  |  |  | 20 | [7 empty] | Frederick | MD |  |  | Carroll-Monocacy 34.5kV |  | 9/1/2025 |  | Document Posted | Document Posted | Document Posted |  | Wholesale Market Participation Agreement |  |  | APS | [23 empty] | AB1-124 | [5 empty] | Generation Interconnection | [7 empty] | Engineering and Procurement | 20 |  | Capacity |  |  |  | https://www.pjm.com/pub/planning/project-queues/feas_docs/ab1124_fea.pdf | https://www.pjm.com/pub/planning/project-queues/impact_studies/ab1124_imp.pdf | https://www.pjm.com/pub/planning/project-queues/facilities/ab1124_fac.pdf |  | https://www.pjm.com/pub/planning/project-queues/wmpa/ab1124_wmpa.pdf | https://www.pjm.com/pub/planning/project-queues/csa/ab1124_wmpa.pdf | Not Required |  |  |  |  | 4/30/2025 |  | 9/1/2025 |  | N | No
PJM | Biggs Ford Solar Facility |  | 10/30/2015 | [7 empty] | Solar |  |  |  | 5.7 |  |  |  |  | 15 | [7 empty] | Frederick | MD |  |  | Carroll-Monocacy 34.5kV |  | 9/1/2025 |  | Document Posted | Document Posted |  |  | Wholesale Market Participation Agreement |  |  | APS | [23 empty] | AB1-125 | [5 empty] | Generation Interconnection | [7 empty] | Engineering and Procurement | 15 |  | Capacity |  |  |  | https://www.pjm.com/pub/planning/project-queues/feas_docs/ab1125_fea.pdf | https://www.pjm.com/pub/planning/project-queues/impact_studies/ab1125_imp.pdf |  |  | https://www.pjm.com/pub/planning/project-queues/wmpa/ab1125_wmpa.pdf | https://www.pjm.com/pub/planning/project-queues/csa/ab1_125_csa.pdf | Not Required |  |  |  |  | 4/30/2025 |  | 9/1/2025 |  | N | No
PJM | Gaston Green Acres Solar |  | 11/2/2015 | [7 empty] | Solar |  |  |  | 84 |  |  |  |  | 120 | [7 empty] | Northhampton | NC |  |  | Thelma 230kV | 11/20/2023 | 12/25/2023 |  | Document Posted | Document Posted | Document Posted |  | Document Posted |  |  | Dominion | [23 empty] | AB1-132 | [5 empty] | Generation Interconnection | [7 empty] | Partially in Service - Under Construction | 120 | 65 | Capacity |  |  |  | https://www.pjm.com/pub/planning/project-queues/feas_docs/ab1132_fea.pdf | https://www.pjm.com/pub/planning/project-queues/impact_studies/ab1132_imp.pdf | https://www.pjm.com/pub/planning/project-queues/facilities/ab1132_fac.pdf | https://www.pjm.com/pub/planning/project-queues/isa/ab1_132_isa.pdf |  | https://www.pjm.com/pub/planning/project-queues/csa/ab1_132_csa.pdf | Document Posted |  |  |  |  | 12/21/2023 |  | 12/25/2023 |  | N | No
PJM | Cedar Lane Solar |  | 10/30/2015 | [7 empty] | Solar |  |  |  | 1.5 |  |  |  |  | 4 | [7 empty] | Queen Anne's | MD |  |  | Price 25kV II |  | 3/1/2024 |  | Document Posted | Document Posted | Document Posted |  | Wholesale Market Participation Agreement |  |  | DPL | [23 empty] | AB1-176 | [5 empty] | Generation Interconnection | [7 empty] | Engineering and Procurement | 4 |  | Capacity |  |  |  | https://www.pjm.com/pub/planning/project-queues/feas_docs/ab1176_fea.pdf | https://www.pjm.com/pub/planning/project-queues/impact_studies/ab1176_imp.pdf | https://www.pjm.com/pub/planning/project-queues/facilities/ab1176_fac.pdf |  | https://www.pjm.com/pub/planning/project-queues/wmpa/ab1176_wmpa.pdf | https://www.pjm.com/pub/planning/project-queues/csa/ab1176_wmpa.pdf | Not Required |  |  |  |  | 3/31/2025 |  | 3/1/2024 |  | N | No
PJM | Waypost Solar Project |  | 2/26/2016 | [7 empty] | Solar |  |  |  | 34.9 |  |  |  |  | 92 | [7 empty] | Caroline | MD |  |  | Church - Oil City 138kV |  | 12/30/2025 |  | Document Posted | Document Posted | Document Posted |  | Document Posted |  |  | DPL | [23 empty] | AB2-036 | [5 empty] | Generation Interconnection | [7 empty] | Engineering and Procurement | 92 |  | Capacity |  |  |  | https://www.pjm.com/pub/planning/project-queues/feas_docs/ab2036_fea.pdf | https://www.pjm.com/pub/planning/project-queues/impact_studies/ab2036_imp.pdf | https://www.pjm.com/pub/planning/project-queues/facilities/ab2036_fac.pdf | https://www.pjm.com/pub/planning/project-queues/isa/ab2_036_isa.pdf |  | https://www.pjm.com/pub/planning/project-queues/csa/ab2_036_csa.pdf | Document Posted |  |  |  |  | 12/30/2025 |  | 12/30/2025 |  | N | No
PJM | Cherrywood Solar I |  | 2/26/2016 | [7 empty] | Solar |  |  |  | 76.7 |  |  |  |  | 202 | [7 empty] | Caroline | MD |  |  | Keeney-Steele 230kV |  | 12/30/2025 |  | Document Posted | Document Posted | Document Posted |  | Document Posted |  |  | DPL | [23 empty] | AB2-037 | [5 empty] | Generation Interconnection | [7 empty] | Engineering and Procurement | 202 |  | Capacity |  |  |  | https://www.pjm.com/pub/planning/project-queues/feas_docs/ab2037_fea.pdf | https://www.pjm.com/pub/planning/project-queues/impact_studies/ab2037_imp.pdf | https://www.pjm.com/pub/planning/project-queues/facilities/ab2037_fac.pdf | https://www.pjm.com/pub/planning/project-queues/isa/ab2_037_isa.pdf |  | https://www.pjm.com/pub/planning/project-queues/csa/ab2_037_csa.pdf | Document Posted |  |  |  |  | 12/30/2025 |  | 12/30/2025 |  | N | No
PJM | Brink Solar Project |  | 3/2/2016 | [7 empty] | Solar |  |  |  | 44 |  |  |  |  | 80 | [7 empty] | Greensville | VA |  |  | Brink 115kV | 9/12/2024 | 10/1/2024 |  | Document Posted | Document Posted | Document Posted |  | Document Posted |  |  | Dominion | [23 empty] | AB2-040 | [5 empty] | Generation Interconnection | [7 empty] | Under Construction | 80 |  | Capacity |  |  |  | https://www.pjm.com/pub/planning/project-queues/feas_docs/ab2040_fea.pdf | https://www.pjm.com/pub/planning/project-queues/impact_studies/ab2040_imp.pdf | https://www.pjm.com/pub/planning/project-queues/facilities/ab2040_fac.pdf | https://www.pjm.com/pub/planning/project-queues/isa/ab2_040_isa.pdf |  | https://www.pjm.com/pub/planning/project-queues/csa/ab2_040_csa.pdf | Document Posted |  |  |  |  | 10/4/2024 |  | 10/1/2024 |  | N | No
PJM | Bergen Generating Station |  | 4/26/2016 | [7 empty] | Natural Gas |  |  |  | 51.1 |  |  |  |  | 51.1 | [7 empty] | Bergen | NJ |  |  | Bergen 138kV |  | 12/5/2019 |  | Document Posted | Document Posted | Document Posted |  | Document Posted |  |  | PSEG | [23 empty] | AB2-092 | [5 empty] | Generation Interconnection | [7 empty] | Partially in Service - Under Construction | 1371.1 | 16 | Capacity |  |  |  | https://www.pjm.com/pub/planning/project-queues/feas_docs/ab2092_fea.pdf | https://www.pjm.com/pub/planning/project-queues/impact_studies/ab2092_imp.pdf | https://www.pjm.com/pub/planning/project-queues/facilities/ab2092_fac.pdf | https://www.pjm.com/pub/planning/project-queues/isa/ab2_092_isa.pdf |  |  | Not Required |  |  |  |  | 12/31/2025 |  | 12/5/2019 | 12/5/2019 | N | No
PJM | Hagerstown Plant |  | 4/27/2016 | [7 empty] | Solar |  |  |  | 0 |  |  |  |  | 10 | [7 empty] | Washington | MD |  |  | Antietam 34.5kV |  | 2/28/2020 |  | Document Posted | Document Posted | Not Required |  | Wholesale Market Participation Agreement |  |  | APS | [23 empty] | AB2-097 | [5 empty] | Generation Interconnection | [7 empty] | Partially in Service - Under Construction | 10 |  | Energy |  |  |  | https://www.pjm.com/pub/planning/project-queues/feas_docs/ab2097_fea.pdf | https://www.pjm.com/pub/planning/project-queues/impact_studies/ab2097_imp.pdf |  |  | https://www.pjm.com/pub/planning/project-queues/wmpa/ab2097_wmpa.pdf | https://www.pjm.com/pub/planning/project-queues/csa/ab2097_wmpa.pdf | Not Required |  |  |  |  | 12/31/2022 |  | 2/28/2020 | 10/15/2020 | N | No
PJM | Morgnec Road Solar |  | 4/29/2016 | [7 empty] | Solar |  |  |  | 24.6 |  |  |  |  | 55.8 | [7 empty] | Kent | MD |  |  | Chestertown-Church 69kV |  | 8/16/2025 |  | Document Posted | Document Posted | Document Posted |  | Document Posted |  |  | DPL | [23 empty] | AB2-133 | [5 empty] | Generation Interconnection | [7 empty] | Engineering and Procurement | 55.8 |  | Capacity |  |  |  | https://www.pjm.com/pub/planning/project-queues/feas_docs/ab2133_fea.pdf | https://www.pjm.com/pub/planning/project-queues/impact_studies/ab2133_imp.pdf | https://www.pjm.com/pub/planning/project-queues/facilities/ab2133_fac.pdf | https://www.pjm.com/pub/planning/project-queues/isa/ab2_133_isa.pdf |  | https://www.pjm.com/pub/planning/project-queues/csa/ab2_133_csa.pdf | Document Posted |  |  |  |  | 8/16/2025 |  | 8/16/2025 |  | N | No
PJM | Jones Farm Lane Solar |  | 4/30/2016 | [7 empty] | Solar |  |  |  | 29.9 |  |  |  |  | 64 | [7 empty] | Queen Anne's | MD |  |  | Church-Kent 69kV | 11/28/2024 | 10/30/2024 |  | Document Posted | Document Posted | Document Posted |  | Document Posted |  |  | DPL | [23 empty] | AB2-135 | [5 empty] | Generation Interconnection | [7 empty] | Under Construction | 64 |  | Capacity |  |  |  | https://www.pjm.com/pub/planning/project-queues/feas_docs/ab2135_fea.pdf | https://www.pjm.com/pub/planning/project-queues/impact_studies/ab2135_imp.pdf | https://www.pjm.com/pub/planning/project-queues/facilities/ab2135_fac.pdf | https://www.pjm.com/pub/planning/project-queues/isa/ab2_135_isa.pdf |  | https://www.pjm.com/pub/planning/project-queues/csa/ab2_135_csa.pdf | Document Posted |  |  |  |  | 12/15/2024 |  | 10/30/2024 |  | N | No
PJM | Egypt Road Solar |  | 4/29/2016 | [7 empty] | Solar |  |  |  | 24.8 |  |  |  |  | 51.1 | [7 empty] | Dorchester | MD |  |  | Cambridge-West Cambridge 69kV |  | 9/30/2025 |  | Document Posted | Document Posted | Document Posted |  | Document Posted |  |  | DPL | [23 empty] | AB2-136 | [5 empty] | Generation Interconnection | [7 empty] | Under Construction | 51.1 |  | Capacity |  |  |  | https://www.pjm.com/pub/planning/project-queues/feas_docs/ab2136_fea.pdf | https://www.pjm.com/pub/planning/project-queues/impact_studies/ab2136_imp.pdf | https://www.pjm.com/pub/planning/project-queues/facilities/ab2136_fac.pdf | https://www.pjm.com/pub/planning/project-queues/isa/ab2_136_isa.pdf |  | https://www.pjm.com/pub/planning/project-queues/csa/ab2_136_csa.pdf | Document Posted |  |  |  |  | 9/30/2025 |  | 9/30/2025 |  | N | No
PJM | Reams Solar |  | 4/30/2016 | [7 empty] | Solar |  |  |  | 30.4 |  |  |  |  | 80 | [7 empty] | Dinwiddie | VA |  |  | Reams 115kV | 5/31/2026 | 12/31/2022 |  | Document Posted | Document Posted | Document Posted |  | Document Posted |  |  | Dominion | [23 empty] | AB2-160 | [5 empty] | Generation Interconnection | [7 empty] | Engineering and Procurement | 80 |  | Capacity |  |  |  | https://www.pjm.com/pub/planning/project-queues/feas_docs/ab2160_fea.pdf | https://www.pjm.com/pub/planning/project-queues/impact_studies/ab2160_imp.pdf | https://www.pjm.com/pub/planning/project-queues/facilities/ab2160_fac.pdf | https://www.pjm.com/pub/planning/project-queues/isa/ab2_160_isa.pdf |  | https://www.pjm.com/pub/planning/project-queues/csa/ab2_160_csa.pdf | Document Posted |  |  |  |  | 10/30/2026 |  | 12/31/2022 |  | N | No
PJM | Peach Bottom Units #2 & #3 |  | 4/29/2016 | [7 empty] | Nuclear |  |  |  | 44 |  |  |  |  | 44 | [7 empty] | York | PA |  |  | Peach Bottom 500kV |  | 12/31/2018 |  | Document Posted | Document Posted |  |  | Document Posted |  |  | PECO | [23 empty] | AB2-175 | [5 empty] | Generation Interconnection | [7 empty] | Partially in Service - Under Construction | 2709.8 | 44 | Capacity |  |  |  | https://www.pjm.com/pub/planning/project-queues/feas_docs/ab2175_fea.pdf | https://www.pjm.com/pub/planning/project-queues/impact_studies/ab2175_imp.pdf |  | https://www.pjm.com/pub/planning/project-queues/isa/ab2_175_isa.pdf |  |  | Not Required |  |  |  |  | 3/26/2019 |  | 12/31/2018 | 3/26/2019 | N | No
PJM | Salt City Solar |  | 5/6/2016 | [7 empty] | Solar |  |  |  | 33.93 |  |  |  |  | 49.9 | [7 empty] | Ross | OH |  |  | Delano 138kV | 6/29/2023 | 8/31/2023 |  | Document Posted | Document Posted | Document Posted |  | Document Posted |  |  | AEP | [23 empty] | AC1-001 | [5 empty] | Generation Interconnection | [7 empty] | Partially in Service - Under Construction | 49.9 |  | Capacity |  |  |  | https://www.pjm.com/pub/planning/project-queues/feas_docs/ac1001_fea.pdf | https://www.pjm.com/pub/planning/project-queues/impact_studies/ac1001_imp.pdf | https://www.pjm.com/pub/planning/project-queues/facilities/ac1001_fac.pdf | https://www.pjm.com/pub/planning/project-queues/isa/ac1_001_isa.pdf |  | https://www.pjm.com/pub/planning/project-queues/csa/ac1_001_csa.pdf | Document Posted |  |  |  |  | 6/29/2023 |  | 8/31/2023 |  | N | No
PJM | National Park NJ |  | 6/22/2016 | [7 empty] | Solar |  |  |  | 2.2 |  |  |  |  | 6 | [7 empty] | Gloucester | NJ |  |  | Gloucester 26kV | 11/15/2025 | 12/31/2025 |  | Document Posted | Document Posted | Not Required |  | Document Posted |  |  | PSEG | [23 empty] | AC1-010 | [5 empty] | Generation Interconnection | [7 empty] | Engineering and Procurement | 6 |  | Capacity |  |  |  | https://www.pjm.com/pub/planning/project-queues/feas_docs/ac1010_fea.pdf | https://www.pjm.com/pub/planning/project-queues/impact_studies/ac1010_imp.pdf |  | https://www.pjm.com/pub/planning/project-queues/isa/ac1_010_isa.pdf |  | https://www.pjm.com/pub/planning/project-queues/csa/ac1_010_csa.pdf | Document Posted |  |  |  |  | 12/1/2025 |  | 12/31/2025 |  | N | No
PJM | Edgecome Solar Energy Center |  | 8/11/2016 | [7 empty] | Solar |  |  |  | 42.75 |  |  |  |  | 75 | [7 empty] | Edgecombe | NC |  |  | Heartsease DP - Mayo Dunbar 115kV | 6/13/2025 | 12/31/2025 |  | Document Posted | Document Posted | Document Posted |  | Document Posted |  |  | Dominion | [23 empty] | AC1-034 | [5 empty] | Generation Interconnection | [7 empty] | Engineering and Procurement | 75 |  | Capacity |  |  |  | https://www.pjm.com/pub/planning/project-queues/feas_docs/ac1034_fea.pdf | https://www.pjm.com/pub/planning/project-queues/impact_studies/ac1034_imp.pdf | https://www.pjm.com/pub/planning/project-queues/facilities/ac1034_fac.pdf | https://www.pjm.com/pub/planning/project-queues/isa/ac1_034_isa.pdf |  | https://www.pjm.com/pub/planning/project-queues/csa/ac1_034_csa.pdf | Document Posted |  |  |  |  | 12/1/2025 |  | 12/31/2025 |  | N | No
PJM | Greenwood Solar |  | 8/31/2016 | [7 empty] | Solar |  |  |  | 38 |  |  |  |  | 100 | [7 empty] | Culpeper | VA |  |  | Mountain Run-Mitchell 115 kV | 4/30/2026 | 12/15/2025 |  | Document Posted | Document Posted | Document Posted |  | Document Posted |  |  | Dominion | [23 empty] | AC1-043 | [5 empty] | Generation Interconnection | [7 empty] | Engineering and Procurement | 100 |  | Capacity |  |  |  | https://www.pjm.com/pub/planning/project-queues/feas_docs/ac1043_fea.pdf | https://www.pjm.com/pub/planning/project-queues/impact_studies/ac1043_imp.pdf | https://www.pjm.com/pub/planning/project-queues/facilities/ac1043_fac.pdf | https://www.pjm.com/pub/planning/project-queues/isa/ac1_043_isa.pdf |  | https://www.pjm.com/pub/planning/project-queues/csa/ac1_043_csa.pdf | Document Posted |  |  |  |  | 5/15/2026 |  | 12/15/2025 |  | N | No
PJM | Top Hat Wind Energy Center |  | 9/1/2016 | [7 empty] | Wind |  |  |  | 26 |  |  |  |  | 200 | [7 empty] | Logan | IL |  |  | Lanesville-Brokaw | 5/15/2025 | 12/15/2025 |  | Document Posted | Document Posted | Document Posted |  | Document Posted |  |  | ComEd | [23 empty] | AC1-053 | [5 empty] | Generation Interconnection | [7 empty] | Under Construction | 200 |  | Capacity |  |  |  | https://www.pjm.com/pub/planning/project-queues/feas_docs/ac1053_fea.pdf | https://www.pjm.com/pub/planning/project-queues/impact_studies/ac1053_imp.pdf | https://www.pjm.com/pub/planning/project-queues/facilities/ac1053_fac.pdf | https://www.pjm.com/pub/planning/project-queues/isa/ac1_053_isa.pdf |  | https://www.pjm.com/pub/planning/project-queues/csa/ac1_053_csa.pdf | Document Posted |  |  |  |  | 9/15/2025 |  | 12/15/2025 |  | N | No
PJM | Glen Falls Facility |  | 9/10/2016 | [7 empty] | Natural Gas |  |  |  | 30 |  |  |  |  | 30 | [7 empty] | Harrison | WV |  |  | Glen Falls 138kV | 8/31/2026 | 3/31/2028 |  | Document Posted | Document Posted |  |  | Document Posted |  |  | APS | [23 empty] | AC1-055 | [5 empty] | Generation Interconnection | [7 empty] | Engineering and Procurement | 580 |  | Capacity |  |  |  | https://www.pjm.com/pub/planning/project-queues/feas_docs/ac1055_fea.pdf | https://www.pjm.com/pub/planning/project-queues/impact_studies/ac1055_imp.pdf |  | https://www.pjm.com/pub/planning/project-queues/isa/ac1_055_isa.pdf |  | https://www.pjm.com/pub/planning/project-queues/csa/ac1_055_csa.pdf | Document Posted |  |  |  |  | 3/31/2027 |  | 3/31/2028 |  | N | No
PJM | Walnut Solar I |  | 9/22/2016 | [7 empty] | Solar |  |  |  | 19 |  |  |  |  | 50 | [7 empty] | King and Queen | VA |  |  | Harmony Village-Shackleford 115kV | 6/3/2025 | 12/31/2023 |  | Document Posted | Document Posted | Document Posted |  | Document Posted |  |  | Dominion | [23 empty] | AC1-065 | [5 empty] | Generation Interconnection | [7 empty] | Under Construction | 50 |  | Capacity |  |  |  | https://www.pjm.com/pub/planning/project-queues/feas_docs/ac1065_fea.pdf | https://www.pjm.com/pub/planning/project-queues/impact_studies/ac1065_imp.pdf | https://www.pjm.com/pub/planning/project-queues/facilities/ac1065_fac.pdf | https://www.pjm.com/pub/planning/project-queues/isa/ac1_065_isa.pdf |  | https://www.pjm.com/pub/planning/project-queues/csa/ac1_065_csa.pdf | Document Posted |  |  |  |  | 10/28/2025 |  | 12/31/2023 |  | N | No
PJM | Pickaway County Solar |  | 9/28/2016 | [7 empty] | Solar |  |  |  | 34 |  |  |  |  | 49.9 | [7 empty] | Pickaway | OH |  |  | Atlanta 69kV I | 7/26/2024 | 12/31/2023 |  | Document Posted | Document Posted | Document Posted |  | Document Posted |  |  | Dayton | [23 empty] | AC1-068 | [5 empty] | Generation Interconnection | [7 empty] | Under Construction | 49.9 |  | Capacity |  |  |  | https://www.pjm.com/pub/planning/project-queues/feas_docs/ac1068_fea.pdf | https://www.pjm.com/pub/planning/project-queues/impact_studies/ac1068_imp.pdf | https://www.pjm.com/pub/planning/project-queues/facilities/ac1068_fac.pdf | https://www.pjm.com/pub/planning/project-queues/isa/ac1_068_isa.pdf |  | https://www.pjm.com/pub/planning/project-queues/csa/ac1_068_csa.pdf | Document Posted |  |  |  |  | 7/26/2024 |  | 12/31/2023 |  | N | No
PJM | Pickaway County II Solar |  | 9/27/2016 | [7 empty] | Solar |  |  |  | 34 |  |  |  |  | 49.9 | [7 empty] | Pickaway | OH |  |  | Atlanta 69kV II | 7/26/2024 | 12/31/2023 |  | Document Posted | Document Posted | Document Posted |  | Document Posted |  |  | Dayton | [23 empty] | AC1-069 | [5 empty] | Generation Interconnection | [7 empty] | Under Construction | 49.9 |  | Capacity |  |  |  | https://www.pjm.com/pub/planning/project-queues/feas_docs/ac1069_fea.pdf | https://www.pjm.com/pub/planning/project-queues/impact_studies/ac1069_imp.pdf | https://www.pjm.com/pub/planning/project-queues/facilities/ac1069_fac.pdf | https://www.pjm.com/pub/planning/project-queues/isa/ac1_069_isa.pdf |  | https://www.pjm.com/pub/planning/project-queues/csa/ac1_069_csa.pdf | Document Posted |  |  |  |  | 7/26/2024 |  | 12/31/2023 |  | N | No
PJM | Bluebird Solar |  | 9/30/2016 | [7 empty] | Solar |  |  |  | 56 |  |  |  |  | 80 | [7 empty] | Harrison | KY |  |  | Jacksonville-Renaker 138kV I | 9/30/2024 | 12/30/2024 |  | Document Posted | Document Posted | Document Posted |  | Document Posted |  |  | EKPC | [23 empty] | AC1-074 | [5 empty] | Generation Interconnection | [7 empty] | Under Construction | 80 | 1 | Capacity |  |  |  | https://www.pjm.com/pub/planning/project-queues/feas_docs/ac1074_fea.pdf | https://www.pjm.com/pub/planning/project-queues/impact_studies/ac1074_imp.pdf | https://www.pjm.com/pub/planning/project-queues/facilities/ac1074_fac.pdf | https://www.pjm.com/pub/planning/project-queues/isa/ac1_074_isa.pdf |  | https://www.pjm.com/pub/planning/project-queues/csa/ac1_074_csa.pdf | Document Posted |  |  |  |  | 10/30/2024 |  | 12/30/2024 |  | N | No
PJM | Pine Glade Solar |  | 10/1/2016 | [7 empty] | Solar |  |  |  | 23.8 |  |  |  |  | 62.5 | [7 empty] | Orange | VA |  |  | Locust Grove-Paytes 115kV | 5/30/2024 | 7/15/2024 |  | Document Posted | Document Posted | Document Posted |  | Document Posted |  |  | Dominion | [23 empty] | AC1-076 | [5 empty] | Generation Interconnection | [7 empty] | Under Construction | 62.5 |  | Capacity |  |  |  | https://www.pjm.com/pub/planning/project-queues/feas_docs/ac1076_fea.pdf | https://www.pjm.com/pub/planning/project-queues/impact_studies/ac1076_imp.pdf | https://www.pjm.com/pub/planning/project-queues/facilities/ac1076_fac.pdf | https://www.pjm.com/pub/planning/project-queues/isa/ac1_076_isa.pdf |  | https://www.pjm.com/pub/planning/project-queues/csa/ac1_076_csa.pdf | Document Posted |  |  |  |  | 7/11/2024 |  | 7/15/2024 |  | N | No
PJM | Great Bend |  | 10/1/2016 | [7 empty] | Solar |  |  |  | 29 |  |  |  |  | 48 | [7 empty] | Meigs | OH |  |  | Ravenswood-Hemlock 69kV | 7/29/2025 | 12/31/2024 |  | Document Posted | Document Posted | Document Posted |  | Document Posted |  |  | AEP | [23 empty] | AC1-082 | [5 empty] | Generation Interconnection | [7 empty] | Engineering and Procurement | 48 |  | Capacity |  |  |  | https://www.pjm.com/pub/planning/project-queues/feas_docs/ac1082_fea.pdf | https://www.pjm.com/pub/planning/project-queues/impact_studies/ac1082_imp.pdf | https://www.pjm.com/pub/planning/project-queues/facilities/ac1082_fac.pdf | https://www.pjm.com/pub/planning/project-queues/isa/ac1_082_isa.pdf |  | https://www.pjm.com/pub/planning/project-queues/csa/ac1_082_csa.pdf | Document Posted |  |  |  |  | 8/29/2025 |  | 12/31/2024 |  | N | No
PJM | Highland County Solar |  | 10/1/2016 | [7 empty] | Solar |  |  |  | 152 |  |  |  |  | 400 | [7 empty] | Highland | OH |  |  | Stuart-Clinton 345kV |  | 12/31/2023 |  | Document Posted | Document Posted | Document Posted |  | Document Posted |  |  | Dayton | [23 empty] | AC1-085 | [5 empty] | Generation Interconnection | [7 empty] | Partially in Service - Under Construction | 400 | 366.6 | Capacity |  |  |  | https://www.pjm.com/pub/planning/project-queues/feas_docs/ac1085_fea.pdf | https://www.pjm.com/pub/planning/project-queues/impact_studies/ac1085_imp.pdf | https://www.pjm.com/pub/planning/project-queues/facilities/ac1085_fac.pdf | https://www.pjm.com/pub/planning/project-queues/isa/ac1_085_isa.pdf |  | https://www.pjm.com/pub/planning/project-queues/csa/ac1_085_csa.pdf | Document Posted |  |  |  |  | 10/27/2023 |  | 12/31/2023 |  | N | No
PJM | Cherry Solar |  | 10/11/2016 | [7 empty] | Solar |  |  |  | 123.7 |  |  |  |  | 180 | [7 empty] | Northhampton | NC |  |  | Thelma 230kV |  | 8/31/2025 |  | Document Posted | Document Posted | Document Posted |  | Document Posted |  |  | Dominion | [23 empty] | AC1-086 | [5 empty] | Generation Interconnection | [7 empty] | Engineering and Procurement | 180 |  | Capacity |  |  |  | https://www.pjm.com/pub/planning/project-queues/feas_docs/ac1086_fea.pdf | https://www.pjm.com/pub/planning/project-queues/impact_studies/ac1086_imp.pdf | https://www.pjm.com/pub/planning/project-queues/facilities/ac1086_fac.pdf | https://www.pjm.com/pub/planning/project-queues/isa/ac1_086_isa.pdf |  | https://www.pjm.com/pub/planning/project-queues/csa/ac1_086_csa.pdf | Document Posted |  |  |  |  | 6/2/2025 |  | 8/31/2025 |  | N | No
PJM | Willowbrook Solar |  | 10/15/2016 | [7 empty] | Solar |  |  |  | 57 |  |  |  |  | 150 | [7 empty] | Highland | OH |  |  | Hillsboro-Wildcat 138kV | 11/13/2023 | 1/19/2024 |  | Document Posted | Document Posted | Document Posted |  | Document Posted |  |  | AEP | [23 empty] | AC1-089 | [5 empty] | Generation Interconnection | [7 empty] | Partially in Service - Under Construction | 150 | 121 | Capacity |  |  |  | https://www.pjm.com/pub/planning/project-queues/feas_docs/ac1089_fea.pdf | https://www.pjm.com/pub/planning/project-queues/impact_studies/ac1089_imp.pdf | https://www.pjm.com/pub/planning/project-queues/facilities/ac1089_fac.pdf | https://www.pjm.com/pub/planning/project-queues/isa/ac1_089_isa.pdf |  | https://www.pjm.com/pub/planning/project-queues/csa/ac1_089_csa.pdf | Document Posted |  |  |  |  | 11/13/2023 |  | 1/19/2024 |  | N | No
PJM | Cedar Creek Solar |  | 10/19/2016 | [7 empty] | Solar |  |  |  | 7.5 |  |  |  |  | 19.8 | [7 empty] | New Castle | DE |  |  | Cedar Creek 138kV I |  | 6/15/2025 |  | Document Posted | Document Posted | Document Posted |  | Document Posted |  |  | DPL | [23 empty] | AC1-091 | [5 empty] | Generation Interconnection | [7 empty] | Engineering and Procurement | 19.8 |  | Capacity |  |  |  | https://www.pjm.com/pub/planning/project-queues/feas_docs/ac1091_fea.pdf | https://www.pjm.com/pub/planning/project-queues/impact_studies/ac1091_imp.pdf | https://www.pjm.com/pub/planning/project-queues/facilities/ac1091_fac.pdf | https://www.pjm.com/pub/planning/project-queues/isa/ac1_091_isa.pdf |  | https://www.pjm.com/pub/planning/project-queues/csa/ac1_091_csa.pdf | Document Posted |  |  |  |  | 3/1/2025 |  | 6/15/2025 |  | N | No
PJM | Cedar Creek Solar |  | 10/20/2016 | [7 empty] | Solar |  |  |  | 7.5 |  |  |  |  | 19.8 | [7 empty] | New Castle | DE |  |  | Cedar Creek 138kV II |  | 6/15/2025 |  | Document Posted | Document Posted | Document Posted |  | Document Posted |  |  | DPL | [23 empty] | AC1-092 | [5 empty] | Generation Interconnection | [7 empty] | Engineering and Procurement | 39.6 |  | Capacity |  |  |  | https://www.pjm.com/pub/planning/project-queues/feas_docs/ac1092_fea.pdf | https://www.pjm.com/pub/planning/project-queues/impact_studies/ac1092_imp.pdf | https://www.pjm.com/pub/planning/project-queues/facilities/ac1092_fac.pdf | https://www.pjm.com/pub/planning/project-queues/isa/ac1_092_isa.pdf |  | https://www.pjm.com/pub/planning/project-queues/csa/ac1_092_csa.pdf | Document Posted |  |  |  |  | 3/1/2025 |  | 6/15/2025 |  | N | No
PJM | Cedar Creek Solar |  | 10/20/2016 | [7 empty] | Solar |  |  |  | 7.1 |  |  |  |  | 18.8 | [7 empty] | New Castle | DE |  |  | Cedar Creek 138kV III |  | 6/15/2025 |  | Document Posted | Document Posted | Document Posted |  | Document Posted |  |  | DPL | [23 empty] | AC1-093 | [5 empty] | Generation Interconnection | [7 empty] | Engineering and Procurement | 58.4 |  | Capacity |  |  |  | https://www.pjm.com/pub/planning/project-queues/feas_docs/ac1093_fea.pdf | https://www.pjm.com/pub/planning/project-queues/impact_studies/ac1093_imp.pdf | https://www.pjm.com/pub/planning/project-queues/facilities/ac1093_fac.pdf | https://www.pjm.com/pub/planning/project-queues/isa/ac1_093_isa.pdf |  | https://www.pjm.com/pub/planning/project-queues/csa/ac1_093_csa.pdf | Document Posted |  |  |  |  | 3/1/2025 |  | 6/15/2025 |  | N | No
PJM | Cedar Creek Solar |  | 10/20/2016 | [7 empty] | Solar |  |  |  | 6 |  |  |  |  | 15.9 | [7 empty] | New Castle | DE |  |  | Cedar Creek 138kV IV |  | 6/15/2025 |  | Document Posted | Document Posted | Document Posted |  | Document Posted |  |  | DPL | [23 empty] | AC1-094 | [5 empty] | Generation Interconnection | [7 empty] | Engineering and Procurement | 74.3 |  | Capacity |  |  |  | https://www.pjm.com/pub/planning/project-queues/feas_docs/ac1094_fea.pdf | https://www.pjm.com/pub/planning/project-queues/impact_studies/ac1094_imp.pdf | https://www.pjm.com/pub/planning/project-queues/facilities/ac1094_fac.pdf | https://www.pjm.com/pub/planning/project-queues/isa/ac1_094_isa.pdf |  | https://www.pjm.com/pub/planning/project-queues/csa/ac1_094_csa.pdf | Document Posted |  |  |  |  | 3/1/2025 |  | 6/15/2025 |  | N | No
PJM | American Beech Solar |  | 10/22/2016 | [7 empty] | Solar |  |  |  | 37.6 |  |  |  |  | 60 | [7 empty] | Alamance | NC |  |  | Dawson-South Justice 115kV | 6/15/2025 | 6/30/2025 |  | Document Posted | Document Posted | Document Posted |  | Document Posted |  |  | Dominion | [23 empty] | AC1-098 | [5 empty] | Generation Interconnection | [7 empty] | Engineering and Procurement | 60 |  | Capacity |  |  |  | https://www.pjm.com/pub/planning/project-queues/feas_docs/ac1098_fea.pdf | https://www.pjm.com/pub/planning/project-queues/impact_studies/ac1098_imp.pdf | https://www.pjm.com/pub/planning/project-queues/facilities/ac1098_fac.pdf | https://www.pjm.com/pub/planning/project-queues/isa/ac1_098_isa.pdf |  | https://www.pjm.com/pub/planning/project-queues/csa/ac1_098_csa.pdf | Document Posted |  |  |  |  | 7/1/2025 |  | 6/30/2025 |  | N | No
PJM | American Beech Solar |  | 10/22/2016 | [7 empty] | Solar |  |  |  | 12.6 |  |  |  |  | 20 | [7 empty] | Alamance | NC |  |  | Dawson-South Justice 115kV | 6/15/2025 | 6/30/2025 |  | Document Posted | Document Posted | Document Posted |  | Document Posted |  |  | Dominion | [23 empty] | AC1-099 | [5 empty] | Generation Interconnection | [7 empty] | Engineering and Procurement | 20 |  | Capacity |  |  |  | https://www.pjm.com/pub/planning/project-queues/feas_docs/ac1099_fea.pdf | https://www.pjm.com/pub/planning/project-queues/impact_studies/ac1099_imp.pdf | https://www.pjm.com/pub/planning/project-queues/facilities/ac1099_fac.pdf | https://www.pjm.com/pub/planning/project-queues/isa/ac1_099_isa.pdf |  | https://www.pjm.com/pub/planning/project-queues/csa/ac1_099_csa.pdf | Document Posted |  |  |  |  | 7/1/2025 |  | 6/30/2025 |  | N | No
PJM | Cavalier |  | 11/2/2016 | [7 empty] | Solar |  |  |  | 168.2 |  |  |  |  | 240 | [7 empty] | Isle of Wight | VA |  |  | Septa 500kV | 6/23/2023 | 1/1/2023 |  | Document Posted | Document Posted | Document Posted |  | Document Posted |  |  | Dominion | [23 empty] | AC1-161 | [5 empty] | Generation Interconnection | [7 empty] | Partially in Service - Under Construction | 240 | 156.2 | Capacity |  |  |  | https://www.pjm.com/pub/planning/project-queues/feas_docs/ac1161_fea.pdf | https://www.pjm.com/pub/planning/project-queues/impact_studies/ac1161_imp.pdf | https://www.pjm.com/pub/planning/project-queues/facilities/ac1161_fac.pdf | https://www.pjm.com/pub/planning/project-queues/isa/ac1_161_isa.pdf |  | https://www.pjm.com/pub/planning/project-queues/csa/ac1_161_csa.pdf | Document Posted |  |  |  |  | 12/12/2023 |  | 1/1/2023 |  | N | No
PJM | Keydet Solar Center One |  | 10/31/2016 | [7 empty] | Solar |  |  |  | 220.8 |  |  |  |  | 320 | [7 empty] | Charles City | VA |  |  | Chickahominy 230kV | 11/11/2021 | 6/30/2023 |  | Document Posted | Document Posted | Document Posted |  | Document Posted |  |  | Dominion | [23 empty] | AC1-164 | [5 empty] | Generation Interconnection | [7 empty] | Partially in Service - Under Construction | 320 | 175 | Capacity |  |  |  | https://www.pjm.com/pub/planning/project-queues/feas_docs/ac1164_fea.pdf | https://www.pjm.com/pub/planning/project-queues/impact_studies/ac1164_imp.pdf | https://www.pjm.com/pub/planning/project-queues/facilities/ac1164_fac.pdf | https://www.pjm.com/pub/planning/project-queues/isa/ac1_164_isa.pdf |  | https://www.pjm.com/pub/planning/project-queues/csa/ac1_164_csa.pdf | Document Posted |  |  |  |  | 11/1/2024 |  | 6/30/2023 |  | N | No
PJM | Buckeye Plains II Solar |  | 11/2/2016 | [7 empty] | Solar |  |  |  | 33.6 |  |  |  |  | 49.9 | [7 empty] | Pickaway | OH |  |  | Atlanta 69kV III | 7/10/2024 | 12/31/2023 |  | Document Posted | Document Posted | Document Posted |  | Document Posted |  |  | Dayton | [23 empty] | AC1-165 | [5 empty] | Generation Interconnection | [7 empty] | Under Construction | 49.9 |  | Capacity |  |  |  | https://www.pjm.com/pub/planning/project-queues/feas_docs/ac1165_fea.pdf | https://www.pjm.com/pub/planning/project-queues/impact_studies/ac1165_imp.pdf | https://www.pjm.com/pub/planning/project-queues/facilities/ac1165_fac.pdf | https://www.pjm.com/pub/planning/project-queues/isa/ac1_165_isa.pdf |  | https://www.pjm.com/pub/planning/project-queues/csa/ac1_165_csa.pdf | Document Posted |  |  |  |  | 7/26/2024 |  | 12/31/2023 |  | N | No
PJM | Buckeye Plains Solar |  | 11/2/2016 | [7 empty] | Solar |  |  |  | 33.6 |  |  |  |  | 49.9 | [7 empty] | Pickaway | OH |  |  | Atlanta 69kV IV | 7/10/2024 | 12/31/2023 |  | Document Posted | Document Posted | Document Posted |  | Document Posted |  |  | Dayton | [23 empty] | AC1-166 | [5 empty] | Generation Interconnection | [7 empty] | Under Construction | 49.9 |  | Capacity |  |  |  | https://www.pjm.com/pub/planning/project-queues/feas_docs/ac1166_fea.pdf | https://www.pjm.com/pub/planning/project-queues/impact_studies/ac1166_imp.pdf | https://www.pjm.com/pub/planning/project-queues/facilities/ac1166_fac.pdf | https://www.pjm.com/pub/planning/project-queues/isa/ac1_166_isa.pdf |  | https://www.pjm.com/pub/planning/project-queues/csa/ac1_166_csa.pdf | Document Posted |  |  |  |  | 7/26/2024 |  | 12/31/2023 |  | N | No
PJM | Mark Center Solar Project |  | 11/1/2016 | [7 empty] | Solar |  |  |  | 33.6 |  |  |  |  | 49.9 | [7 empty] | Defiance | OH |  |  | Mark Center 69kV | 6/25/2025 | 11/30/2024 |  | Document Posted | Document Posted | Document Posted |  | Document Posted |  |  | AEP | [23 empty] | AC1-167 | [5 empty] | Generation Interconnection | [7 empty] | Engineering and Procurement | 49.9 |  | Capacity |  |  |  | https://www.pjm.com/pub/planning/project-queues/feas_docs/ac1167_fea.pdf | https://www.pjm.com/pub/planning/project-queues/impact_studies/ac1167_imp.pdf | https://www.pjm.com/pub/planning/project-queues/facilities/ac1167_fac.pdf | https://www.pjm.com/pub/planning/project-queues/isa/ac1_167_isa.pdf |  | https://www.pjm.com/pub/planning/project-queues/csa/ac1_167_csa.pdf | Document Posted |  |  |  |  | 6/25/2025 |  | 11/30/2024 |  | N | No
PJM | New Market Solar |  | 10/31/2016 | [7 empty] | Solar |  |  |  | 35 |  |  |  |  | 50 | [7 empty] | Dorchester | MD |  |  | East New Market 69kV |  | 7/1/2028 |  | Document Posted | Document Posted | Document Posted |  | Document Posted |  |  | DPL | [23 empty] | AC1-190 | [5 empty] | Generation Interconnection | [7 empty] | Engineering and Procurement | 50 |  | Capacity |  |  |  | https://www.pjm.com/pub/planning/project-queues/feas_docs/ac1190_fea.pdf | https://www.pjm.com/pub/planning/project-queues/impact_studies/ac1190_imp.pdf | https://www.pjm.com/pub/planning/project-queues/facilities/ac1190_fac.pdf | https://www.pjm.com/pub/planning/project-queues/isa/ac1_190_isa.pdf |  | https://www.pjm.com/pub/planning/project-queues/csa/ac1_190_csa.pdf | Document Posted |  |  |  |  | 6/15/2026 |  | 7/1/2028 |  | N | No
PJM | Vinton Solar |  | 10/31/2016 | [7 empty] | Solar |  |  |  | 47.5 |  |  |  |  | 125 | [7 empty] | Vinton | OH |  |  | Elk 138kV | 5/31/2025 | 12/31/2025 |  | Document Posted | Document Posted | Document Posted |  | Document Posted |  |  | AEP | [23 empty] | AC1-194 | [5 empty] | Generation Interconnection | [7 empty] | Engineering and Procurement | 125 |  | Capacity |  |  |  | https://www.pjm.com/pub/planning/project-queues/feas_docs/ac1194_fea.pdf | https://www.pjm.com/pub/planning/project-queues/impact_studies/ac1194_imp.pdf | https://www.pjm.com/pub/planning/project-queues/facilities/ac1194_fac.pdf | https://www.pjm.com/pub/planning/project-queues/isa/ac1_194_isa.pdf |  | https://www.pjm.com/pub/planning/project-queues/csa/ac1_194_csa.pdf | Document Posted |  |  |  |  | 6/30/2025 |  | 12/31/2025 |  | N | No
PJM | Alton Post Office Solar |  | 11/2/2016 | [7 empty] | Solar |  |  |  | 14.6 |  |  |  |  | 29.2 | [7 empty] | Halifax | VA |  |  | Halifax-Person 230kV | 8/28/2024 | 8/5/2024 |  | Document Posted | Document Posted | Document Posted |  | Document Posted |  |  | Dominion | [23 empty] | AC1-221 | [5 empty] | Generation Interconnection | [7 empty] | Under Construction | 29.2 |  | Capacity |  |  |  | https://www.pjm.com/pub/planning/project-queues/feas_docs/ac1221_fea.pdf | https://www.pjm.com/pub/planning/project-queues/impact_studies/ac1221_imp.pdf | https://www.pjm.com/pub/planning/project-queues/facilities/ac1221_fac.pdf | https://www.pjm.com/pub/planning/project-queues/isa/ac1_221_isa.pdf |  | https://www.pjm.com/pub/planning/project-queues/csa/ac1_221_csa.pdf | Document Posted |  |  |  |  | 9/25/2024 |  | 8/5/2024 |  | N | No
PJM | Pennington 13 kV Solar |  | 12/1/2016 | [7 empty] | Solar; Storage |  |  |  | 0.1 |  |  |  |  | 0.59 | [7 empty] | Mercer | NJ |  |  | Pennington 13 kV |  | 3/2/2018 |  | Document Posted | Document Posted | Not Required |  | Wholesale Market Participation Agreement |  |  | PSEG | [23 empty] | AC2-009 | [5 empty] | Generation Interconnection | [7 empty] | Partially in Service - Under Construction | 0.59 | 0.55 | Capacity |  |  |  | https://www.pjm.com/pub/planning/project-queues/feas_docs/ac2009_fea.pdf | https://www.pjm.com/pub/planning/project-queues/impact_studies/ac2009_imp.pdf |  |  | https://www.pjm.com/pub/planning/project-queues/wmpa/ac2009_wmpa.pdf | https://www.pjm.com/pub/planning/project-queues/csa/ac2009_wmpa.pdf | Not Required |  |  |  |  | 6/1/2023 |  | 3/2/2018 | 10/19/2017 | N | Yes
PJM | Sycamore Creek Solar |  | 12/29/2016 | [7 empty] | Solar |  |  |  | 53.55 |  |  |  |  | 117 | [7 empty] | Crawford | OH |  |  | Chatfield-Howard 138kV | 5/1/2025 | 9/1/2025 |  | Document Posted | Document Posted | Document Posted |  | Document Posted |  |  | AEP | [23 empty] | AC2-015 | [5 empty] | Generation Interconnection | [7 empty] | Engineering and Procurement | 117 |  | Capacity |  |  |  | https://www.pjm.com/pub/planning/project-queues/feas_docs/ac2015_fea.pdf | https://www.pjm.com/pub/planning/project-queues/impact_studies/ac2015_imp.pdf | https://www.pjm.com/pub/planning/project-queues/facilities/ac2015_fac.pdf | https://www.pjm.com/pub/planning/project-queues/isa/ac2_015_isa.pdf |  | https://www.pjm.com/pub/planning/project-queues/csa/ac2_015_csa.pdf | Document Posted |  |  |  |  | 6/1/2025 |  | 9/1/2025 |  | N | No
PJM | Porter Mill Solar |  | 1/25/2017 | [7 empty] | Solar |  |  |  | 26.5 |  |  |  |  | 45.8 | [7 empty] | Wicomico | MD |  |  | Hebron 69kV |  | 5/1/2026 |  | Document Posted | Document Posted | Document Posted |  | Document Posted |  |  | DPL | [23 empty] | AC2-023 | [5 empty] | Generation Interconnection | [7 empty] | Engineering and Procurement | 45.8 |  | Capacity |  |  |  | https://www.pjm.com/pub/planning/project-queues/feas_docs/ac2023_fea.pdf | https://www.pjm.com/pub/planning/project-queues/impact_studies/ac2023_imp.pdf | https://www.pjm.com/pub/planning/project-queues/facilities/ac2023_fac.pdf | https://www.pjm.com/pub/planning/project-queues/isa/ac2_023_isa.pdf |  | https://www.pjm.com/pub/planning/project-queues/csa/ac2_023_csa.pdf | Document Posted |  |  |  |  | 5/1/2026 |  | 5/1/2026 |  | N | No
PJM | Ross County Solar |  | 2/17/2017 | [7 empty] | Solar |  |  |  | 64 |  |  |  |  | 100 | [7 empty] | Ross | OH |  |  | Buckskin 69kV | 8/1/2024 | 6/1/2024 |  | Document Posted | Document Posted | Document Posted |  | Document Posted |  |  | AEP | [23 empty] | AC2-060 | [5 empty] | Generation Interconnection | [7 empty] | Under Construction | 100 |  | Capacity |  |  |  | https://www.pjm.com/pub/planning/project-queues/feas_docs/ac2060_fea.pdf | https://www.pjm.com/pub/planning/project-queues/impact_studies/ac2060_imp.pdf | https://www.pjm.com/pub/planning/project-queues/facilities/ac2060_fac.pdf | https://www.pjm.com/pub/planning/project-queues/isa/ac2_060_isa.pdf |  | https://www.pjm.com/pub/planning/project-queues/csa/ac2_060_csa.pdf | Document Posted |  |  |  |  | 8/1/2024 |  | 6/1/2024 |  | N | No
PJM | Dodson Creek Solar |  | 2/17/2017 | [7 empty] | Solar |  |  |  | 58.1 |  |  |  |  | 117 | [7 empty] | Ross | OH |  |  | Hillsboro-Clinton 138kV | 11/1/2024 | 7/30/2024 |  | Document Posted | Document Posted | Document Posted |  | Document Posted |  |  | AEP | [23 empty] | AC2-061 | [5 empty] | Generation Interconnection | [7 empty] | Engineering and Procurement | 117 |  | Capacity |  |  |  | https://www.pjm.com/pub/planning/project-queues/feas_docs/ac2061_fea.pdf | https://www.pjm.com/pub/planning/project-queues/impact_studies/ac2061_imp.pdf | https://www.pjm.com/pub/planning/project-queues/facilities/ac2061_fac.pdf | https://www.pjm.com/pub/planning/project-queues/isa/ac2_061_isa.pdf |  | https://www.pjm.com/pub/planning/project-queues/csa/ac2_061_csa.pdf | Document Posted |  |  |  |  | 12/1/2024 |  | 7/30/2024 |  | N | No
PJM | Bluebird Solar |  | 2/28/2017 | [7 empty] | Solar |  |  |  | 13.3 |  |  |  |  | 20 | [7 empty] | Harrison | KY |  |  | Jacksonville-Renaker 138 kV | 9/30/2024 | 12/1/2024 |  | Document Posted | Document Posted | Document Posted |  | Document Posted |  |  | EKPC | [23 empty] | AC2-075 | [5 empty] | Generation Interconnection | [7 empty] | Under Construction | 100 |  | Capacity |  |  |  | https://www.pjm.com/pub/planning/project-queues/feas_docs/ac2075_fea.pdf | https://www.pjm.com/pub/planning/project-queues/impact_studies/ac2075_imp.pdf | https://www.pjm.com/pub/planning/project-queues/facilities/ac2075_fac.pdf | https://www.pjm.com/pub/planning/project-queues/isa/ac2_075_isa.pdf |  |  | Not Required |  |  |  |  | 10/30/2024 |  | 12/1/2024 |  | N | No
PJM | American Beech Solar |  | 3/2/2017 | [7 empty] | Solar |  |  |  | 40.2 |  |  |  |  | 60 | [7 empty] | Halifax | NC |  |  | Dawson-South Justice 115kV | 6/15/2025 | 6/30/2025 |  | Document Posted | Document Posted | Not Required |  | Document Posted |  |  | Dominion | [23 empty] | AC2-084 | [5 empty] | Generation Interconnection | [7 empty] | Engineering and Procurement | 60 |  | Capacity |  |  |  | https://www.pjm.com/pub/planning/project-queues/feas_docs/ac2084_fea.pdf | https://www.pjm.com/pub/planning/project-queues/impact_studies/ac2084_imp.pdf |  | https://www.pjm.com/pub/planning/project-queues/isa/ac2_084_isa.pdf |  | https://www.pjm.com/pub/planning/project-queues/csa/ac2_084_csa.pdf | Document Posted |  |  |  |  | 7/1/2025 |  | 6/30/2025 |  | N | No
PJM | Riverstart Solar Park III |  | 3/6/2017 | [7 empty] | Solar |  |  |  | 38 |  |  |  |  | 100 | [7 empty] | Randolph | IN |  |  | Losantville 345kV | 3/26/2024 | 8/1/2024 |  | Document Posted | Document Posted | Document Posted |  | Document Posted |  |  | AEP | [23 empty] | AC2-090 | [5 empty] | Generation Interconnection | [7 empty] | Partially in Service - Under Construction | 100 | 79.93 | Capacity |  |  |  | https://www.pjm.com/pub/planning/project-queues/feas_docs/ac2090_fea.pdf | https://www.pjm.com/pub/planning/project-queues/impact_studies/ac2090_imp.pdf | https://www.pjm.com/pub/planning/project-queues/facilities/ac2090_fac.pdf | https://www.pjm.com/pub/planning/project-queues/isa/ac2_090_isa.pdf |  | https://www.pjm.com/pub/planning/project-queues/csa/ac2_090_csa.pdf | Document Posted |  |  |  |  | 6/5/2024 | Customer Milestone Not Met | 8/1/2024 |  | N | No
PJM | Powells Creek Solar |  | 3/12/2017 | [7 empty] | Solar |  |  |  | 33.6 |  |  |  |  | 50 | [7 empty] | Halifax | VA |  |  | Halifax-Person 230kV | 7/26/2023 | 11/1/2023 |  | Document Posted | Document Posted | Document Posted |  | Document Posted |  |  | Dominion | [23 empty] | AC2-100 | [5 empty] | Generation Interconnection | [7 empty] | Partially in Service - Under Construction | 50 | 50 | Capacity |  |  |  | https://www.pjm.com/pub/planning/project-queues/feas_docs/ac2100_fea.pdf | https://www.pjm.com/pub/planning/project-queues/impact_studies/ac2100_imp.pdf | https://www.pjm.com/pub/planning/project-queues/facilities/ac2100_fac.pdf | https://www.pjm.com/pub/planning/project-queues/isa/ac2_100_isa.pdf |  | https://www.pjm.com/pub/planning/project-queues/csa/ac2_100_csa.pdf | Document Posted |  |  |  |  | 7/31/2023 |  | 11/1/2023 |  | N | No
PJM | Walnut Solar I |  | 3/14/2017 | [7 empty] | Solar |  |  |  | 7.6 |  |  |  |  | 20 | [7 empty] | King and Queen | VA |  |  | Harmony Village-Shackleford 115kV |  | 12/31/2023 |  | Document Posted | Document Posted | Document Posted |  | Document Posted |  |  | Dominion | [23 empty] | AC2-110 | [5 empty] | Generation Interconnection | [7 empty] | Under Construction | 70 |  | Capacity |  |  |  | https://www.pjm.com/pub/planning/project-queues/feas_docs/ac2110_fea.pdf | https://www.pjm.com/pub/planning/project-queues/impact_studies/ac2110_imp.pdf | https://www.pjm.com/pub/planning/project-queues/facilities/ac2110_fac.pdf | https://www.pjm.com/pub/planning/project-queues/isa/ac2_110_isa.pdf |  | https://www.pjm.com/pub/planning/project-queues/csa/ac2_110_csa.pdf | Document Posted |  |  |  |  | 10/28/2025 |  | 12/31/2023 |  | N | No
PJM | Wythe County Solar Project |  | 3/25/2017 | [7 empty] | Solar |  |  |  | 44.6 |  |  |  |  | 75 | [7 empty] | Wythe | VA |  |  | Jacksons Ferry 138kV | 5/16/2024 | 9/30/2024 |  | Document Posted | Document Posted | Document Posted |  | Document Posted |  |  | AEP | [23 empty] | AC2-123 | [5 empty] | Generation Interconnection | [7 empty] | Under Construction | 75 |  | Capacity |  |  |  | https://www.pjm.com/pub/planning/project-queues/feas_docs/ac2123_fea.pdf | https://www.pjm.com/pub/planning/project-queues/impact_studies/ac2123_imp.pdf | https://www.pjm.com/pub/planning/project-queues/facilities/ac2123_fac.pdf | https://www.pjm.com/pub/planning/project-queues/isa/ac2_123_isa.pdf |  | https://www.pjm.com/pub/planning/project-queues/csa/ac2_123_csa.pdf | Document Posted |  |  |  |  | 8/17/2024 |  | 9/30/2024 |  | N | No
PJM | East Hagerstown Solar |  | 3/28/2017 | [7 empty] | Solar |  |  |  | 5.5 |  |  |  |  | 11.8 | [7 empty] | Washington | MD |  |  | East Hagerstown 12kV |  | 9/30/2024 |  | Document Posted | Document Posted | Not Required |  | Wholesale Market Participation Agreement |  |  | APS | [23 empty] | AC2-136 | [5 empty] | Generation Interconnection | [7 empty] | Engineering and Procurement | 11.8 |  | Capacity |  |  |  | https://www.pjm.com/pub/planning/project-queues/feas_docs/ac2136_fea.pdf | https://www.pjm.com/pub/planning/project-queues/impact_studies/ac2136_imp.pdf |  |  | https://www.pjm.com/pub/planning/project-queues/wmpa/ac2136_wmpa.pdf | https://www.pjm.com/pub/planning/project-queues/csa/ac2136_wmpa.pdf | Not Required |  |  |  |  | 10/4/2024 |  | 9/30/2024 |  | N | No
PJM | Sycamore Cross Solar |  | 3/30/2017 | [7 empty] | Solar |  |  |  | 168.2 |  |  |  |  | 240 | [7 empty] | Isle of Wight | VA |  |  | Septa 500kV |  | 4/1/2026 |  | Document Posted | Document Posted | Not Required |  | Document Posted |  |  | Dominion | [23 empty] | AC2-141 | [5 empty] | Generation Interconnection | [7 empty] | Engineering and Procurement | 240 |  | Capacity |  |  |  | https://www.pjm.com/pub/planning/project-queues/feas_docs/ac2141_fea.pdf | https://www.pjm.com/pub/planning/project-queues/impact_studies/ac2141_imp.pdf |  | https://www.pjm.com/pub/planning/project-queues/isa/ac2_141_isa.pdf |  |  | Not Required |  |  |  |  | 3/1/2026 |  | 4/1/2026 |  | N | No
PJM | Trade Post Solar Energy Center |  | 3/29/2017 | [7 empty] | Solar |  |  |  | 76 |  |  |  |  | 200 | [7 empty] | Sullivan | IN |  |  | Sullivan 345 kV | 4/30/2026 | 6/30/2026 |  | Document Posted | Document Posted | Document Posted |  | Document Posted |  |  | AEP | [23 empty] | AC2-157 | [5 empty] | Generation Interconnection | [7 empty] | Engineering and Procurement | 200 |  | Capacity |  |  |  | https://www.pjm.com/pub/planning/project-queues/feas_docs/ac2157_fea.pdf | https://www.pjm.com/pub/planning/project-queues/impact_studies/ac2157_imp.pdf | https://www.pjm.com/pub/planning/project-queues/facilities/ac2157_fac.pdf | https://www.pjm.com/pub/planning/project-queues/isa/ac2_157_isa.pdf |  | https://www.pjm.com/pub/planning/project-queues/csa/ac2_157_csa.pdf | Document Posted |  |  |  |  | 5/31/2026 |  | 6/30/2026 |  | N | No
PJM | Cartersville Solar |  | 3/30/2017 | [7 empty] | Solar |  |  |  | 57 |  |  |  |  | 99.9 | [7 empty] | Powhatan | VA |  |  | Bremo-Powhatan 230kV |  | 3/15/2024 |  | Document Posted | Document Posted | Document Posted |  | Document Posted |  |  | Dominion | [23 empty] | AC2-165 | [5 empty] | Generation Interconnection | [7 empty] | Engineering and Procurement | 99.9 |  | Capacity |  |  |  | https://www.pjm.com/pub/planning/project-queues/feas_docs/ac2165_fea.pdf | https://www.pjm.com/pub/planning/project-queues/impact_studies/ac2165_imp.pdf | https://www.pjm.com/pub/planning/project-queues/facilities/ac2165_fac.pdf | https://www.pjm.com/pub/planning/project-queues/isa/ac2_165_isa.pdf |  | https://www.pjm.com/pub/planning/project-queues/csa/ac2_165_csa.pdf | Document Posted |  |  |  |  | 12/31/2025 |  | 3/15/2024 |  | N | No
PJM | Cedar Creek Solar |  | 4/1/2017 | [7 empty] | Solar |  |  |  | 7.6 |  |  |  |  | 20 | [7 empty] | Kent | DE |  |  | Cedar Creek 138kV I |  | 6/15/2025 |  | Document Posted | Document Posted | Not Required |  | Document Posted |  |  | DPL | [23 empty] | AC2-184 | [5 empty] | Generation Interconnection | [7 empty] | Engineering and Procurement | 94.3 |  | Capacity |  |  |  | https://www.pjm.com/pub/planning/project-queues/feas_docs/ac2184_fea.pdf | https://www.pjm.com/pub/planning/project-queues/impact_studies/ac2184_imp.pdf |  | https://www.pjm.com/pub/planning/project-queues/isa/ac2_184_isa.pdf |  | https://www.pjm.com/pub/planning/project-queues/csa/ac2_184_csa.pdf | Document Posted |  |  |  |  | 3/1/2025 |  | 6/15/2025 |  | N | No
PJM | Cedar Creek Solar |  | 4/1/2017 | [7 empty] | Solar |  |  |  | 7.6 |  |  |  |  | 20 | [7 empty] | Kent | DE |  |  | Cedar Creek 138kV II |  | 6/15/2025 |  | Document Posted | Document Posted | Not Required |  | Document Posted |  |  | DPL | [23 empty] | AC2-185 | [5 empty] | Generation Interconnection | [7 empty] | Engineering and Procurement | 114.3 |  | Capacity |  |  |  | https://www.pjm.com/pub/planning/project-queues/feas_docs/ac2185_fea.pdf | https://www.pjm.com/pub/planning/project-queues/impact_studies/ac2185_imp.pdf |  | https://www.pjm.com/pub/planning/project-queues/isa/ac2_185_isa.pdf |  | https://www.pjm.com/pub/planning/project-queues/csa/ac2_185_csa.pdf | Document Posted |  |  |  |  | 3/1/2025 |  | 6/15/2025 |  | N | No
PJM | Raceway Solar |  | 4/1/2017 | [7 empty] | Solar |  |  |  | 3.8 |  |  |  |  | 10 | [7 empty] | Kent | DE |  |  | Harrington 25kV |  | 3/1/2025 |  | Document Posted | Document Posted | Document Posted |  | Document Posted |  |  | DPL | [23 empty] | AC2-186 | [5 empty] | Generation Interconnection | [7 empty] | Under Construction | 10 |  | Capacity |  |  |  | https://www.pjm.com/pub/planning/project-queues/feas_docs/ac2186_fea.pdf | https://www.pjm.com/pub/planning/project-queues/impact_studies/ac2186_imp.pdf | https://www.pjm.com/pub/planning/project-queues/facilities/ac2186_fac.pdf | https://www.pjm.com/pub/planning/project-queues/isa/ac2_186_isa.pdf |  | https://www.pjm.com/pub/planning/project-queues/csa/ac2_186_csa.pdf | Document Posted |  |  |  |  | 3/1/2025 |  | 3/1/2025 |  | N | No
PJM | Raceway Solar |  | 3/31/2017 | [7 empty] | Solar |  |  |  | 7.6 |  |  |  |  | 20 | [7 empty] | Kent | DE |  |  | Harrington 69kV |  | 3/1/2025 |  | Document Posted | Document Posted | Document Posted |  | Document Posted |  |  | DPL | [23 empty] | AC2-187 | [5 empty] | Generation Interconnection | [7 empty] | Under Construction | 20 |  | Capacity |  |  |  | https://www.pjm.com/pub/planning/project-queues/feas_docs/ac2187_fea.pdf | https://www.pjm.com/pub/planning/project-queues/impact_studies/ac2187_imp.pdf | https://www.pjm.com/pub/planning/project-queues/facilities/ac2187_fac.pdf | https://www.pjm.com/pub/planning/project-queues/isa/ac2_187_isa.pdf |  | https://www.pjm.com/pub/planning/project-queues/csa/ac2_187_csa.pdf | Document Posted |  |  |  |  | 3/1/2025 |  | 3/1/2025 |  | N | No
PJM | Raceway Solar |  | 3/31/2017 | [7 empty] | Solar |  |  |  | 7.6 |  |  |  |  | 20 | [7 empty] | Kent | DE |  |  | Harrington 69 kV |  | 3/1/2025 |  | Document Posted | Document Posted | Document Posted |  | Document Posted |  |  | DPL | [23 empty] | AC2-188 | [5 empty] | Generation Interconnection | [7 empty] | Under Construction | 20 |  | Capacity |  |  |  | https://www.pjm.com/pub/planning/project-queues/feas_docs/ac2188_fea.pdf | https://www.pjm.com/pub/planning/project-queues/impact_studies/ac2188_imp.pdf | https://www.pjm.com/pub/planning/project-queues/facilities/ac2188_fac.pdf | https://www.pjm.com/pub/planning/project-queues/isa/ac2_188_isa.pdf |  | https://www.pjm.com/pub/planning/project-queues/csa/ac2_188_csa.pdf | Document Posted |  |  |  |  | 3/1/2025 |  | 3/1/2025 |  | N | No
PJM | Marion County Solar Project |  | 4/1/2017 | [7 empty] | Solar |  |  |  | 62.1 |  |  |  |  | 99.96 | [7 empty] | Marion | OH |  |  | Galion-Roberts South 138 kV | 8/2/2025 | 12/31/2025 |  | Document Posted | Document Posted | Document Posted |  | Document Posted |  |  | ATSI | [23 empty] | AC2-195 | [5 empty] | Generation Interconnection | [7 empty] | Engineering and Procurement | 99.96 |  | Capacity |  |  |  | https://www.pjm.com/pub/planning/project-queues/feas_docs/ac2195_fea.pdf | https://www.pjm.com/pub/planning/project-queues/impact_studies/ac2195_imp.pdf | https://www.pjm.com/pub/planning/project-queues/facilities/ac2195_fac.pdf | https://www.pjm.com/pub/planning/project-queues/isa/ac2_195_isa.pdf |  | https://www.pjm.com/pub/planning/project-queues/csa/ac2_195_csa.pdf | Document Posted |  |  |  |  | 11/17/2025 |  | 12/31/2025 |  | N | No
PJM | Rochelle Solar |  | 4/6/2017 | [7 empty] | Solar |  |  |  | 15.4 |  |  |  |  | 40 | [7 empty] | Ogle | IL |  |  | Twombly Road 138kV | 12/31/2025 | 4/1/2026 |  | Document Posted | Document Posted | Document Posted |  | Document Posted |  |  | ComEd | [23 empty] | AD1-013 | [5 empty] | Generation Interconnection | [7 empty] | Engineering and Procurement | 40 |  | Capacity |  |  |  | https://www.pjm.com/pub/planning/project-queues/feas_docs/ad1013_fea.pdf | https://www.pjm.com/pub/planning/project-queues/impact_studies/ad1013_imp.pdf | https://www.pjm.com/pub/planning/project-queues/facilities/ad1013_fac.pdf | https://www.pjm.com/pub/planning/project-queues/isa/ad1_013_isa.pdf |  | https://www.pjm.com/pub/planning/project-queues/csa/ad1_013_csa.pdf | Document Posted |  |  |  |  | 1/29/2026 |  | 4/1/2026 |  | N | No
PJM | Adams Solar LLC |  | 6/9/2017 | [7 empty] | Solar; Storage |  |  |  | 53.6 |  |  |  |  | 100 | [7 empty] | Adams | PA |  |  | Hunterstown-Lincoln 115 kV | 12/22/2023 | 2/25/2024 |  | Document Posted | Document Posted | Document Posted |  | Document Posted |  |  | ME | [23 empty] | AD1-020 | [5 empty] | Generation Interconnection | [7 empty] | Partially in Service - Under Construction | 100 | 80 | Capacity |  |  |  | https://www.pjm.com/pub/planning/project-queues/feas_docs/ad1020_fea.pdf | https://www.pjm.com/pub/planning/project-queues/impact_studies/ad1020_imp.pdf | https://www.pjm.com/pub/planning/project-queues/facilities/ad1020_fac.pdf | https://www.pjm.com/pub/planning/project-queues/isa/ad1_020_isa.pdf |  | https://www.pjm.com/pub/planning/project-queues/csa/ad1_020_csa.pdf | Document Posted |  |  |  |  | 12/27/2023 |  | 2/25/2024 |  | N | No
PJM | Sumac Solar |  | 6/19/2017 | [7 empty] | Solar |  |  |  | 51.8 |  |  |  |  | 80 | [7 empty] | Bertie | NC |  |  | Cashie-Trowbridge 230 kV |  | 12/31/2026 |  | Document Posted | Document Posted | Document Posted |  | Document Posted |  |  | Dominion | [23 empty] | AD1-022 | [5 empty] | Generation Interconnection | [7 empty] | Engineering and Procurement | 80 |  | Capacity |  |  |  | https://www.pjm.com/pub/planning/project-queues/feas_docs/ad1022_fea.pdf | https://www.pjm.com/pub/planning/project-queues/impact_studies/ad1022_imp.pdf | https://www.pjm.com/pub/planning/project-queues/facilities/ad1022_fac.pdf | https://www.pjm.com/pub/planning/project-queues/isa/ad1_022_isa.pdf |  | https://www.pjm.com/pub/planning/project-queues/csa/ad1_022_csa.pdf | Document Posted |  |  |  |  | 5/1/2028 |  | 12/31/2026 |  | N | No
PJM | Spring Grove Solar II |  | 6/28/2017 | [7 empty] | Solar |  |  |  | 94.2 |  |  |  |  | 150 | [7 empty] | Surry | VA |  |  | Hopewell-Surry 230 kV |  | 6/30/2025 |  | Document Posted | Document Posted | Document Posted |  | Document Posted |  |  | Dominion | [23 empty] | AD1-025 | [5 empty] | Generation Interconnection | [7 empty] | Engineering and Procurement | 150 |  | Capacity |  |  |  | https://www.pjm.com/pub/planning/project-queues/feas_docs/ad1025_fea.pdf | https://www.pjm.com/pub/planning/project-queues/impact_studies/ad1025_imp.pdf | https://www.pjm.com/pub/planning/project-queues/facilities/ad1025_fac.pdf | https://www.pjm.com/pub/planning/project-queues/isa/ad1_025_isa.pdf |  | https://www.pjm.com/pub/planning/project-queues/csa/ad1_025_csa.pdf | Document Posted |  |  |  |  | 3/1/2025 |  | 6/30/2025 |  | N | No
PJM |  |  | 7/24/2017 | [7 empty] | Solar |  |  |  | 26.6 |  |  |  |  | 70 | [7 empty] | Henry | IL |  |  | Kewanee - E.D. Edwards 138 kV | 4/15/2027 | 6/15/2027 |  | Document Posted | Document Posted | Document Posted |  | Document Posted |  |  | ComEd | [23 empty] | AD1-031 | [5 empty] | Generation Interconnection | [7 empty] | Engineering and Procurement | 70 |  | Capacity |  |  |  | https://www.pjm.com/pub/planning/project-queues/feas_docs/ad1031_fea.pdf | https://www.pjm.com/pub/planning/project-queues/impact_studies/ad1031_imp.htm | https://www.pjm.com/pub/planning/project-queues/facilities/ad1031_fac.pdf | https://www.pjm.com/pub/planning/project-queues/isa/ad1_031_isa.pdf |  | https://www.pjm.com/pub/planning/project-queues/csa/ad1_031_csa.pdf | Document Posted |  |  |  |  | 4/15/2027 |  | 6/15/2027 |  | N | No
PJM | Three Rivers Energy Center |  | 7/29/2017 | [7 empty] | Natural Gas |  |  |  | 93 |  |  |  |  | 102.7 | [7 empty] | Grundy | IL |  |  | Kendall-Tazewell & Dresden-Mole Creek |  | 2/28/2025 |  | Document Posted | Document Posted | Not Required |  | Document Posted |  |  | ComEd | [23 empty] | AD1-039 | [5 empty] | Generation Interconnection | [7 empty] | Partially in Service - Under Construction | 1262.7 | 102.7 | Capacity |  |  |  | https://www.pjm.com/pub/planning/project-queues/feas_docs/ad1039_fea.pdf | https://www.pjm.com/pub/planning/project-queues/impact_studies/ad1039_imp.htm |  | https://www.pjm.com/pub/planning/project-queues/isa/ad1_039_isa.pdf |  |  | Not Required | [6 empty] | 2/28/2025 | 6/16/2023 | N | No | This project slid to the next queue
PJM | Carvers Creek Solar |  | 8/2/2017 | [7 empty] | Solar |  |  |  | 30 |  |  |  |  | 50 | [7 empty] | Gloucester | VA |  |  | Harmony Village-Shackleford 115 kV | 4/4/2024 | 6/28/2024 |  | Document Posted | Document Posted | Document Posted |  | Document Posted |  |  | Dominion | [23 empty] | AD1-041 | [5 empty] | Generation Interconnection | [7 empty] | Under Construction | 50 |  | Capacity |  |  |  | https://www.pjm.com/pub/planning/project-queues/feas_docs/ad1041_fea.pdf | https://www.pjm.com/pub/planning/project-queues/impact_studies/ad1041_imp.pdf | https://www.pjm.com/pub/planning/project-queues/facilities/ad1041_fac.pdf | https://www.pjm.com/pub/planning/project-queues/isa/ad1_041_isa.pdf |  | https://www.pjm.com/pub/planning/project-queues/csa/ad1_041_csa.pdf | Document Posted |  |  |  |  | 7/11/2024 |  | 6/28/2024 |  | N | No
PJM | Sweetleaf Solar |  | 8/14/2017 | [7 empty] | Solar |  |  |  | 38.9 |  |  |  |  | 60 | [7 empty] | Halifax | NC |  |  | Hornertown-Hathaway 230 kV |  | 12/31/2026 |  | Document Posted | Document Posted | Document Posted |  | Document Posted |  |  | Dominion | [23 empty] | AD1-056 | [5 empty] | Generation Interconnection | [7 empty] | Engineering and Procurement | 60 |  | Capacity |  |  |  | https://www.pjm.com/pub/planning/project-queues/feas_docs/ad1056_fea.pdf | https://www.pjm.com/pub/planning/project-queues/impact_studies/ad1056_imp.pdf | https://www.pjm.com/pub/planning/project-queues/facilities/ad1056_fac.pdf | https://www.pjm.com/pub/planning/project-queues/isa/ad1_056_isa.pdf |  | https://www.pjm.com/pub/planning/project-queues/csa/ad1_056_csa.pdf | Document Posted |  |  |  |  | 12/1/2026 |  | 12/31/2026 |  | N | No
PJM | Sweetleaf Solar |  | 8/14/2017 | [7 empty] | Solar |  |  |  | 21.7 |  |  |  |  | 33 | [7 empty] | Halifax | NC |  |  | Hornertown-Hathaway 230 kV |  | 12/31/2026 |  | Document Posted | Document Posted | Document Posted |  | Document Posted |  |  | Dominion | [23 empty] | AD1-057 | [5 empty] | Generation Interconnection | [7 empty] | Engineering and Procurement | 33 |  | Capacity |  |  |  | https://www.pjm.com/pub/planning/project-queues/feas_docs/ad1057_fea.pdf | https://www.pjm.com/pub/planning/project-queues/impact_studies/ad1057_imp.pdf | https://www.pjm.com/pub/planning/project-queues/facilities/ad1057_fac.pdf | https://www.pjm.com/pub/planning/project-queues/isa/ad1_057_isa.pdf |  | https://www.pjm.com/pub/planning/project-queues/csa/ad1_057_csa.pdf | Document Posted |  |  |  |  | 12/1/2026 |  | 12/31/2026 |  | N | No
PJM | Alton Post Office Solar |  | 8/16/2017 | [7 empty] | Solar |  |  |  | 36.6 |  |  |  |  | 45.9 | [7 empty] | Halifax | VA |  |  | Halifax-Person 230 kV | 8/28/2024 | 8/5/2024 |  | Document Posted | Document Posted | Document Posted |  | Document Posted |  |  | Dominion | [23 empty] | AD1-058 | [5 empty] | Generation Interconnection | [7 empty] | Under Construction | 75.1 |  | Capacity |  |  |  | https://www.pjm.com/pub/planning/project-queues/feas_docs/ad1058_fea.pdf | https://www.pjm.com/pub/planning/project-queues/impact_studies/ad1058_imp.pdf | https://www.pjm.com/pub/planning/project-queues/facilities/ad1058_fac.pdf | https://www.pjm.com/pub/planning/project-queues/isa/ad1_058_isa.pdf |  | https://www.pjm.com/pub/planning/project-queues/csa/ad1_058_csa.pdf | Document Posted |  |  |  |  | 9/25/2024 |  | 8/5/2024 |  | N | No
PJM | Ross County Solar |  | 8/31/2017 | [7 empty] | Solar |  |  |  | 13.2 |  |  |  |  | 20 | [7 empty] | Ross | OH |  |  | Buckskin 69 kV | 8/1/2024 | 6/1/2024 |  | Document Posted | Document Posted | Document Posted |  | Document Posted |  |  | AEP | [23 empty] | AD1-073 | [5 empty] | Generation Interconnection | [7 empty] | Engineering and Procurement | 120 |  | Capacity |  |  |  | https://www.pjm.com/pub/planning/project-queues/feas_docs/ad1073_fea.pdf | https://www.pjm.com/pub/planning/project-queues/impact_studies/ad1073_imp.pdf | https://www.pjm.com/pub/planning/project-queues/facilities/ad1073_fac.pdf | https://www.pjm.com/pub/planning/project-queues/isa/ad1_073_isa.pdf |  | https://www.pjm.com/pub/planning/project-queues/csa/ad1_073_csa.pdf | Document Posted |  |  |  |  | 8/1/2024 |  | 6/1/2024 |  | N | No
PJM | Macadamia Solar |  | 9/1/2017 | [7 empty] | Solar |  |  |  | 198.8 |  |  |  |  | 300 | [7 empty] | Washington | NC |  |  | Trowbridge 230 kV | 12/27/2027 | 3/31/2028 |  | Document Posted | Document Posted | Document Posted |  | Document Posted |  |  | Dominion | [23 empty] | AD1-074 | [5 empty] | Generation Interconnection | [7 empty] | Engineering and Procurement | 300 |  | Capacity |  |  |  | https://www.pjm.com/pub/planning/project-queues/feas_docs/ad1074_fea.pdf | https://www.pjm.com/pub/planning/project-queues/impact_studies/ad1074_imp.pdf | https://www.pjm.com/pub/planning/project-queues/facilities/ad1074_fac.pdf | https://www.pjm.com/pub/planning/project-queues/isa/ad1_074_isa.pdf |  | https://www.pjm.com/pub/planning/project-queues/csa/ad1_074_csa.pdf | Document Posted |  |  |  |  | 1/27/2028 |  | 3/31/2028 |  | N | No
PJM | Macadamia Solar |  | 8/31/2017 | [7 empty] | Solar |  |  |  | 49.7 |  |  |  |  | 75 | [7 empty] | Washington | NC |  |  | Trowbridge 230 kV |  | 3/31/2028 |  | Document Posted | Document Posted | Document Posted |  | Document Posted |  |  | Dominion | [23 empty] | AD1-075 | [5 empty] | Generation Interconnection | [7 empty] | Engineering and Procurement | 75 |  | Capacity |  |  |  | https://www.pjm.com/pub/planning/project-queues/feas_docs/ad1075_fea.pdf | https://www.pjm.com/pub/planning/project-queues/impact_studies/ad1075_imp.pdf | https://www.pjm.com/pub/planning/project-queues/facilities/ad1075_fac.pdf | https://www.pjm.com/pub/planning/project-queues/isa/ad1_075_isa.pdf |  | https://www.pjm.com/pub/planning/project-queues/csa/ad1_075_csa.pdf | Document Posted |  |  |  |  | 12/27/2027 |  | 3/31/2028 |  | N | No
PJM | Macadamia Solar |  | 8/31/2017 | [7 empty] | Solar |  |  |  | 72.2 |  |  |  |  | 109 | [7 empty] | Washington | NC |  |  | Trowbridge 230 kV |  | 3/31/2028 |  | Document Posted | Document Posted | Document Posted |  | Document Posted |  |  | Dominion | [23 empty] | AD1-076 | [5 empty] | Generation Interconnection | [7 empty] | Engineering and Procurement | 109 |  | Capacity |  |  |  | https://www.pjm.com/pub/planning/project-queues/feas_docs/ad1076_fea.pdf | https://www.pjm.com/pub/planning/project-queues/impact_studies/ad1076_imp.pdf | https://www.pjm.com/pub/planning/project-queues/facilities/ad1076_fac.pdf | https://www.pjm.com/pub/planning/project-queues/isa/ad1_076_isa.pdf |  | https://www.pjm.com/pub/planning/project-queues/csa/ad1_076_csa.pdf | Document Posted |  |  |  |  | 12/27/2027 |  | 3/31/2028 |  | N | No
PJM | North Shenandoah-Stanley 34.5kV |  | 9/14/2017 | [7 empty] | Solar |  |  |  | 12.3 |  |  |  |  | 20 | [7 empty] | Page | VA |  |  | North Shenandoah-Stanley 34.5 kV |  | 9/8/2026 |  | Document Posted | Document Posted |  |  | Wholesale Market Participation Agreement |  |  | APS | [23 empty] | AD1-085 | [5 empty] | Generation Interconnection | [7 empty] | Engineering and Procurement | 20 |  | Capacity |  |  |  | https://www.pjm.com/pub/planning/project-queues/feas_docs/ad1085_fea.pdf | https://www.pjm.com/pub/planning/project-queues/impact_studies/ad1085_imp.pdf |  |  | https://www.pjm.com/pub/planning/project-queues/wmpa/ad1085_wmpa.pdf | https://www.pjm.com/pub/planning/project-queues/csa/ad1085_wmpa.pdf | Not Required |  |  |  |  | 7/31/2026 |  | 9/8/2026 |  | N | No
PJM | Seven Bridges Solar |  | 9/15/2017 | [7 empty] | Solar |  |  |  | 54 |  |  |  |  | 80 | [7 empty] | Mecklenburg | VA |  |  | Briery-Clover 230 kV |  | 12/31/2026 |  | Document Posted | Document Posted | Document Posted |  | Document Posted |  |  | Dominion | [23 empty] | AD1-088 | [5 empty] | Generation Interconnection | [7 empty] | Engineering and Procurement | 80 |  | Capacity |  |  |  | https://www.pjm.com/pub/planning/project-queues/feas_docs/ad1088_fea.pdf | https://www.pjm.com/pub/planning/project-queues/impact_studies/ad1088_imp.pdf | https://www.pjm.com/pub/planning/project-queues/facilities/ad1088_fac.pdf | https://www.pjm.com/pub/planning/project-queues/isa/ad1_088_isa.pdf |  | https://www.pjm.com/pub/planning/project-queues/csa/ad1_088_csa.pdf | Document Posted |  |  |  |  | 11/1/2025 |  | 12/31/2026 |  | N | No
PJM |  |  | 9/22/2017 | [7 empty] | Wind |  |  |  | 150 |  |  |  |  | 850 | [7 empty] | Ford | IL |  |  | Loretto-Wilton 345 kV & Braidwood-Davis Creek 345 kV | 10/31/2026 | 11/30/2026 |  | Document Posted | Document Posted | Document Posted |  | Document Posted |  |  | ComEd | [23 empty] | AD1-100 | [5 empty] | Generation Interconnection | [7 empty] | Engineering and Procurement | 850 |  | Capacity |  |  |  | https://www.pjm.com/pub/planning/project-queues/feas_docs/ad1100_fea.pdf | https://www.pjm.com/pub/planning/project-queues/impact_studies/ad1100_imp.htm | https://www.pjm.com/pub/planning/project-queues/facilities/ad1100_fac.pdf | https://www.pjm.com/pub/planning/project-queues/isa/ad1_100_isa.pdf |  | https://www.pjm.com/pub/planning/project-queues/csa/ad1_100_csa.pdf | Document Posted |  |  |  |  | 10/31/2026 |  | 11/30/2026 |  | N | No
PJM | Sweet Sue Solar |  | 9/23/2017 | [7 empty] | Solar |  |  |  | 44.4 |  |  |  |  | 74 | [7 empty] | King William | VA |  |  | Kings Dominion DP 115 kV |  | 12/31/2026 |  | Document Posted | Document Posted | Not Required |  | Wholesale Market Participation Agreement |  |  | Dominion | [23 empty] | AD1-105 | [5 empty] | Generation Interconnection | [7 empty] | Under Construction | 74 |  | Capacity |  |  |  | https://www.pjm.com/pub/planning/project-queues/feas_docs/ad1105_fea.pdf | https://www.pjm.com/pub/planning/project-queues/impact_studies/ad1105_imp.pdf |  |  | https://www.pjm.com/pub/planning/project-queues/wmpa/ad1105_wmpa.pdf | https://www.pjm.com/pub/planning/project-queues/csa/ad1105_wmpa.pdf | Not Required |  |  |  |  | 9/1/2026 |  | 12/31/2026 |  | N | No
PJM | Greenwood Solar |  | 9/27/2017 | [7 empty] | Solar |  |  |  | 19 |  |  |  |  | 50 | [7 empty] | Culpeper | VA |  |  | Mountain Run-Mitchell 115 kV | 4/30/2026 | 12/15/2025 |  | Document Posted | Document Posted | Not Required |  | Document Posted |  |  | Dominion | [23 empty] | AD1-115 | [5 empty] | Generation Interconnection | [7 empty] | Engineering and Procurement | 150 |  | Capacity |  |  |  | https://www.pjm.com/pub/planning/project-queues/feas_docs/ad1115_fea.pdf | https://www.pjm.com/pub/planning/project-queues/impact_studies/ad1115_imp.pdf |  | https://www.pjm.com/pub/planning/project-queues/isa/ad1_115_isa.pdf |  | https://www.pjm.com/pub/planning/project-queues/csa/ad1_115_csa.pdf | Document Posted |  |  |  |  | 5/15/2026 |  | 12/15/2025 |  | N | No
PJM | Timber Road Solar Park |  | 9/28/2017 | [7 empty] | Solar |  |  |  | 18.96 |  |  |  |  | 49.9 | [7 empty] | Paulding | OH |  |  | Payne 69 kV | 12/15/2022 | 11/30/2023 |  | Document Posted | Document Posted | Document Posted |  | Document Posted |  |  | AEP | [23 empty] | AD1-119 | [5 empty] | Generation Interconnection | [7 empty] | Partially in Service - Under Construction | 49.9 | 49.9 | Capacity |  |  |  | https://www.pjm.com/pub/planning/project-queues/feas_docs/ad1119_fea.pdf | https://www.pjm.com/pub/planning/project-queues/impact_studies/ad1119_imp.pdf | https://www.pjm.com/pub/planning/project-queues/facilities/ad1119_fac.pdf | https://www.pjm.com/pub/planning/project-queues/isa/ad1_119_isa.pdf |  | https://www.pjm.com/pub/planning/project-queues/csa/ad1_119_csa.pdf | Document Posted |  |  |  |  | 6/29/2023 |  | 11/30/2023 |  | N | No
PJM | Riverstart Solar Park IV |  | 9/29/2017 | [7 empty] | Solar |  |  |  | 57 |  |  |  |  | 150 | [7 empty] | Randolph | IN |  |  | Modoc-Delaware 138 kV | 3/5/2025 | 12/31/2025 |  | Document Posted | Document Posted | Document Posted |  | Document Posted |  |  | AEP | [23 empty] | AD1-128 | [5 empty] | Generation Interconnection | [7 empty] | Engineering and Procurement | 150 |  | Capacity |  |  |  | https://www.pjm.com/pub/planning/project-queues/feas_docs/ad1128_fea.pdf | https://www.pjm.com/pub/planning/project-queues/impact_studies/ad1128_imp.pdf | https://www.pjm.com/pub/planning/project-queues/facilities/ad1128_fac.pdf | https://www.pjm.com/pub/planning/project-queues/isa/ad1_128_isa.pdf |  | https://www.pjm.com/pub/planning/project-queues/csa/ad1_128_csa.pdf | Document Posted |  |  |  |  | 4/5/2025 |  | 12/31/2025 |  | N | No
PJM | Hardin Energy Center – Phase 2 |  | 10/1/2017 | [7 empty] | Solar |  |  |  | 101.47 |  |  |  |  | 150 | [7 empty] | Hardin | OH |  |  | Hardin Switch 345 kV | 5/22/2024 | 12/31/2024 |  | Document Posted | Document Posted | Document Posted |  | Document Posted |  |  | AEP | [23 empty] | AD1-130 | [5 empty] | Generation Interconnection | [7 empty] | Under Construction | 150 |  | Capacity |  |  |  | https://www.pjm.com/pub/planning/project-queues/feas_docs/ad1130_fea.pdf | https://www.pjm.com/pub/planning/project-queues/impact_studies/ad1130_imp.pdf | https://www.pjm.com/pub/planning/project-queues/facilities/ad1130_fac.pdf | https://www.pjm.com/pub/planning/project-queues/isa/ad1_130_isa.pdf |  | https://www.pjm.com/pub/planning/project-queues/csa/ad1_130_csa.pdf | Document Posted |  |  |  |  | 8/5/2024 |  | 12/31/2024 |  | N | No
PJM | Powells Creek Solar |  | 9/30/2017 | [7 empty] | Solar |  |  |  | 12 |  |  |  |  | 20 | [7 empty] | Halifax | VA |  |  | Sedge Hill-Person 230 kV | 7/26/2023 | 11/1/2023 |  | Document Posted | Document Posted | Document Posted |  | Document Posted |  |  | Dominion | [23 empty] | AD1-131 | [5 empty] | Generation Interconnection | [7 empty] | Partially in Service - Under Construction | 70 | 20 | Capacity |  |  |  | https://www.pjm.com/pub/planning/project-queues/feas_docs/ad1131_fea.pdf | https://www.pjm.com/pub/planning/project-queues/impact_studies/ad1131_imp.pdf | https://www.pjm.com/pub/planning/project-queues/facilities/ad1131_fac.pdf | https://www.pjm.com/pub/planning/project-queues/isa/ad1_131_isa.pdf |  | https://www.pjm.com/pub/planning/project-queues/csa/ad1_131_csa.pdf | Document Posted |  |  |  |  | 7/31/2023 |  | 11/1/2023 |  | N | No
PJM | Foxglove Solar |  | 10/2/2017 | [7 empty] | Solar |  |  |  | 37.2 |  |  |  |  | 75 | [7 empty] | Frederick | VA |  |  | Meadow Brook-Strasburg 138 kV | 7/22/2024 | 6/30/2024 |  | Document Posted | Document Posted | Document Posted |  | Document Posted |  |  | APS | [23 empty] | AD1-155 | [5 empty] | Generation Interconnection | [7 empty] | Under Construction | 75 |  | Capacity |  |  |  | https://www.pjm.com/pub/planning/project-queues/feas_docs/ad1155_fea.pdf | https://www.pjm.com/pub/planning/project-queues/impact_studies/ad1155_imp.pdf | https://www.pjm.com/pub/planning/project-queues/facilities/ad1155_fac.pdf | https://www.pjm.com/pub/planning/project-queues/isa/ad1_155_isa.pdf |  | https://www.pjm.com/pub/planning/project-queues/csa/ad1_155_csa.pdf | Document Posted |  |  |  |  | 9/13/2024 |  | 6/30/2024 |  | N | No
PJM | Firefly Solar |  | 12/2/2017 | [7 empty] | Solar |  |  |  | 60 |  |  |  |  | 96 | [7 empty] | Pittsylvania | VA |  |  | East Danville - Roxborough 230 kV | 12/15/2024 | 2/28/2025 |  | Document Posted | Document Posted | Document Posted |  | Document Posted |  |  | AEP | [23 empty] | AD2-022 | [5 empty] | Generation Interconnection | [7 empty] | Engineering and Procurement | 96 |  | Capacity |  |  |  | https://www.pjm.com/pub/planning/project-queues/feas_docs/ad2022_fea.pdf | https://www.pjm.com/pub/planning/project-queues/impact_studies/ad2022_imp.pdf | https://www.pjm.com/pub/planning/project-queues/facilities/ad2022_fac.pdf | https://www.pjm.com/pub/planning/project-queues/isa/ad2_022_isa.pdf |  | https://www.pjm.com/pub/planning/project-queues/csa/ad2_022_csa.pdf | Document Posted |  |  |  |  | 12/15/2024 |  | 2/28/2025 |  | N | No
PJM | Firefly Solar |  | 12/2/2017 | [7 empty] | Solar |  |  |  | 95 |  |  |  |  | 54 | [7 empty] | Pittsylvania | VA |  |  | East Danville - Roxborough 230 kV | 12/15/2024 | 2/28/2025 |  | Document Posted | Document Posted | Document Posted |  | Document Posted |  |  | AEP | [23 empty] | AD2-023 | [5 empty] | Generation Interconnection | [7 empty] | Engineering and Procurement | 150 |  | Capacity |  |  |  | https://www.pjm.com/pub/planning/project-queues/feas_docs/ad2023_fea.pdf | https://www.pjm.com/pub/planning/project-queues/impact_studies/ad2023_imp.pdf | https://www.pjm.com/pub/planning/project-queues/facilities/ad2023_fac.pdf | https://www.pjm.com/pub/planning/project-queues/isa/ad2_023_isa.pdf |  | https://www.pjm.com/pub/planning/project-queues/csa/ad2_023_csa.pdf | Document Posted |  |  |  |  | 12/15/2024 |  | 2/28/2025 |  | N | No
PJM | Clinton Solar |  | 12/15/2017 | [7 empty] | Solar |  |  |  | 19 |  |  |  |  | 49.9 | [7 empty] | Clinton | OH |  |  | Martinsville-Wilmington 69 kV | 11/30/2024 | 12/31/2024 |  | Document Posted | Document Posted | Document Posted |  | Document Posted |  |  | Dayton | [23 empty] | AD2-031 | [5 empty] | Generation Interconnection | [7 empty] | Engineering and Procurement | 49.9 |  | Capacity |  |  |  | https://www.pjm.com/pub/planning/project-queues/feas_docs/ad2031_fea.pdf | https://www.pjm.com/pub/planning/project-queues/impact_studies/ad2031_imp.pdf | https://www.pjm.com/pub/planning/project-queues/facilities/ad2031_fac.pdf | https://www.pjm.com/pub/planning/project-queues/isa/ad2_031_isa.pdf |  | https://www.pjm.com/pub/planning/project-queues/csa/ad2_031_csa.pdf | Document Posted |  |  |  |  | 12/15/2024 |  | 12/31/2024 |  | N | No
PJM | Osagrove Flats Wind |  | 1/21/2018 | [7 empty] | Wind |  |  |  | 26.4 |  |  |  |  | 150 | [7 empty] | Lasalle | IL |  |  | Powerton-Nevada 345 kV | 9/30/2026 | 10/30/2026 |  | Document Posted | Document Posted | Document Posted |  | Document Posted |  |  | ComEd | [23 empty] | AD2-038 | [5 empty] | Generation Interconnection | [7 empty] | Engineering and Procurement | 150 |  | Capacity |  |  |  | https://www.pjm.com/pub/planning/project-queues/feas_docs/ad2038_fea.pdf | https://www.pjm.com/pub/planning/project-queues/impact_studies/ad2038_imp.htm | https://www.pjm.com/pub/planning/project-queues/facilities/ad2038_fac.pdf | https://www.pjm.com/pub/planning/project-queues/isa/ad2_038_isa.pdf |  | https://www.pjm.com/pub/planning/project-queues/csa/ad2_038_csa.pdf | Document Posted |  |  |  |  | 9/30/2026 |  | 10/30/2026 |  | N | No
PJM | Walnut Solar I |  | 1/20/2018 | [7 empty] | Solar |  |  |  | 7.6 |  |  |  |  | 20 | [7 empty] | King and Queen | VA |  |  | Harmony Village-Shackleford 115 kV |  | 12/31/2023 |  | Document Posted | Document Posted | Document Posted |  | Document Posted |  |  | Dominion | [23 empty] | AD2-039 | [5 empty] | Generation Interconnection | [7 empty] | Under Construction | 90 |  | Capacity |  |  |  | https://www.pjm.com/pub/planning/project-queues/feas_docs/ad2039_fea.pdf | https://www.pjm.com/pub/planning/project-queues/impact_studies/ad2039_imp.pdf | https://www.pjm.com/pub/planning/project-queues/facilities/ad2039_fac.pdf | https://www.pjm.com/pub/planning/project-queues/isa/ad2_039_isa.pdf |  | https://www.pjm.com/pub/planning/project-queues/csa/ad2_039_csa.pdf | Document Posted |  |  |  |  | 10/28/2025 |  | 12/31/2023 |  | N | No
PJM | Lower Crossing Wind |  | 1/31/2018 | [7 empty] | Wind |  |  |  | 34 |  |  |  |  | 200 | [7 empty] | Kankakee | IL |  |  | Davis Creek 138 kV | 10/31/2026 | 11/30/2026 |  | Document Posted | Document Posted | Document Posted |  | Document Posted |  |  | ComEd | [23 empty] | AD2-047 | [5 empty] | Generation Interconnection | [7 empty] | Engineering and Procurement | 200 |  | Capacity |  |  |  | https://www.pjm.com/pub/planning/project-queues/feas_docs/ad2047_fea.pdf | https://www.pjm.com/pub/planning/project-queues/impact_studies/ad2047_imp.htm | https://www.pjm.com/pub/planning/project-queues/facilities/ad2047_fac.pdf | https://www.pjm.com/pub/planning/project-queues/isa/ad2_047_isa.pdf |  | https://www.pjm.com/pub/planning/project-queues/csa/ad2_047_csa.pdf | Document Posted |  |  |  |  | 10/31/2026 |  | 11/30/2026 |  | N | No
PJM | Blue Moon Solar |  | 2/1/2018 | [7 empty] | Solar |  |  |  | 46.7 |  |  |  |  | 70 | [7 empty] | Harrison | KY |  |  | Cynthia-Headquarters 69 kV | 9/1/2025 | 9/30/2025 |  | Document Posted | Document Posted | Document Posted |  | Document Posted |  |  | EKPC | [23 empty] | AD2-048 | [5 empty] | Generation Interconnection | [7 empty] | Engineering and Procurement | 70 |  | Capacity |  |  |  | https://www.pjm.com/pub/planning/project-queues/feas_docs/ad2048_fea.pdf | https://www.pjm.com/pub/planning/project-queues/impact_studies/ad2048_imp.pdf | https://www.pjm.com/pub/planning/project-queues/facilities/ad2048_fac.pdf | https://www.pjm.com/pub/planning/project-queues/isa/ad2_048_isa.pdf |  | https://www.pjm.com/pub/planning/project-queues/csa/ad2_048_csa.pdf | Document Posted |  |  |  |  | 10/1/2025 |  | 9/30/2025 |  | N | No
PJM |  |  | 3/1/2018 | [7 empty] | Solar |  |  |  | 69.6 |  |  |  |  | 116 | [7 empty] | Grundy | IL |  |  | Mazon-Crescent Ridge 138 kV | 10/10/2026 | 8/10/2026 |  | Document Posted | Document Posted | Document Posted |  | Document Posted |  |  | ComEd | [23 empty] | AD2-066 | [5 empty] | Generation Interconnection | [7 empty] | Engineering and Procurement | 116 |  | Capacity |  |  |  | https://www.pjm.com/pub/planning/project-queues/feas_docs/ad2066_fea.pdf | https://www.pjm.com/pub/planning/project-queues/impact_studies/ad2066_imp.htm | https://www.pjm.com/pub/planning/project-queues/facilities/ad2066_fac.pdf | https://www.pjm.com/pub/planning/project-queues/isa/ad2_066_isa.pdf |  | https://www.pjm.com/pub/planning/project-queues/csa/ad2_066_csa.pdf | Document Posted |  |  |  |  | 11/30/2025 |  | 8/10/2026 |  | N | No
PJM | Hardin Energy Center – Phase 3 |  | 3/21/2018 | [7 empty] | Solar |  |  |  | 138 |  |  |  |  | 230 | [7 empty] | Hardin | OH |  |  | Hardin Switch 345 kV | 9/2/2024 | 12/31/2025 |  | Document Posted | Document Posted | Document Posted |  | Document Posted |  |  | AEP | [23 empty] | AD2-086 | [5 empty] | Generation Interconnection | [7 empty] | Under Construction | 230 |  | Capacity |  |  |  | https://www.pjm.com/pub/planning/project-queues/feas_docs/ad2086_fea.pdf | https://www.pjm.com/pub/planning/project-queues/impact_studies/ad2086_imp.pdf | https://www.pjm.com/pub/planning/project-queues/facilities/ad2086_fac.pdf | https://www.pjm.com/pub/planning/project-queues/isa/ad2_086_isa.pdf |  | https://www.pjm.com/pub/planning/project-queues/csa/ad2_086_csa.pdf | Document Posted |  |  |  |  | 9/16/2024 |  | 12/31/2025 |  | N | No
PJM | Hardin Energy Center – Storage I |  | 3/20/2018 | [7 empty] | Storage |  |  |  | 50 |  |  |  |  | 50 | [7 empty] | Hardin | OH |  |  | Hardin Tap 345kV | 10/15/2025 | 12/31/2025 |  | Document Posted | Document Posted | Document Posted |  | Document Posted |  |  | AEP | [23 empty] | AD2-091 | [5 empty] | Generation Interconnection | [7 empty] | Engineering and Procurement | 50 |  | Capacity |  |  |  | https://www.pjm.com/pub/planning/project-queues/feas_docs/ad2091_fea.pdf | https://www.pjm.com/pub/planning/project-queues/impact_studies/ad2091_imp.pdf | https://www.pjm.com/pub/planning/project-queues/facilities/ad2091_fac.pdf | https://www.pjm.com/pub/planning/project-queues/isa/ad2_091_isa.pdf |  | https://www.pjm.com/pub/planning/project-queues/csa/ad2_091_csa.pdf | Document Posted |  |  |  |  | 11/15/2025 |  | 12/31/2025 |  | N | No
PJM | Cadence Solar II Energy Center |  | 3/22/2018 | [7 empty] | Solar |  |  |  | 105 |  |  |  |  | 175 | [7 empty] | Union | OH |  |  | Marysville 345kV | 11/18/2024 | 1/30/2026 |  | Document Posted | Document Posted | Document Posted |  | Document Posted |  |  | AEP | [23 empty] | AD2-092 | [5 empty] | Generation Interconnection | [7 empty] | Engineering and Procurement | 175 |  | Capacity |  |  |  | https://www.pjm.com/pub/planning/project-queues/feas_docs/ad2092_fea.pdf | https://www.pjm.com/pub/planning/project-queues/impact_studies/ad2092_imp.pdf | https://www.pjm.com/pub/planning/project-queues/facilities/ad2092_fac.pdf | https://www.pjm.com/pub/planning/project-queues/isa/ad2_092_isa.pdf |  | https://www.pjm.com/pub/planning/project-queues/csa/ad2_092_csa.pdf | Document Posted |  |  |  |  | 12/18/2024 |  | 1/30/2026 |  | N | No
PJM | Cadence Solar Energy Center |  | 3/21/2018 | [7 empty] | Solar |  |  |  | 135 |  |  |  |  | 225 | [7 empty] | Union | OH |  |  | Marysville 345kV | 11/18/2024 | 1/30/2026 |  | Document Posted | Document Posted | Document Posted |  | Document Posted |  |  | AEP | [23 empty] | AD2-093 | [5 empty] | Generation Interconnection | [7 empty] | Under Construction | 225 |  | Capacity |  |  |  | https://www.pjm.com/pub/planning/project-queues/feas_docs/ad2093_fea.pdf | https://www.pjm.com/pub/planning/project-queues/impact_studies/ad2093_imp.pdf | https://www.pjm.com/pub/planning/project-queues/facilities/ad2093_fac.pdf | https://www.pjm.com/pub/planning/project-queues/isa/ad2_093_isa.pdf |  | https://www.pjm.com/pub/planning/project-queues/csa/ad2_093_csa.pdf | Document Posted |  |  |  |  | 12/18/2024 |  | 1/30/2026 |  | N | No
PJM | Broomstick Solar Energy Centergy Center |  | 3/23/2018 | [7 empty] | Solar |  |  |  | 126 |  |  |  |  | 210 | [7 empty] | Christian | IL |  |  | Kincaid-Pana 345 kV | 10/7/2028 | 12/7/2028 |  | Document Posted | Document Posted | Document Posted |  | Document Posted |  |  | ComEd | [23 empty] | AD2-100 | [5 empty] | Generation Interconnection | [7 empty] | Engineering and Procurement | 210 |  | Capacity |  |  |  | https://www.pjm.com/pub/planning/project-queues/feas_docs/ad2100_fea.pdf | https://www.pjm.com/pub/planning/project-queues/impact_studies/ad2100_imp.htm | https://www.pjm.com/pub/planning/project-queues/facilities/ad2100_fac.pdf | https://www.pjm.com/pub/planning/project-queues/isa/ad2_100_isa.pdf |  | https://www.pjm.com/pub/planning/project-queues/csa/ad2_100_csa.pdf | Document Posted |  |  |  |  | 11/7/2028 |  | 12/7/2028 |  | N | No
PJM | Broomstick Solar Energy Centergy Center |  | 3/24/2018 | [7 empty] | Solar |  |  |  | 8.3 |  |  |  |  | 50 | [7 empty] | Christian | IL |  |  | Kincaid-Pana 345kV | 9/24/2026 | 12/7/2028 |  | Document Posted | Document Posted | Document Posted |  | Document Posted |  |  | ComEd | [23 empty] | AD2-131 | [5 empty] | Generation Interconnection | [7 empty] | Engineering and Procurement | 50 |  | Capacity |  |  |  | https://www.pjm.com/pub/planning/project-queues/feas_docs/ad2131_fea.pdf | https://www.pjm.com/pub/planning/project-queues/impact_studies/ad2131_imp.htm | https://www.pjm.com/pub/planning/project-queues/facilities/ad2131_fac.pdf | https://www.pjm.com/pub/planning/project-queues/isa/ad2_131_isa.pdf |  | https://www.pjm.com/pub/planning/project-queues/csa/ad2_131_csa.pdf | Document Posted |  |  |  |  | 9/24/2026 |  | 12/7/2028 |  | N | No
PJM | Shady Oaks Wind Power Project |  | 3/25/2018 | [7 empty] | Wind |  |  |  | 21.2 |  |  |  |  | 105.9 | [7 empty] | Lee | IL |  |  | Shady Oaks | 9/7/2023 | 12/7/2027 |  | Document Posted | Document Posted | Document Posted |  | Document Posted |  |  | ComEd | [23 empty] | AD2-134 | [5 empty] | Generation Interconnection | [7 empty] | Partially in Service - Under Construction | 215.4 | 105.9 | Capacity |  |  |  | https://www.pjm.com/pub/planning/project-queues/feas_docs/ad2134_fea.pdf | https://www.pjm.com/pub/planning/project-queues/impact_studies/ad2134_imp.htm | https://www.pjm.com/pub/planning/project-queues/facilities/ad2134_fac.pdf | https://www.pjm.com/pub/planning/project-queues/isa/ad2_134_isa.pdf |  | https://www.pjm.com/pub/planning/project-queues/csa/ad2_134_csa.pdf | Document Posted |  |  |  |  | 9/16/2023 |  | 12/7/2027 |  | N | No
PJM | Monroe-Sicklerville Road LF Solar |  | 3/23/2018 | [7 empty] | Solar |  |  |  | 0.6 |  |  |  |  | 1.62 | [7 empty] | Gloucester | NJ |  |  | Williamstown 12kV |  | 3/1/2025 |  | Document Posted | Document Posted | Document Posted |  | Wholesale Market Participation Agreement |  |  | AEC | [23 empty] | AD2-135 | [5 empty] | Generation Interconnection | [7 empty] | Engineering and Procurement | 1.62 |  | Capacity |  |  |  | https://www.pjm.com/pub/planning/project-queues/feas_docs/ad2135_fea.pdf | https://www.pjm.com/pub/planning/project-queues/impact_studies/ad2135_imp.pdf | https://www.pjm.com/pub/planning/project-queues/facilities/ad2135_fac.pdf |  | https://www.pjm.com/pub/planning/project-queues/wmpa/ad2135_wmpa.pdf | https://www.pjm.com/pub/planning/project-queues/csa/ad2135_wmpa.pdf | Not Required |  |  |  |  | 3/1/2025 |  | 3/1/2025 |  | N | No
PJM | Wild Hill Solar |  | 3/24/2018 | [7 empty] | Solar |  |  |  | 46.5 |  |  |  |  | 77.5 | [7 empty] | Jefferson | WV |  |  | Old Chapel-Millville 138kV | 10/15/2025 | 9/1/2024 |  | Document Posted | Document Posted | Document Posted |  | Document Posted |  |  | APS | [23 empty] | AD2-158 | [5 empty] | Generation Interconnection | [7 empty] | Engineering and Procurement | 77.5 |  | Capacity |  |  |  | https://www.pjm.com/pub/planning/project-queues/feas_docs/ad2158_fea.pdf | https://www.pjm.com/pub/planning/project-queues/impact_studies/ad2158_imp.pdf | https://www.pjm.com/pub/planning/project-queues/facilities/ad2158_fac.pdf | https://www.pjm.com/pub/planning/project-queues/isa/ad2_158_isa.pdf |  | https://www.pjm.com/pub/planning/project-queues/csa/ad2_158_csa.pdf | Document Posted |  |  |  |  | 12/15/2025 |  | 9/1/2024 |  | N | No
PJM | Glen Falls Facility |  | 3/31/2018 | [7 empty] | Natural Gas |  |  |  | 20 |  |  |  |  | 45 | [7 empty] | Harrison | WV |  |  | Glen Falls 138kV | 8/31/2026 | 3/31/2028 |  | Document Posted | Document Posted | Not Required |  | Document Posted |  |  | APS | [23 empty] | AD2-192 | [5 empty] | Generation Interconnection | [7 empty] | Engineering and Procurement | 625 |  | Capacity |  |  |  | https://www.pjm.com/pub/planning/project-queues/feas_docs/ad2192_fea.pdf | https://www.pjm.com/pub/planning/project-queues/impact_studies/ad2192_imp.pdf |  | https://www.pjm.com/pub/planning/project-queues/isa/ad2_192_isa.pdf |  | https://www.pjm.com/pub/planning/project-queues/csa/ad2_192_csa.pdf | Document Posted |  |  |  |  | 3/31/2027 |  | 3/31/2028 |  | N | No
PJM | Jackson Generation |  | 3/31/2018 | [7 empty] | Natural Gas |  |  |  | 120 |  |  |  |  | 60 | [7 empty] | Will | IL |  |  | Elwood 345 kV |  | 4/26/2024 |  | Document Posted | Document Posted | Not Required |  | Document Posted |  |  | ComEd | [23 empty] | AD2-194 | [5 empty] | Generation Interconnection | [7 empty] | Partially in Service - Under Construction | 1260.9 | 19.49 | Capacity |  |  |  | https://www.pjm.com/pub/planning/project-queues/feas_docs/ad2194_fea.pdf | https://www.pjm.com/pub/planning/project-queues/impact_studies/ad2194_imp.htm |  | https://www.pjm.com/pub/planning/project-queues/isa/ad2_194_isa.pdf |  |  | Not Required |  |  |  |  | 6/1/2024 |  | 4/26/2024 |  | N | No
PJM | Walnut Solar I |  | 4/7/2018 | [7 empty] | Solar |  |  |  | 7.6 |  |  |  |  | 20 | [7 empty] | King and Queen | VA |  |  | Harmony Village-Shackleford 115 kV |  | 12/31/2023 |  | Document Posted | Document Posted | Not Required |  | Document Posted |  |  | Dominion | [23 empty] | AE1-004 | [5 empty] | Generation Interconnection | [7 empty] | Under Construction | 110 |  | Capacity |  |  |  | https://www.pjm.com/pub/planning/project-queues/feas_docs/ae1004_fea.pdf | https://www.pjm.com/pub/planning/project-queues/impact_studies/ae1004_imp.pdf |  | https://www.pjm.com/pub/planning/project-queues/isa/ae1_004_isa.pdf |  |  | Not Required |  |  |  |  | 10/15/2025 |  | 12/31/2023 |  | N | No
PJM | Fayette Solar |  | 6/26/2018 | [7 empty] | Solar |  |  |  | 31.6 |  |  |  |  | 48 | [7 empty] | Fayette | OH |  |  | Greenfield 69 kV | 10/18/2024 | 5/31/2024 |  | Document Posted | Document Posted | Document Posted |  | Document Posted |  |  | Dayton | [23 empty] | AE1-040 | [5 empty] | Generation Interconnection | [7 empty] | Under Construction | 48 |  | Capacity |  |  |  | https://www.pjm.com/pub/planning/project-queues/feas_docs/ae1040_fea.pdf | https://www.pjm.com/pub/planning/project-queues/impact_studies/ae1040_imp.pdf | https://www.pjm.com/pub/planning/project-queues/facilities/ae1040_fac.pdf | https://www.pjm.com/pub/planning/project-queues/isa/ae1_040_isa.pdf |  | https://www.pjm.com/pub/planning/project-queues/csa/ae1_040_csa.pdf | Document Posted |  |  |  |  | 12/16/2024 |  | 5/31/2024 |  | N | No
PJM | Gavin Unit No. 1 |  | 7/20/2018 | [7 empty] | Coal |  |  |  | 18 |  |  |  |  | 18 | [7 empty] | Gallia | OH |  |  | Gavin Unit 1 765 kV |  | 6/9/2024 |  | Document Posted | Document Posted | Not Required |  | Document Posted |  |  | AEP | [23 empty] | AE1-050 | [5 empty] | Generation Interconnection | [7 empty] | Partially in Service - Under Construction | 1349 |  | Capacity |  |  |  | https://www.pjm.com/pub/planning/project-queues/feas_docs/ae1050_fea.pdf | https://www.pjm.com/pub/planning/project-queues/impact_studies/ae1050_imp.pdf |  | https://www.pjm.com/pub/planning/project-queues/isa/ae1_050_isa.pdf |  |  | Not Required | [6 empty] | 6/9/2024 |  | N | No
PJM |  |  | 7/31/2018 | [7 empty] | Natural Gas |  |  |  | 135 |  |  |  |  | 0 | [7 empty] | Will | IL |  |  | Elwood 345 kV |  | 12/31/2020 |  | Document Posted | Document Posted | In Progress |  |  |  |  | ComEd | [23 empty] | AE1-070 - moved to TC1 | [5 empty] | Generation Interconnection | [7 empty] | Active | 1610 |  | Capacity |  |  |  | https://www.pjm.com/pub/planning/project-queues/feas_docs/ae1070_fea.pdf | https://www.pjm.com/pub/planning/project-queues/impact_studies/ae1070_imp.pdf | [13 empty] | N | No
PJM | Aspen Road Solar |  | 7/31/2018 | [7 empty] | Solar |  |  |  | 62.1 |  |  |  |  | 100.1 | [7 empty] | Franklin | PA |  |  | Shade Gap-Roxbury 115 kV | 12/9/2024 | 12/31/2024 |  | Document Posted | Document Posted | Document Posted |  | Document Posted |  |  | PENELEC | [23 empty] | AE1-071 | [5 empty] | Generation Interconnection | [7 empty] | Under Construction | 100.1 |  | Capacity |  |  |  | https://www.pjm.com/pub/planning/project-queues/feas_docs/ae1071_fea.pdf | https://www.pjm.com/pub/planning/project-queues/impact_studies/ae1071_imp.pdf | https://www.pjm.com/pub/planning/project-queues/facilities/ae1071_fac.pdf | https://www.pjm.com/pub/planning/project-queues/isa/ae1_071_isa.pdf |  | https://www.pjm.com/pub/planning/project-queues/csa/ae1_071_csa.pdf | Document Posted |  |  |  |  | 12/31/2024 |  | 12/31/2024 |  | N | No
PJM | Shawboro Solar |  | 7/31/2018 | [7 empty] | Solar |  |  |  | 98.6 |  |  |  |  | 150 | [7 empty] | Currituck | NC |  |  | Shawboro-Sligo 230 kV |  | 12/1/2027 |  | Document Posted | Document Posted | Document Posted |  | Document Posted |  |  | Dominion | [23 empty] | AE1-072 | [5 empty] | Generation Interconnection | [7 empty] | Engineering and Procurement | 150 |  | Capacity |  |  |  | https://www.pjm.com/pub/planning/project-queues/feas_docs/ae1072_fea.pdf | https://www.pjm.com/pub/planning/project-queues/impact_studies/ae1072_imp.pdf | https://www.pjm.com/pub/planning/project-queues/facilities/ae1072_fac.pdf | https://www.pjm.com/pub/planning/project-queues/isa/ae1_072_isa.pdf |  | https://www.pjm.com/pub/planning/project-queues/csa/ae1_072_csa.pdf | Document Posted |  |  |  |  | 11/1/2027 |  | 12/1/2027 |  | N | No
PJM | Powhatan Solar I, LLC |  | 8/2/2018 | [7 empty] | Solar |  |  |  | 12 |  |  |  |  | 18 | [7 empty] | Powhatan | VA |  |  | Powhatan 34.5 kV | 1/19/2024 | 12/1/2023 |  | Document Posted | Document Posted | Not Required |  | Wholesale Market Participation Agreement |  |  | Dominion | [23 empty] | AE1-075 | [5 empty] | Generation Interconnection | [7 empty] | Under Construction | 18 |  | Capacity |  |  |  | https://www.pjm.com/pub/planning/project-queues/feas_docs/ae1075_fea.pdf | https://www.pjm.com/pub/planning/project-queues/impact_studies/ae1075_imp.pdf |  |  | https://www.pjm.com/pub/planning/project-queues/wmpa/ae1075_wmpa.pdf | https://www.pjm.com/pub/planning/project-queues/csa/ae1075_wmpa.pdf | Not Required |  |  |  |  | 9/2/2024 |  | 12/1/2023 |  | N | No
PJM | Welcome Solar, LLC |  | 8/11/2018 | [7 empty] | Solar; Storage |  |  |  | 13.5 |  |  |  |  | 19.9 | [7 empty] | Mercer | PA |  |  | Maysville-Sharon 69 kV | 3/29/2024 | 5/29/2024 |  | Document Posted | Document Posted | Document Posted |  | Document Posted |  |  | ATSI | [23 empty] | AE1-079 | [5 empty] | Generation Interconnection | [7 empty] | Engineering and Procurement | 19.9 |  | Capacity |  |  |  | https://www.pjm.com/pub/planning/project-queues/feas_docs/ae1079_fea.pdf | https://www.pjm.com/pub/planning/project-queues/impact_studies/ae1079_imp.pdf | https://www.pjm.com/pub/planning/project-queues/facilities/ae1079_fac.pdf | https://www.pjm.com/pub/planning/project-queues/isa/ae1_079_isa.pdf |  | https://www.pjm.com/pub/planning/project-queues/csa/ae1_079_csa.pdf | Document Posted |  |  |  |  | 1/29/2026 |  | 5/29/2024 |  | N | No
PJM | Hardin Energy Center - Phase 3 |  | 9/1/2018 | [7 empty] | Solar |  |  |  | 21.56 |  |  |  |  | 50 | [7 empty] | Hardin | OH |  |  | Hardin Switch 345 kV | 9/2/2024 | 12/31/2025 |  | Document Posted | Document Posted | Document Posted |  | Document Posted |  |  | AEP | [23 empty] | AE1-090 | [5 empty] | Generation Interconnection | [7 empty] | Under Construction | 280 |  | Capacity |  |  |  | https://www.pjm.com/pub/planning/project-queues/feas_docs/ae1090_fea.pdf | https://www.pjm.com/pub/planning/project-queues/impact_studies/ae1090_imp.pdf | https://www.pjm.com/pub/planning/project-queues/facilities/ae1090_fac.pdf | https://www.pjm.com/pub/planning/project-queues/isa/ae1_090_isa.pdf |  | https://www.pjm.com/pub/planning/project-queues/csa/ae1_090_csa.pdf | Document Posted |  |  |  |  | 9/16/2024 |  | 12/31/2025 |  | N | No
PJM |  |  | 8/31/2018 | [7 empty] | Solar |  |  |  | 96.4 |  |  |  |  | 229.5 | [7 empty] | Union | OH |  |  | Blue Jacket-Kirby 138 kV |  | 12/31/2021 |  | Document Posted | Document Posted | In Progress |  |  |  |  | Dayton | [23 empty] | AE1-092 - moved to TC1 | [5 empty] | Generation Interconnection | [7 empty] | Active | 229.5 |  | Capacity |  |  |  | https://www.pjm.com/pub/planning/project-queues/feas_docs/ae1092_fea.pdf | https://www.pjm.com/pub/planning/project-queues/impact_studies/ae1092_imp.htm | [13 empty] | N | No
PJM | Vinton Energy Storage |  | 8/31/2018 | [7 empty] | Storage |  |  |  | 42 |  |  |  |  | 42 | [7 empty] | Vinton | OH |  |  | Elk 138 kV | 10/30/2026 | 12/31/2026 |  | Document Posted | Document Posted | Document Posted |  | Document Posted |  |  | AEP | [23 empty] | AE1-093 | [5 empty] | Generation Interconnection | [7 empty] | Engineering and Procurement | 42 |  | Capacity |  |  |  | https://www.pjm.com/pub/planning/project-queues/feas_docs/ae1093_fea.pdf | https://www.pjm.com/pub/planning/project-queues/impact_studies/ae1093_imp.htm | https://www.pjm.com/pub/planning/project-queues/facilities/ae1093_fac.pdf | https://www.pjm.com/pub/planning/project-queues/isa/ae1_093_isa.pdf |  | https://www.pjm.com/pub/planning/project-queues/csa/ae1_093_csa.pdf | Document Posted |  |  |  |  | 11/30/2026 |  | 12/31/2026 |  | N | No
PJM | Brandonville Solar |  | 9/11/2018 | [7 empty] | Solar |  |  |  | 59 |  |  |  |  | 99.6 | [7 empty] | Preston | WV |  |  | Lake Lynn-Hazelton 138 kV | 10/31/2026 | 12/31/2026 |  | Document Posted | Document Posted | Document Posted |  | Document Posted |  |  | APS | [23 empty] | AE1-106 | [5 empty] | Generation Interconnection | [7 empty] | Engineering and Procurement | 99.6 |  | Capacity |  |  |  | https://www.pjm.com/pub/planning/project-queues/feas_docs/ae1106_fea.pdf | https://www.pjm.com/pub/planning/project-queues/impact_studies/ae1106_imp.pdf | https://www.pjm.com/pub/planning/project-queues/facilities/ae1106_fac.pdf | https://www.pjm.com/pub/planning/project-queues/isa/ae1_106_isa.pdf |  | https://www.pjm.com/pub/planning/project-queues/csa/ae1_106_csa.pdf | Document Posted |  |  |  |  | 10/31/2026 |  | 12/31/2026 |  | N | No
PJM | Riverstone Solar |  | 9/13/2018 | [7 empty] | Solar |  |  |  | 89.7 |  |  |  |  | 149.5 | [7 empty] | Buckingham | VA |  |  | Bremo-Scottsville 138 kV | 12/12/2025 | 3/31/2026 |  | Document Posted | Document Posted | Document Posted |  | Document Posted |  |  | AEP | [23 empty] | AE1-108 | [5 empty] | Generation Interconnection | [7 empty] | Engineering and Procurement | 149.5 |  | Capacity |  |  |  | https://www.pjm.com/pub/planning/project-queues/feas_docs/ae1108_fea.pdf | https://www.pjm.com/pub/planning/project-queues/impact_studies/ae1108_imp.pdf | https://www.pjm.com/pub/planning/project-queues/facilities/ae1108_fac.pdf | https://www.pjm.com/pub/planning/project-queues/isa/ae1_108_isa.pdf |  | https://www.pjm.com/pub/planning/project-queues/csa/ae1_108_csa.pdf | Document Posted |  |  |  |  | 1/12/2026 |  | 3/31/2026 |  | N | No
PJM | Capon Bridge Solar |  | 9/14/2018 | [7 empty] | Solar |  |  |  | 8.7 |  |  |  |  | 20 | [7 empty] | Hampshire | WV |  |  | Frenchs Mill 34 kV | 6/20/2024 | 7/31/2024 |  | Document Posted | Document Posted | Not Required |  | Wholesale Market Participation Agreement |  |  | APS | [23 empty] | AE1-109 | [5 empty] | Generation Interconnection | [7 empty] | Under Construction | 20 |  | Capacity |  |  |  | https://www.pjm.com/pub/planning/project-queues/feas_docs/ae1109_fea.pdf | https://www.pjm.com/pub/planning/project-queues/impact_studies/ae1109_imp.pdf |  |  | https://www.pjm.com/pub/planning/project-queues/wmpa/ae1109_wmpa.pdf | https://www.pjm.com/pub/planning/project-queues/csa/ae1109_wmpa.pdf | Not Required |  |  |  |  | 7/10/2024 |  | 7/31/2024 |  | N | No
PJM | Panther Grove 2 |  | 9/14/2018 | [7 empty] | Wind |  |  |  | 66 |  |  |  |  | 300 | [7 empty] | Woodford | IL |  |  | Mole Creek 345 kV | 9/21/2026 | 1/18/2027 |  | Document Posted | Document Posted | Document Posted |  | Document Posted |  |  | ComEd | [23 empty] | AE1-113 | [5 empty] | Generation Interconnection | [7 empty] | Engineering and Procurement | 300 |  | Capacity |  |  |  | https://www.pjm.com/pub/planning/project-queues/feas_docs/ae1113_fea.pdf | https://www.pjm.com/pub/planning/project-queues/impact_studies/ae1113_imp.htm | https://www.pjm.com/pub/planning/project-queues/facilities/ae1113_fac.pdf | https://www.pjm.com/pub/planning/project-queues/isa/ae1_113_isa.pdf |  | https://www.pjm.com/pub/planning/project-queues/csa/ae1_113_csa.pdf | Document Posted |  |  |  |  | 9/21/2026 |  | 1/18/2027 |  | N | No
PJM |  |  | 9/13/2018 | [7 empty] | Wind |  |  |  | 34 |  |  |  |  | 150 | [7 empty] | Ogle | IL |  |  | Maryland-Lancaster 138 kV |  | 12/31/2021 |  | Document Posted | Document Posted | In Progress |  |  |  |  | ComEd | [23 empty] | AE1-114 - moved to TC1 | [5 empty] | Generation Interconnection | [7 empty] | Active | 150 |  | Capacity |  |  |  | https://www.pjm.com/pub/planning/project-queues/feas_docs/ae1114_fea.pdf | https://www.pjm.com/pub/planning/project-queues/impact_studies/ae1114_imp.pdf | [13 empty] | N | No
PJM | Northern Bobwhite Solar |  | 9/25/2018 | [7 empty] | Solar |  |  |  | 64.163 |  |  |  |  | 96 | [7 empty] | Marion | KY |  |  | Marion County 161 kV | 10/1/2025 | 12/31/2025 |  | Document Posted | Document Posted | Document Posted |  | Document Posted |  |  | EKPC | [23 empty] | AE1-143 | [5 empty] | Generation Interconnection | [7 empty] | Engineering and Procurement | 96 |  | Capacity |  |  |  | https://www.pjm.com/pub/planning/project-queues/feas_docs/ae1143_fea.pdf | https://www.pjm.com/pub/planning/project-queues/impact_studies/ae1143_imp.pdf | https://www.pjm.com/pub/planning/project-queues/facilities/ae1143_fac.pdf | https://www.pjm.com/pub/planning/project-queues/isa/ae1_143_isa.pdf |  | https://www.pjm.com/pub/planning/project-queues/csa/ae1_143_csa.pdf | Document Posted |  |  |  |  | 11/1/2025 |  | 12/31/2025 |  | N | No
PJM |  |  | 9/24/2018 | [7 empty] | Solar |  |  |  | 66.8 |  |  |  |  | 100 | [7 empty] | Fleming | KY |  |  | Goddard-Plumville 138 kV |  | 6/1/2022 |  | Document Posted | Document Posted | In Progress |  |  |  |  | EKPC | [23 empty] | AE1-144 - moved to TC1 | [5 empty] | Generation Interconnection | [7 empty] | Active | 100 |  | Capacity |  |  |  | https://www.pjm.com/pub/planning/project-queues/feas_docs/ae1144_fea.pdf | https://www.pjm.com/pub/planning/project-queues/impact_studies/ae1144_imp.pdf | [13 empty] | N | No | This project slid to the next queue
PJM | Border Basin |  | 9/25/2018 | [7 empty] | Solar |  |  |  | 81.8 |  |  |  |  | 120 | [7 empty] | Hancock | OH |  |  | Ebersole #2-Fostoria Central 138 kV | 10/3/2025 | 12/31/2025 |  | Document Posted | Document Posted | Document Posted |  | Document Posted |  |  | AEP | [23 empty] | AE1-146 | [5 empty] | Generation Interconnection | [7 empty] | Engineering and Procurement | 120 |  | Capacity |  |  |  | https://www.pjm.com/pub/planning/project-queues/feas_docs/ae1146_fea.pdf | https://www.pjm.com/pub/planning/project-queues/impact_studies/ae1146_imp.pdf | https://www.pjm.com/pub/planning/project-queues/facilities/ae1146_fac.pdf | https://www.pjm.com/pub/planning/project-queues/isa/ae1_146_isa.pdf |  | https://www.pjm.com/pub/planning/project-queues/csa/ae1_146_csa.pdf | Document Posted |  |  |  |  | 11/3/2025 |  | 12/31/2025 |  | N | No
PJM |  |  | 9/24/2018 | [7 empty] | Solar |  |  |  | 54 |  |  |  |  | 90 | [7 empty] | Mecklenburg | VA |  |  | Kerr Dam-Ridge Rd 115 kV |  | 12/1/2021 |  | Document Posted | Document Posted | In Progress |  |  |  |  | Dominion | [23 empty] | AE1-148 - moved to TC1 | [5 empty] | Generation Interconnection | [7 empty] | Active | 90 |  | Capacity |  |  |  | https://www.pjm.com/pub/planning/project-queues/feas_docs/ae1148_fea.pdf | https://www.pjm.com/pub/planning/project-queues/impact_studies/ae1148_imp.pdf | [13 empty] | N | No
PJM | Bookers Mill Solar |  | 9/26/2018 | [7 empty] | Solar |  |  |  | 76.2 |  |  |  |  | 127 | [7 empty] | City of Richmond | VA |  |  | Garner-Northern Neck 115 kV | 10/6/2023 | 5/14/2024 |  | Document Posted | Document Posted | Document Posted |  | Document Posted |  |  | Dominion | [23 empty] | AE1-155 | [5 empty] | Generation Interconnection | [7 empty] | Partially in Service - Under Construction | 127 | 127 | Capacity |  |  |  | https://www.pjm.com/pub/planning/project-queues/feas_docs/ae1155_fea.pdf | https://www.pjm.com/pub/planning/project-queues/impact_studies/ae1155_imp.pdf | https://www.pjm.com/pub/planning/project-queues/facilities/ae1155_fac.pdf | https://www.pjm.com/pub/planning/project-queues/isa/ae1_155_isa.pdf |  | https://www.pjm.com/pub/planning/project-queues/csa/ae1_155_csa.pdf | Document Posted |  |  |  |  | 3/12/2024 |  | 5/14/2024 |  | N | No
PJM | Quakertown Solar Farm |  | 9/25/2018 | [7 empty] | Solar |  |  |  | 4.1 |  |  |  |  | 7.6 | [7 empty] | Hunterdon | NJ |  |  | Quakertown Solar II 34.5 kV |  | 12/31/2024 |  | Document Posted | Document Posted | Not Required |  | Document Posted |  |  | JCPL | [23 empty] | AE1-156 | [5 empty] | Generation Interconnection | [7 empty] | Under Construction | 17.6 |  | Capacity |  |  |  | https://www.pjm.com/pub/planning/project-queues/feas_docs/ae1156_fea.pdf | https://www.pjm.com/pub/planning/project-queues/impact_studies/ae1156_imp.pdf |  | https://www.pjm.com/pub/planning/project-queues/isa/ae1_156_isa.pdf |  | https://www.pjm.com/pub/planning/project-queues/csa/ae1_156_csa.pdf | Document Posted |  |  |  |  | 11/30/2024 |  | 12/31/2024 |  | N | No
PJM | Panther Grove Wind |  | 9/24/2018 | [7 empty] | Wind |  |  |  | 49 |  |  |  |  | 350 | [7 empty] | Woodford | IL |  |  | Powerton-Nevada 345 kV | 11/1/2026 | 2/1/2027 |  | Document Posted | Document Posted | Document Posted |  | Document Posted |  |  | ComEd | [23 empty] | AE1-163 | [5 empty] | Generation Interconnection | [7 empty] | Engineering and Procurement | 350 |  | Capacity |  |  |  | https://www.pjm.com/pub/planning/project-queues/feas_docs/ae1163_fea.pdf | https://www.pjm.com/pub/planning/project-queues/impact_studies/ae1163_imp.htm | https://www.pjm.com/pub/planning/project-queues/facilities/ae1163_fac.pdf | https://www.pjm.com/pub/planning/project-queues/isa/ae1_163_isa.pdf |  | https://www.pjm.com/pub/planning/project-queues/csa/ae1_163_csa.pdf | Document Posted |  |  |  |  | 11/1/2026 |  | 2/1/2027 |  | N | No
PJM |  |  | 9/24/2018 | [7 empty] | Solar |  |  |  | 78 |  |  |  |  | 150 | [7 empty] | Kankakee | IL |  |  | Loretto-Wilton & Braidwood-Davis Creek |  | 9/30/2020 |  | Document Posted | Document Posted | In Progress |  |  |  |  | ComEd | [23 empty] | AE1-166 | [5 empty] | Generation Interconnection | [7 empty] | Active | 1000 |  | Capacity |  |  |  | https://www.pjm.com/pub/planning/project-queues/feas_docs/ae1166_fea.pdf | https://www.pjm.com/pub/planning/project-queues/impact_studies/ae1166_imp.html | [13 empty] | N | No
PJM | Wingstem Solar Energy Farm |  | 9/25/2018 | [7 empty] | Solar |  |  |  | 63 |  |  |  |  | 150 | [7 empty] | Cass | MI |  |  | Kenzie Creek-Colby 138 kV | 10/31/2025 | 12/31/2025 |  | Document Posted | Document Posted | Document Posted |  | Document Posted |  |  | AEP | [23 empty] | AE1-170 | [5 empty] | Generation Interconnection | [7 empty] | Engineering and Procurement | 150 |  | Capacity |  |  |  | https://www.pjm.com/pub/planning/project-queues/feas_docs/ae1170_fea.pdf | https://www.pjm.com/pub/planning/project-queues/impact_studies/ae1170_imp.htm | https://www.pjm.com/pub/planning/project-queues/facilities/ae1170_fac.pdf | https://www.pjm.com/pub/planning/project-queues/isa/ae1_170_isa.pdf |  | https://www.pjm.com/pub/planning/project-queues/csa/ae1_170_csa.pdf | Document Posted |  |  |  |  | 11/30/2025 |  | 12/31/2025 |  | N | No
PJM |  |  | 9/25/2018 | [7 empty] | Wind |  |  |  | 44.88 |  |  |  |  | 255 | [7 empty] | Livingston | IL |  |  | Loretto-Wilton Center |  | 10/1/2021 |  | Document Posted | Document Posted | In Progress |  |  |  |  | ComEd | [23 empty] | AE1-172 - moved to TC1 | [5 empty] | Generation Interconnection | [7 empty] | Active | 255 |  | Capacity |  |  |  | https://www.pjm.com/pub/planning/project-queues/feas_docs/ae1172_fea.pdf | https://www.pjm.com/pub/planning/project-queues/impact_studies/ae1172_imp.pdf | [13 empty] | N | No
PJM |  |  | 9/25/2018 | [7 empty] | Solar |  |  |  | 480 |  |  |  |  | 800 | [7 empty] | Sussex | VA |  |  | Carson-Suffolk 500 kV |  | 12/31/2021 |  | Document Posted | Document Posted | In Progress |  |  |  |  | Dominion | [23 empty] | AE1-173 | [5 empty] | Generation Interconnection | [7 empty] | Active | 800 |  | Capacity |  |  |  | https://www.pjm.com/pub/planning/project-queues/feas_docs/ae1173_fea.pdf | https://www.pjm.com/pub/planning/project-queues/impact_studies/ae1173_imp.pdf | [13 empty] | N | No
PJM | Buckshutem Solar I |  | 9/25/2018 | [7 empty] | Solar |  |  |  | 35 |  |  |  |  | 59.7 | [7 empty] | Cumberland | NJ |  |  | South Millville-Newport 69 kV |  | 1/31/2027 |  | Document Posted | Document Posted | Document Posted |  | Document Posted |  |  | AEC | [23 empty] | AE1-179 | [5 empty] | Generation Interconnection | [7 empty] | Engineering and Procurement | 59.7 |  | Capacity |  |  |  | https://www.pjm.com/pub/planning/project-queues/feas_docs/ae1179_fea.pdf | https://www.pjm.com/pub/planning/project-queues/impact_studies/ae1179_imp.pdf | https://www.pjm.com/pub/planning/project-queues/facilities/ae1179_fac.pdf | https://www.pjm.com/pub/planning/project-queues/isa/ae1_179_isa.pdf |  | https://www.pjm.com/pub/planning/project-queues/csa/ae1_179_csa.pdf | Document Posted |  |  |  |  | 1/31/2027 |  | 1/31/2027 |  | N | No
PJM | Jackson Center Solar Facility |  | 9/26/2018 | [7 empty] | Solar |  |  |  | 12 |  |  |  |  | 20 | [7 empty] | Mercer | PA |  |  | Maysville-McDowell 69 kV | 4/20/2025 | 5/15/2023 |  | Document Posted | Document Posted | Document Posted |  | Document Posted |  |  | ATSI | [23 empty] | AE1-183 | [5 empty] | Generation Interconnection | [7 empty] | Engineering and Procurement | 20 |  | Capacity |  |  |  | https://www.pjm.com/pub/planning/project-queues/feas_docs/ae1183_fea.pdf | https://www.pjm.com/pub/planning/project-queues/impact_studies/ae1183_imp.pdf | https://www.pjm.com/pub/planning/project-queues/facilities/ae1183_fac.pdf | https://www.pjm.com/pub/planning/project-queues/isa/ae1_183_isa.pdf |  | https://www.pjm.com/pub/planning/project-queues/csa/ae1_183_csa.pdf | Document Posted |  |  |  |  | 5/1/2025 |  | 5/15/2023 |  | N | No
PJM | Cottontail Solar 1 |  | 9/30/2018 | [7 empty] | Solar |  |  |  | 12.6 |  |  |  |  | 20 | [7 empty] | York | PA |  |  | Hokes-Jackson 69 kV | 3/9/2023 | 2/28/2024 |  | Document Posted | Document Posted | Document Posted |  | Document Posted |  |  | ME | [23 empty] | AE1-185 | [5 empty] | Generation Interconnection | [7 empty] | Under Construction | 20 |  | Capacity |  |  |  | https://www.pjm.com/pub/planning/project-queues/feas_docs/ae1185_fea.pdf | https://www.pjm.com/pub/planning/project-queues/impact_studies/ae1185_imp.pdf | https://www.pjm.com/pub/planning/project-queues/facilities/ae1185_fac.pdf | https://www.pjm.com/pub/planning/project-queues/isa/ae1_185_isa.pdf |  | https://www.pjm.com/pub/planning/project-queues/csa/ae1_185_csa.pdf | Document Posted |  |  |  |  | 7/16/2024 |  | 2/28/2024 |  | N | No
PJM | Carvers Creek Solar |  | 9/28/2018 | [7 empty] | Solar |  |  |  | 12 |  |  |  |  | 20 | [7 empty] | Gloucester | VA |  |  | Harmony Village-Shackleford 115 kV | 4/4/2024 | 11/30/2025 |  | Document Posted | Document Posted | Not Required |  | Document Posted |  |  | Dominion | [23 empty] | AE1-190 | [5 empty] | Generation Interconnection | [7 empty] | Engineering and Procurement | 20 |  | Capacity |  |  |  | https://www.pjm.com/pub/planning/project-queues/feas_docs/ae1190_fea.pdf | https://www.pjm.com/pub/planning/project-queues/impact_studies/ae1190_imp.pdf |  | https://www.pjm.com/pub/planning/project-queues/isa/ae1_190_isa.pdf |  | https://www.pjm.com/pub/planning/project-queues/csa/ae1_190_csa.pdf | Document Posted |  |  |  |  | 7/11/2024 |  | 11/30/2025 |  | N | No
PJM | Carvers Creek Solar |  | 9/28/2018 | [7 empty] | Solar |  |  |  | 48 |  |  |  |  | 80 | [7 empty] | Gloucester | VA |  |  | Harmony Village-Shackleford 115 kV | 4/4/2024 | 11/30/2025 |  | Document Posted | Document Posted | Not Required |  | Document Posted |  |  | Dominion | [23 empty] | AE1-191 | [5 empty] | Generation Interconnection | [7 empty] | Under Construction | 80 |  | Capacity |  |  |  | https://www.pjm.com/pub/planning/project-queues/feas_docs/ae1191_fea.pdf | https://www.pjm.com/pub/planning/project-queues/impact_studies/ae1191_imp.pdf |  | https://www.pjm.com/pub/planning/project-queues/isa/ae1_191_isa.pdf |  | https://www.pjm.com/pub/planning/project-queues/csa/ae1_191_csa.pdf | Document Posted |  |  |  |  | 7/11/2024 |  | 11/30/2025 |  | N | No
PJM |  |  | 9/26/2018 | [7 empty] | Solar |  |  |  | 84 |  |  |  |  | 200 | [7 empty] | Livingston | IL |  |  | McLean 345 kV |  | 12/31/2022 |  | Document Posted | Document Posted | In Progress |  |  |  |  | ComEd | [23 empty] | AE1-205 | [5 empty] | Generation Interconnection | [7 empty] | Active | 200 |  | Capacity |  |  |  | https://www.pjm.com/pub/planning/project-queues/feas_docs/ae1205_fea.pdf | https://www.pjm.com/pub/planning/project-queues/impact_studies/ae1205_imp.htm | [13 empty] | N | No
PJM | Headwaters Wind Farm III |  | 9/27/2018 | [7 empty] | Wind |  |  |  | 13 |  |  |  |  | 100 | [7 empty] | Randolph | IN |  |  | Desoto 345 kV | 10/31/2025 | 5/31/2026 |  | Document Posted | Document Posted | Document Posted |  | Document Posted |  |  | AEP | [23 empty] | AE1-209 | [5 empty] | Generation Interconnection | [7 empty] | Engineering and Procurement | 100 |  | Capacity |  |  |  | https://www.pjm.com/pub/planning/project-queues/feas_docs/ae1209_fea.pdf | https://www.pjm.com/pub/planning/project-queues/impact_studies/ae1209_imp.htm | https://www.pjm.com/pub/planning/project-queues/facilities/ae1209_fac.pdf | https://www.pjm.com/pub/planning/project-queues/isa/ae1_209_isa.pdf |  | https://www.pjm.com/pub/planning/project-queues/csa/ae1_209_csa.pdf | Document Posted |  |  |  |  | 3/1/2026 |  | 5/31/2026 |  | N | No
PJM | Headwaters Wind Farm III |  | 9/27/2018 | [7 empty] | Wind |  |  |  | 13 |  |  |  |  | 100 | [7 empty] | Randolph | IN |  |  | Desoto 345 kV | 10/31/2025 | 5/31/2026 |  | Document Posted | Document Posted | Document Posted |  | Document Posted |  |  | AEP | [23 empty] | AE1-210 | [5 empty] | Generation Interconnection | [7 empty] | Engineering and Procurement | 100 |  | Capacity |  |  |  | https://www.pjm.com/pub/planning/project-queues/feas_docs/ae1210_fea.pdf | https://www.pjm.com/pub/planning/project-queues/impact_studies/ae1210_imp.htm | https://www.pjm.com/pub/planning/project-queues/facilities/ae1210_fac.pdf | https://www.pjm.com/pub/planning/project-queues/isa/ae1_210_isa.pdf |  | https://www.pjm.com/pub/planning/project-queues/csa/ae1_210_csa.pdf | Document Posted |  |  |  |  | 3/1/2026 |  | 5/31/2026 |  | N | No
PJM | Glassboro LF Solar |  | 9/28/2018 | [7 empty] | Solar |  |  |  | 0.82 |  |  |  |  | 2 | [7 empty] | Gloucester | NJ |  |  | Glassboro 12 kV |  | 7/31/2024 |  | Document Posted | Document Posted | Not Required |  | Wholesale Market Participation Agreement |  |  | AEC | [23 empty] | AE1-218 | [5 empty] | Generation Interconnection | [7 empty] | Under Construction | 2 |  | Capacity |  |  |  | https://www.pjm.com/pub/planning/project-queues/feas_docs/ae1218_fea.pdf | https://www.pjm.com/pub/planning/project-queues/impact_studies/ae1218_imp.pdf |  |  | https://www.pjm.com/pub/planning/project-queues/wmpa/ae1218_wmpa.pdf | https://www.pjm.com/pub/planning/project-queues/csa/ae1218_wmpa.pdf | Not Required |  |  |  |  | 12/2/2024 |  | 7/31/2024 |  | N | No
PJM | Pilesgrove Solar Project |  | 9/18/2018 | [7 empty] | Solar |  |  |  | 89 |  |  |  |  | 149.3 | [7 empty] | Salem | NJ |  |  | Deepwater-Upper Pittsgrove 138 kV |  | 12/31/2026 |  | Document Posted | Document Posted | Document Posted |  | Document Posted |  |  | AEC | [23 empty] | AE1-229 | [5 empty] | Generation Interconnection | [7 empty] | Engineering and Procurement | 149.3 |  | Capacity |  |  |  | https://www.pjm.com/pub/planning/project-queues/feas_docs/ae1229_fea.pdf | https://www.pjm.com/pub/planning/project-queues/impact_studies/ae1229_imp.pdf | https://www.pjm.com/pub/planning/project-queues/facilities/ae1229_fac.pdf | https://www.pjm.com/pub/planning/project-queues/isa/ae1_229_isa.pdf |  | https://www.pjm.com/pub/planning/project-queues/csa/ae1_229_csa.pdf | Document Posted |  |  |  |  | 12/31/2026 |  | 12/31/2026 |  | N | No
PJM | Welcome Solar II |  | 9/29/2018 | [7 empty] | Solar; Storage |  |  |  | 13.5 |  |  |  |  | 19.9 | [7 empty] | Crawford | PA |  |  | Andover (Maysville) 69kV I | 3/29/2024 | 5/29/2024 |  | Document Posted | Document Posted | Document Posted |  | Document Posted |  |  | ATSI | [23 empty] | AE1-237 | [5 empty] | Generation Interconnection | [7 empty] | Engineering and Procurement | 19.9 |  | Capacity |  |  |  | https://www.pjm.com/pub/planning/project-queues/feas_docs/ae1237_fea.pdf | https://www.pjm.com/pub/planning/project-queues/impact_studies/ae1237_imp.pdf | https://www.pjm.com/pub/planning/project-queues/facilities/ae1237_fac.pdf | https://www.pjm.com/pub/planning/project-queues/isa/ae1_237_isa.pdf |  | https://www.pjm.com/pub/planning/project-queues/csa/ae1_237_csa.pdf | Document Posted |  |  |  |  | 6/25/2026 |  | 5/29/2024 |  | N | No
PJM | Warren Glen Storage |  | 9/29/2018 | [7 empty] | Storage |  |  |  | 0 |  |  |  |  | 20 | [7 empty] | Warren | NJ |  |  | Warren Glen Storage 34.5 kV | 10/28/2024 | 12/31/2024 |  | Document Posted | Document Posted | Document Posted |  | Document Posted |  |  | JCPL | [23 empty] | AE1-243 | [5 empty] | Generation Interconnection | [7 empty] | Under Construction | 20 |  | Energy |  |  |  | https://www.pjm.com/pub/planning/project-queues/feas_docs/ae1243_fea.pdf | https://www.pjm.com/pub/planning/project-queues/impact_studies/ae1243_imp.pdf | https://www.pjm.com/pub/planning/project-queues/facilities/ae1243_fac.pdf | https://www.pjm.com/pub/planning/project-queues/isa/ae1_243_isa.pdf |  | https://www.pjm.com/pub/planning/project-queues/csa/ae1_243_csa.pdf | Document Posted |  |  |  |  | 10/29/2024 |  | 12/31/2024 |  | N | No
PJM | Grover Hill Wind Project |  | 9/18/2018 | [7 empty] | Wind |  |  |  | 19.5 |  |  |  |  | 150 | [7 empty] | Paulding | OH |  |  | Haviland 138 kV | 11/4/2025 | 2/5/2026 |  | Document Posted | Document Posted | Document Posted |  | Document Posted |  |  | AEP | [23 empty] | AE1-245 | [5 empty] | Generation Interconnection | [7 empty] | Engineering and Procurement | 150 |  | Capacity |  |  |  | https://www.pjm.com/pub/planning/project-queues/feas_docs/ae1245_fea.pdf | https://www.pjm.com/pub/planning/project-queues/impact_studies/ae1245_imp.htm | https://www.pjm.com/pub/planning/project-queues/facilities/ae1245_fac.pdf | https://www.pjm.com/pub/planning/project-queues/isa/ae1_245_isa.pdf |  | https://www.pjm.com/pub/planning/project-queues/csa/ae1_245_csa.pdf | Document Posted |  |  |  |  | 12/4/2025 |  | 2/5/2026 |  | N | No
PJM |  |  | 9/24/2018 | [7 empty] | Solar |  |  |  | 57.2 |  |  |  |  | 85 | [7 empty] | Barren | KY |  |  | Barren County-Summer Shade 161 kV |  | 6/1/2022 |  | Document Posted | Document Posted | In Progress |  |  |  |  | EKPC | [23 empty] | AE1-246 | [5 empty] | Generation Interconnection | [7 empty] | Active | 85 |  | Capacity |  |  |  | https://www.pjm.com/pub/planning/project-queues/feas_docs/ae1246_fea.pdf | https://www.pjm.com/pub/planning/project-queues/impact_studies/ae1246_imp.pdf | [13 empty] | N | No | This project slid to the next queue
PJM | Blue Ridge Solar |  | 8/31/2018 | [7 empty] | Solar |  |  |  | 90 |  |  |  |  | 150 | [7 empty] | Pittsylvania | VA |  |  | Smith Mountain-E. Danville 138 kV | 11/21/2027 | 1/21/2028 |  | Document Posted | Document Posted | Document Posted |  | Document Posted |  |  | AEP | [23 empty] | AE1-250 | [5 empty] | Generation Interconnection | [7 empty] | Engineering and Procurement | 150 |  | Capacity |  |  |  | https://www.pjm.com/pub/planning/project-queues/feas_docs/ae1250_fea.pdf | https://www.pjm.com/pub/planning/project-queues/impact_studies/ae1250_imp.htm | https://www.pjm.com/pub/planning/project-queues/facilities/ae1250_fac.pdf | https://www.pjm.com/pub/planning/project-queues/isa/ae1_250_isa.pdf | [7 empty] | 12/21/2027 |  | 1/21/2028 |  | N | No
PJM | Confer Solar I |  | 10/2/2018 | [7 empty] | Solar |  |  |  | 12 |  |  |  |  | 20 | [7 empty] | Centre | PA |  |  | Nittany-Zion 46 kV | 4/30/2025 | 6/30/2025 |  | Document Posted | Document Posted | Document Posted |  | Document Posted |  |  | APS | [23 empty] | AE2-001 | [5 empty] | Generation Interconnection | [7 empty] | Engineering and Procurement | 20 |  | Capacity |  |  |  | https://www.pjm.com/pub/planning/project-queues/feas_docs/ae2001_fea.pdf | https://www.pjm.com/pub/planning/project-queues/impact_studies/ae2001_imp.pdf | https://www.pjm.com/pub/planning/project-queues/facilities/ae2001_fac.pdf | https://www.pjm.com/pub/planning/project-queues/isa/ae2_001_isa.pdf |  | https://www.pjm.com/pub/planning/project-queues/csa/ae2_001_csa.pdf | Document Posted |  |  |  |  | 5/5/2025 |  | 6/30/2025 |  | N | No
PJM | Walnut Solar I |  | 10/5/2018 | [7 empty] | Solar |  |  |  | 7.6 |  |  |  |  | 20 | [7 empty] | King and Queen | VA |  |  | Harmony Village-Shackleford 115 kV |  | 12/31/2023 |  | Document Posted | Document Posted |  |  | Document Posted |  |  | Dominion | [23 empty] | AE2-005 | [5 empty] | Generation Interconnection | [7 empty] | Under Construction | 130 |  | Capacity |  |  |  | https://www.pjm.com/pub/planning/project-queues/feas_docs/ae2005_fea.pdf | https://www.pjm.com/pub/planning/project-queues/impact_studies/ae2005_imp.pdf |  | https://www.pjm.com/pub/planning/project-queues/isa/ae2_005_isa.pdf |  | https://www.pjm.com/pub/planning/project-queues/csa/ae2_005_csa.pdf | Document Posted |  |  |  |  | 10/15/2025 |  | 12/31/2023 |  | N | No
PJM | New Road Storage |  | 12/12/2018 | [7 empty] | Storage |  |  |  | 120 |  |  |  |  | 120 | [7 empty] | Loudoun | VA |  |  | New Road 230 kV |  | 12/31/2026 |  | Document Posted | Document Posted | Document Posted |  | Document Posted |  |  | Dominion | [23 empty] | AE2-019 | [5 empty] | Generation Interconnection | [7 empty] | Engineering and Procurement | 120 |  | Capacity |  |  |  | https://www.pjm.com/pub/planning/project-queues/feas_docs/ae2019_fea.pdf | https://www.pjm.com/pub/planning/project-queues/impact_studies/ae2019_imp.pdf | https://www.pjm.com/pub/planning/project-queues/facilities/ae2019_fac.pdf | https://www.pjm.com/pub/planning/project-queues/isa/ae2_019_isa.pdf |  | https://www.pjm.com/pub/planning/project-queues/csa/ae2_019_csa.pdf | Document Posted |  |  |  |  | 6/1/2026 |  | 12/31/2026 |  | N | No
PJM | Atlantic Shores Offshore Wind Project 1 |  | 12/16/2018 | [7 empty] | Offshore Wind |  |  |  | 106.44 |  |  |  |  | 604.8 | [7 empty] | Atlantic | NJ |  |  | Cardiff 230 kV I |  | 8/31/2029 |  | Document Posted | Document Posted | Document Posted |  | Document Posted |  |  | AEC | [23 empty] | AE2-020 | [5 empty] | Generation Interconnection | [7 empty] | Engineering and Procurement | 604.8 |  | Capacity |  |  |  | https://www.pjm.com/pub/planning/project-queues/feas_docs/ae2020_fea.pdf | https://www.pjm.com/pub/planning/project-queues/impact_studies/ae2020_imp.htm | https://www.pjm.com/pub/planning/project-queues/facilities/ae2020_fac.pdf | https://www.pjm.com/pub/planning/project-queues/isa/ae2_020_isa.pdf |  | https://www.pjm.com/pub/planning/project-queues/csa/ae2_020_csa.pdf | Document Posted |  |  |  |  | 8/31/2029 |  | 8/31/2029 |  | N | No
PJM | Atlantic Shores Offshore Wind Project 1 |  | 12/15/2018 | [7 empty] | Offshore Wind |  |  |  | 106.44 |  |  |  |  | 604.8 | [7 empty] | Atlantic | NJ |  |  | Cardiff 230 kV II |  | 8/31/2029 |  | Document Posted | Document Posted | Document Posted |  | Document Posted |  |  | AEC | [23 empty] | AE2-021 | [5 empty] | Generation Interconnection | [7 empty] | Engineering and Procurement | 604.8 |  | Capacity |  |  |  | https://www.pjm.com/pub/planning/project-queues/feas_docs/ae2021_fea.pdf | https://www.pjm.com/pub/planning/project-queues/impact_studies/ae2021_imp.htm | https://www.pjm.com/pub/planning/project-queues/facilities/ae2021_fac.pdf | https://www.pjm.com/pub/planning/project-queues/isa/ae2_021_isa.pdf |  | https://www.pjm.com/pub/planning/project-queues/csa/ae2_021_csa.pdf | Document Posted |  |  |  |  | 8/31/2029 |  | 8/31/2029 |  | N | No
PJM | Atlantic Shores Offshore Wind Project 1 |  | 12/15/2018 | [7 empty] | Offshore Wind |  |  |  | 52.8 |  |  |  |  | 300 | [7 empty] | Atlantic | NJ |  |  | Cardiff 230 kV III |  | 8/31/2029 |  | Document Posted | Document Posted | Document Posted |  | Document Posted |  |  | AEC | [23 empty] | AE2-022 | [5 empty] | Generation Interconnection | [7 empty] | Engineering and Procurement | 300 |  | Capacity |  |  |  | https://www.pjm.com/pub/planning/project-queues/feas_docs/ae2022_fea.pdf | https://www.pjm.com/pub/planning/project-queues/impact_studies/ae2022_imp.html | https://www.pjm.com/pub/planning/project-queues/facilities/ae2022_fac.pdf | https://www.pjm.com/pub/planning/project-queues/isa/ae2_022_isa.pdf |  | https://www.pjm.com/pub/planning/project-queues/csa/ae2_022_csa.pdf | Document Posted |  |  |  |  | 8/31/2029 |  | 8/31/2029 |  | N | No
PJM | Stonewall Solar |  | 12/29/2018 | [7 empty] | Solar; Storage |  |  |  | 30 |  |  |  |  | 50 | [7 empty] | Rockingham | VA |  |  | Grottoes-Merck 115kV |  | 12/31/2024 |  | Document Posted | Document Posted | Document Posted |  | Document Posted |  |  | Dominion | [23 empty] | AE2-029 | [5 empty] | Generation Interconnection | [7 empty] | Engineering and Procurement | 50 |  | Capacity |  |  |  | https://www.pjm.com/pub/planning/project-queues/feas_docs/ae2029_fea.pdf | https://www.pjm.com/pub/planning/project-queues/impact_studies/ae2029_imp.pdf | https://www.pjm.com/pub/planning/project-queues/facilities/ae2029_fac.pdf | https://www.pjm.com/pub/planning/project-queues/isa/ae2_029_isa.pdf |  | https://www.pjm.com/pub/planning/project-queues/csa/ae2_029_csa.pdf | Document Posted |  |  |  |  | 6/1/2025 |  | 12/31/2024 |  | N | No
PJM | Albemarle Beach Solar |  | 1/16/2019 | [7 empty] | Solar |  |  |  | 42 |  |  |  |  | 60 | [7 empty] | Washington | NC |  |  | Mackeys 230 kV |  | 12/31/2026 |  | Document Posted | Document Posted | Not Required |  | Document Posted |  |  | Dominion | [23 empty] | AE2-034 | [5 empty] | Generation Interconnection | [7 empty] | Partially in Service - Under Construction | 140 | 40 | Capacity |  |  |  | https://www.pjm.com/pub/planning/project-queues/feas_docs/ae2034_fea.pdf | https://www.pjm.com/pub/planning/project-queues/impact_studies/ae2034_imp.htm |  | https://www.pjm.com/pub/planning/project-queues/isa/ae2_034_isa.pdf |  |  | Not Required |  |  |  |  | 10/1/2023 |  | 12/31/2026 |  | N | No
PJM |  |  | 1/22/2019 | [7 empty] | Solar |  |  |  | 53.5 |  |  |  |  | 80 | [7 empty] | Fleming | KY |  |  | Goddard-Plumsville 138 kV II |  | 6/1/2022 |  | Document Posted | Document Posted | In Progress |  |  |  |  | EKPC | [23 empty] | AE2-038 - moved to TC1 | [5 empty] | Generation Interconnection | [7 empty] | Active | 180 |  | Capacity |  |  |  | https://www.pjm.com/pub/planning/project-queues/feas_docs/ae2038_fea.pdf | https://www.pjm.com/pub/planning/project-queues/impact_studies/ae2038_imp.pdf | [13 empty] | N | No
PJM | Drake Storage |  | 1/24/2019 | [7 empty] | Storage |  |  |  | 40 |  |  |  |  | 40 | [7 empty] | Middlesex | VA |  |  | Harmony Village 230 kV | 2/28/2027 | 3/1/2026 |  | Document Posted | Document Posted | Document Posted |  | Document Posted |  |  | Dominion | [23 empty] | AE2-041 | [5 empty] | Generation Interconnection | [7 empty] | Engineering and Procurement | 40 |  | Capacity |  |  |  | https://www.pjm.com/pub/planning/project-queues/feas_docs/ae2041_fea.pdf | https://www.pjm.com/pub/planning/project-queues/impact_studies/ae2041_imp.pdf | https://www.pjm.com/pub/planning/project-queues/facilities/ae2041_fac.pdf | https://www.pjm.com/pub/planning/project-queues/isa/ae2_041_isa.pdf |  | https://www.pjm.com/pub/planning/project-queues/csa/ae2_041_csa.pdf | Document Posted |  |  |  |  | 12/31/2027 |  | 3/1/2026 |  | N | No
PJM | Northumberland Solar |  | 1/25/2019 | [7 empty] | Solar |  |  |  | 43.5 |  |  |  |  | 65 | [7 empty] | Northumberland | PA |  |  | Milton 69 kV | 10/4/2024 | 11/4/2024 |  | Document Posted | Document Posted | Document Posted |  | Document Posted |  |  | PPL | [23 empty] | AE2-042 | [5 empty] | Generation Interconnection | [7 empty] | Engineering and Procurement | 65 |  | Capacity |  |  |  | https://www.pjm.com/pub/planning/project-queues/feas_docs/ae2042_fea.pdf | https://www.pjm.com/pub/planning/project-queues/impact_studies/ae2042_imp.pdf | https://www.pjm.com/pub/planning/project-queues/facilities/ae2042_fac.pdf | https://www.pjm.com/pub/planning/project-queues/isa/ae2_042_isa.pdf |  | https://www.pjm.com/pub/planning/project-queues/csa/ae2_042_csa.pdf | Document Posted |  |  |  |  | 10/15/2024 |  | 11/4/2024 |  | N | No
PJM |  |  | 1/29/2019 | [7 empty] | Solar |  |  |  | 84.28 |  |  |  |  | 200 | [7 empty] | Lake | IN |  |  | Olive-Reynolds 345 kV |  | 12/31/2022 |  | Document Posted | Document Posted | In Progress |  |  |  |  | AEP | [23 empty] | AE2-045 | [5 empty] | Generation Interconnection | [7 empty] | Active | 200 |  | Capacity |  |  |  | https://www.pjm.com/pub/planning/project-queues/feas_docs/ae2045_fea.pdf | https://www.pjm.com/pub/planning/project-queues/impact_studies/ae2045_imp.pdf | [13 empty] | N | No
PJM | McAdoo Solar |  | 2/1/2019 | [7 empty] | Solar |  |  |  | 12 |  |  |  |  | 20 | [7 empty] | Schuylkill | PA |  |  | Harwood-East Hazelton 69 kV | 2/12/2025 | 3/16/2025 |  | Document Posted | Document Posted | Document Posted |  | Document Posted |  |  | PPL | [23 empty] | AE2-046 | [5 empty] | Generation Interconnection | [7 empty] | Engineering and Procurement | 20 |  | Capacity |  |  |  | https://www.pjm.com/pub/planning/project-queues/feas_docs/ae2046_fea.pdf | https://www.pjm.com/pub/planning/project-queues/impact_studies/ae2046_imp.pdf | https://www.pjm.com/pub/planning/project-queues/facilities/ae2046_fac.pdf | https://www.pjm.com/pub/planning/project-queues/isa/ae2_046_isa.pdf |  | https://www.pjm.com/pub/planning/project-queues/csa/ae2_046_csa.pdf | Document Posted |  |  |  |  | 3/12/2025 |  | 3/16/2025 |  | N | No
PJM | Henry County Solar Facility |  | 1/31/2019 | [7 empty] | Solar |  |  |  | 32.4 |  |  |  |  | 50 | [7 empty] | Henry | VA |  |  | Ridgeway-Solite 69 kV | 6/30/2026 | 12/31/2026 |  | Document Posted | Document Posted | Document Posted |  | Document Posted |  |  | AEP | [23 empty] | AE2-047 | [5 empty] | Generation Interconnection | [7 empty] | Engineering and Procurement | 50 |  | Capacity |  |  |  | https://www.pjm.com/pub/planning/project-queues/feas_docs/ae2047_fea.pdf | https://www.pjm.com/pub/planning/project-queues/impact_studies/ae2047_imp.htm | https://www.pjm.com/pub/planning/project-queues/facilities/ae2047_fac.pdf | https://www.pjm.com/pub/planning/project-queues/isa/ae2_047_isa.pdf |  | https://www.pjm.com/pub/planning/project-queues/csa/ae2_047_csa.pdf | Document Posted |  |  |  |  | 8/30/2026 |  | 12/31/2026 |  | N | No
PJM |  |  | 1/31/2019 | [7 empty] | Solar |  |  |  | 147.7 |  |  |  |  | 220 | [7 empty] | Fairfield | OH |  |  | Muskingum-W. Millersport 345 kV |  | 6/1/2022 |  | Document Posted | Document Posted | In Progress |  |  |  |  | AEP | [23 empty] | AE2-048 | [5 empty] | Generation Interconnection | [7 empty] | Active | 220 |  | Capacity |  |  |  | https://www.pjm.com/pub/planning/project-queues/feas_docs/ae2048_fea.pdf | https://www.pjm.com/pub/planning/project-queues/impact_studies/ae2048_imp.htm | [13 empty] | N | No
PJM | Big Pine Solar |  | 1/31/2019 | [7 empty] | Solar |  |  |  | 90 |  |  |  |  | 150 | [7 empty] | Sussex | VA |  |  | Carson-Septa 500 kV |  | 8/1/2031 |  | Document Posted | Document Posted | Document Posted |  | Document Posted |  |  | Dominion | [23 empty] | AE2-051 | [5 empty] | Generation Interconnection | [7 empty] | Engineering and Procurement | 150 |  | Capacity |  |  |  | https://www.pjm.com/pub/planning/project-queues/feas_docs/ae2051_fea.pdf | https://www.pjm.com/pub/planning/project-queues/impact_studies/ae2051_imp.htm | https://www.pjm.com/pub/planning/project-queues/facilities/ae2051_fac.pdf | https://www.pjm.com/pub/planning/project-queues/gia/ae2_051_gia.pdf | [9 empty] | 8/1/2031 |  | N | No
PJM | Blairs Valley |  | 2/2/2019 | [7 empty] | Solar |  |  |  | 12 |  |  |  |  | 20 | [7 empty] | Franklin | PA |  |  | Warfordsburg 34 kV |  | 9/30/2024 |  | Document Posted | Document Posted | Not Required |  | Wholesale Market Participation Agreement |  |  | APS | [23 empty] | AE2-054 | [5 empty] | Generation Interconnection | [7 empty] | Engineering and Procurement | 20 |  | Capacity |  |  |  | https://www.pjm.com/pub/planning/project-queues/feas_docs/ae2054_fea.pdf | https://www.pjm.com/pub/planning/project-queues/impact_studies/ae2054_imp.pdf |  |  | https://www.pjm.com/pub/planning/project-queues/wmpa/ae2054_wmpa.pdf | https://www.pjm.com/pub/planning/project-queues/csa/ae2054_wmpa.pdf | Not Required |  |  |  |  | 8/30/2024 |  | 9/30/2024 |  | N | No
PJM | Cottontail Solar 4 aka East Chilli Solar |  | 2/6/2019 | [7 empty] | Solar |  |  |  | 8.4 |  |  |  |  | 20 | [7 empty] | Northumberland | PA |  |  | Derry Tap-Derry Bus 69 kV | 2/2/2024 | 5/31/2024 |  | Document Posted | Document Posted | Document Posted |  | Document Posted |  |  | PPL | [23 empty] | AE2-059 | [5 empty] | Generation Interconnection | [7 empty] | Under Construction | 20 |  | Capacity |  |  |  | https://www.pjm.com/pub/planning/project-queues/feas_docs/ae2059_fea.pdf | https://www.pjm.com/pub/planning/project-queues/impact_studies/ae2059_imp.pdf | https://www.pjm.com/pub/planning/project-queues/facilities/ae2059_fac.pdf | https://www.pjm.com/pub/planning/project-queues/isa/ae2_059_isa.pdf |  | https://www.pjm.com/pub/planning/project-queues/csa/ae2_059_csa.pdf | Document Posted |  |  |  |  | 7/15/2024 |  | 5/31/2024 |  | N | No
PJM | Kinsley 2 Beaverbrook Solar |  | 2/7/2019 | [7 empty] | Solar |  |  |  | 0.85 |  |  |  |  | 2 | [7 empty] | Gloucester | NJ |  |  | Beaverbrook 13 kV |  | 8/31/2020 |  | Document Posted | Document Posted | Not Required |  | Document Posted |  |  | PSEG | [23 empty] | AE2-064 | [5 empty] | Generation Interconnection | [7 empty] | Partially in Service - Under Construction | 5.8 | 3.8 | Capacity |  |  |  | https://www.pjm.com/pub/planning/project-queues/feas_docs/ae2064_fea.pdf | https://www.pjm.com/pub/planning/project-queues/impact_studies/ae2064_imp.pdf |  | https://www.pjm.com/pub/planning/project-queues/isa/ae2_064_isa.pdf |  | https://www.pjm.com/pub/planning/project-queues/csa/ae2_064_csa.pdf | Document Posted |  |  |  |  | 1/30/2024 |  | 8/31/2020 |  | N | No
PJM | Kinsley 2 Deptford Solar |  | 2/6/2019 | [7 empty] | Solar |  |  |  | 0.76 |  |  |  |  | 1.8 | [7 empty] | Gloucester | NJ |  |  | Romeoville 12 kV |  | 8/31/2020 |  | Document Posted | Document Posted | Not Required |  | Document Posted |  |  | PSEG | [23 empty] | AE2-065 | [5 empty] | Generation Interconnection | [7 empty] | Partially in Service - Under Construction | 6.8 | 1.8 | Capacity |  |  |  | https://www.pjm.com/pub/planning/project-queues/feas_docs/ae2065_fea.pdf | https://www.pjm.com/pub/planning/project-queues/impact_studies/ae2065_imp.pdf |  | https://www.pjm.com/pub/planning/project-queues/isa/ae2_065_isa.pdf |  | https://www.pjm.com/pub/planning/project-queues/csa/ae2_065_csa.pdf | Document Posted |  |  |  |  | 6/1/2023 |  | 8/31/2020 | 9/19/2020 | N | No
PJM | Glover Creek Solar |  | 2/18/2019 | [7 empty] | Solar |  |  |  | 21 |  |  |  |  | 35 | [7 empty] | Metcalfe | KY |  |  | Patton Rd-Summer Shade 69 kV | 4/1/2024 | 4/30/2024 |  | Document Posted | Document Posted | Document Posted |  | Document Posted |  |  | EKPC | [23 empty] | AE2-071 | [5 empty] | Generation Interconnection | [7 empty] | Partially in Service - Under Construction | 35 | 35 | Capacity |  |  |  | https://www.pjm.com/pub/planning/project-queues/feas_docs/ae2071_fea.pdf | https://www.pjm.com/pub/planning/project-queues/impact_studies/ae2071_imp.pdf | https://www.pjm.com/pub/planning/project-queues/facilities/ae2071_fac.pdf | https://www.pjm.com/pub/planning/project-queues/isa/ae2_071_isa.pdf |  | https://www.pjm.com/pub/planning/project-queues/csa/ae2_071_csa.pdf | Document Posted |  |  |  |  | 5/2/2024 |  | 4/30/2024 |  | N | No
PJM | Powell Creek Solar |  | 2/15/2019 | [7 empty] | Solar |  |  |  | 90 |  |  |  |  | 150 | [7 empty] | Putnam | OH |  |  | East Leipsic-Richland 138 kV | 12/5/2024 | 6/2/2025 |  | Document Posted | Document Posted | Document Posted |  | Document Posted |  |  | AEP | [23 empty] | AE2-072 | [5 empty] | Generation Interconnection | [7 empty] | Engineering and Procurement | 150 |  | Capacity |  |  |  | https://www.pjm.com/pub/planning/project-queues/feas_docs/ae2072_fea.pdf | https://www.pjm.com/pub/planning/project-queues/impact_studies/ae2072_imp.htm | https://www.pjm.com/pub/planning/project-queues/facilities/ae2072_fac.pdf | https://www.pjm.com/pub/planning/project-queues/isa/ae2_072_isa.pdf |  | https://www.pjm.com/pub/planning/project-queues/csa/ae2_072_csa.pdf | Document Posted |  |  |  |  | 12/6/2024 |  | 6/2/2025 |  | N | No
PJM |  |  | 2/15/2019 | [7 empty] | Solar |  |  |  | 21 |  |  |  |  | 50 | [7 empty] | Licking | OH |  |  | Centerburg 138kV |  | 11/1/2021 |  | Document Posted | Document Posted | In Progress |  |  |  |  | AEP | [23 empty] | AE2-073 | [5 empty] | Generation Interconnection | [7 empty] | Active | 200 |  | Capacity |  |  |  | https://www.pjm.com/pub/planning/project-queues/feas_docs/ae2073_fea.pdf | https://www.pjm.com/pub/planning/project-queues/impact_studies/ae2073_imp.pdf | [13 empty] | N | No
PJM | Potter Solar |  | 2/20/2019 | [7 empty] | Solar |  |  |  | 15.11 |  |  |  |  | 35 | [7 empty] | Potter | PA |  |  | Potter 46 kV |  | 9/30/2023 |  | Document Posted | Document Posted | Not Required |  | Wholesale Market Participation Agreement |  |  | APS | [23 empty] | AE2-074 | [5 empty] | Generation Interconnection | [7 empty] | Engineering and Procurement | 35 |  | Capacity |  |  |  | https://www.pjm.com/pub/planning/project-queues/feas_docs/ae2074_fea.pdf | https://www.pjm.com/pub/planning/project-queues/impact_studies/ae2074_imp.pdf |  |  | https://www.pjm.com/pub/planning/project-queues/wmpa/ae2074_wmpa.pdf | https://www.pjm.com/pub/planning/project-queues/csa/ae2074_wmpa.pdf | Not Required | [6 empty] | 9/30/2023 |  | N | No
PJM | Skycrest Solar Energy Center |  | 2/22/2019 | [7 empty] | Solar |  |  |  | 93 |  |  |  |  | 155 | [7 empty] | Jay | IN |  |  | Pennville-Adams 138 kV | 4/15/2026 | 12/31/2026 |  | Document Posted | Document Posted | Document Posted |  | Document Posted |  |  | AEP | [23 empty] | AE2-089 | [5 empty] | Generation Interconnection | [7 empty] | Engineering and Procurement | 155 |  | Capacity |  |  |  | https://www.pjm.com/pub/planning/project-queues/feas_docs/ae2089_fea.pdf | https://www.pjm.com/pub/planning/project-queues/impact_studies/ae2089_imp.htm | https://www.pjm.com/pub/planning/project-queues/facilities/ae2089_fac.pdf | https://www.pjm.com/pub/planning/project-queues/isa/ae2_089_isa.pdf |  | https://www.pjm.com/pub/planning/project-queues/csa/ae2_089_csa.pdf | Document Posted |  |  |  |  | 11/30/2026 |  | 12/31/2026 |  | N | No
PJM | Woodridge Solar |  | 2/26/2019 | [7 empty] | Solar |  |  |  | 82.8 |  |  |  |  | 138 | [7 empty] | Albemarle | VA |  |  | Kidds Store-Sherwood 115 kV | 11/12/2026 | 10/1/2026 |  | Document Posted | Document Posted | Document Posted |  | Document Posted |  |  | Dominion | [23 empty] | AE2-092 | [5 empty] | Generation Interconnection | [7 empty] | Engineering and Procurement | 138 |  | Capacity |  |  |  | https://www.pjm.com/pub/planning/project-queues/feas_docs/ae2092_fea.pdf | https://www.pjm.com/pub/planning/project-queues/impact_studies/ae2092_imp.pdf | https://www.pjm.com/pub/planning/project-queues/facilities/ae2092_fac.pdf | https://www.pjm.com/pub/planning/project-queues/isa/ae2_092_isa.pdf |  | https://www.pjm.com/pub/planning/project-queues/csa/ae2_092_csa.pdf | Document Posted |  |  |  |  | 12/1/2026 |  | 10/1/2026 |  | N | No
PJM | Crockett Solar Project |  | 2/26/2019 | [7 empty] | Solar |  |  |  | 16.72 |  |  |  |  | 44 | [7 empty] | Talbot | MD |  |  | Easton-Steele 138 kV |  | 3/31/2026 |  | Document Posted | Document Posted | Document Posted |  | Document Posted |  |  | DPL | [23 empty] | AE2-093 | [5 empty] | Generation Interconnection | [7 empty] | Engineering and Procurement | 44 |  | Capacity |  |  |  | https://www.pjm.com/pub/planning/project-queues/feas_docs/ae2093_fea.pdf | https://www.pjm.com/pub/planning/project-queues/impact_studies/ae2093_imp.pdf | https://www.pjm.com/pub/planning/project-queues/facilities/ae2093_fac.pdf | https://www.pjm.com/pub/planning/project-queues/isa/ae2_093_isa.pdf |  | https://www.pjm.com/pub/planning/project-queues/csa/ae2_093_csa.pdf | Document Posted |  |  |  |  | 3/31/2026 |  | 3/31/2026 |  | N | No
PJM |  |  | 2/26/2019 | [7 empty] | Solar; Storage |  |  |  | 207.2 |  |  |  |  | 300 | [7 empty] | Sussex | VA |  |  | Carson-Rogers Road 500 kV |  | 6/1/2022 |  | Document Posted | Document Posted | In Progress |  |  |  |  | Dominion | [23 empty] | AE2-094 | [5 empty] | Generation Interconnection | [7 empty] | Active | 300 |  | Capacity |  |  |  | https://www.pjm.com/pub/planning/project-queues/feas_docs/ae2094_fea.pdf | https://www.pjm.com/pub/planning/project-queues/impact_studies/ae2094_imp.pdf | [13 empty] | N | No
PJM | Switchgrass Solar 1 |  | 3/2/2019 | [7 empty] | Solar |  |  |  | 18.92 |  |  |  |  | 49 | [7 empty] | Accomack | VA |  |  | Suffolk 115 kV | 8/12/2025 | 12/31/2024 |  | Document Posted | Document Posted | Document Posted |  | Document Posted |  |  | Dominion | [23 empty] | AE2-104 | [5 empty] | Generation Interconnection | [7 empty] | Engineering and Procurement | 49 |  | Capacity |  |  |  | https://www.pjm.com/pub/planning/project-queues/feas_docs/ae2104_fea.pdf | https://www.pjm.com/pub/planning/project-queues/impact_studies/ae2104_imp.pdf | https://www.pjm.com/pub/planning/project-queues/facilities/ae2104_fac.pdf | https://www.pjm.com/pub/planning/project-queues/isa/ae2_104_isa.pdf |  | https://www.pjm.com/pub/planning/project-queues/csa/ae2_104_csa.pdf | Document Posted |  |  |  |  | 9/15/2025 |  | 12/31/2024 |  | N | No
PJM | Ridgeway Solar |  | 3/1/2019 | [7 empty] | Solar |  |  |  | 61.9 |  |  |  |  | 120 | [7 empty] | McKean | PA |  |  | Farmers Valley-Ridgeway 115 kV | 1/1/2025 | 6/30/2025 |  | Document Posted | Document Posted | Document Posted |  | Document Posted |  |  | PENELEC | [23 empty] | AE2-113 | [5 empty] | Generation Interconnection | [7 empty] | Engineering and Procurement | 120 |  | Capacity |  |  |  | https://www.pjm.com/pub/planning/project-queues/feas_docs/ae2113_fea.pdf | https://www.pjm.com/pub/planning/project-queues/impact_studies/ae2113_imp.htm | https://www.pjm.com/pub/planning/project-queues/facilities/ae2113_fac.pdf | https://www.pjm.com/pub/planning/project-queues/isa/ae2_113_isa.pdf |  | https://www.pjm.com/pub/planning/project-queues/csa/ae2_113_csa.pdf | Document Posted |  |  |  |  | 1/1/2025 |  | 6/30/2025 |  | N | No
PJM | HU-Pauls |  | 3/1/2019 | [7 empty] | Solar |  |  |  | 12 |  |  |  |  | 20 | [7 empty] | Huntingdon | PA |  |  | ABW Tap-Alexandria 46 kV | 5/1/2025 | 5/20/2024 |  | Document Posted | Document Posted | Document Posted |  | Document Posted |  |  | PENELEC | [23 empty] | AE2-117 | [5 empty] | Generation Interconnection | [7 empty] | Engineering and Procurement | 20 |  | Capacity |  |  |  | https://www.pjm.com/pub/planning/project-queues/feas_docs/ae2117_fea.pdf | https://www.pjm.com/pub/planning/project-queues/impact_studies/ae2117_imp.pdf | https://www.pjm.com/pub/planning/project-queues/facilities/ae2117_fac.pdf | https://www.pjm.com/pub/planning/project-queues/isa/ae2_117_isa.pdf |  | https://www.pjm.com/pub/planning/project-queues/csa/ae2_117_csa.pdf | Document Posted |  |  |  |  | 5/1/2025 |  | 5/20/2024 |  | N | No
PJM |  |  | 2/28/2019 | [7 empty] | Offshore Wind |  |  |  | 158.9 |  |  |  |  | 800.1 | [7 empty] | City of Virginia Beach | VA |  |  | Birdneck-Landstown 230 kV |  | 12/31/2025 |  | Document Posted | Document Posted | In Progress |  |  |  |  | Dominion | [23 empty] | AE2-122 | [5 empty] | Generation Interconnection | [7 empty] | Active | 800.1 |  | Capacity |  |  |  | https://www.pjm.com/pub/planning/project-queues/feas_docs/ae2122_fea.pdf | https://www.pjm.com/pub/planning/project-queues/impact_studies/ae2122_imp.pdf | [13 empty] | N | No
PJM | Stahlstown-Ligonier 25 kV |  | 3/2/2019 | [7 empty] | Solar |  |  |  | 8.28 |  |  |  |  | 13.8 | [7 empty] | Westmoreland | PA |  |  | Stahlstown-Ligonier 25 kV | 8/30/2024 | 11/15/2024 |  | Document Posted | Document Posted | Not Required |  | Wholesale Market Participation Agreement |  |  | APS | [23 empty] | AE2-125 | [5 empty] | Generation Interconnection | [7 empty] | Under Construction | 13.8 |  | Capacity |  |  |  | https://www.pjm.com/pub/planning/project-queues/feas_docs/ae2125_fea.pdf | https://www.pjm.com/pub/planning/project-queues/impact_studies/ae2125_imp.pdf |  |  | https://www.pjm.com/pub/planning/project-queues/wmpa/ae2125_wmpa.pdf | https://www.pjm.com/pub/planning/project-queues/csa/ae2125_wmpa.pdf | Not Required |  |  |  |  | 9/15/2024 |  | 11/15/2024 |  | N | No
PJM | Pine Glade Solar |  | 3/5/2019 | [7 empty] | Solar |  |  |  | 16.5 |  |  |  |  | 0 | [7 empty] | Orange | VA |  |  | Locust Grove-Paytes 115 kV | 5/30/2024 | 7/15/2024 |  | Document Posted | Document Posted | Not Required |  | Document Posted |  |  | Dominion | [23 empty] | AE2-134 | [5 empty] | Generation Interconnection | [7 empty] | Under Construction | 62.5 |  | Capacity |  |  |  | https://www.pjm.com/pub/planning/project-queues/feas_docs/ae2134_fea.pdf | https://www.pjm.com/pub/planning/project-queues/impact_studies/ae2134_imp.pdf |  | https://www.pjm.com/pub/planning/project-queues/isa/ae2_134_isa.pdf |  | https://www.pjm.com/pub/planning/project-queues/csa/ae2_134_csa.pdf | Document Posted |  |  |  |  | 7/11/2024 |  | 7/15/2024 |  | N | No
PJM |  |  | 3/6/2019 | [7 empty] | Solar |  |  |  | 83.2 |  |  |  |  | 114 | [7 empty] | Fairfield | OH |  |  | Muskingum River-W. Millersport 345 kV |  | 6/1/2022 |  | Document Posted | Document Posted | In Progress |  |  |  |  | AEP | [23 empty] | AE2-136 | [5 empty] | Generation Interconnection | [7 empty] | Active | 114 |  | Capacity |  |  |  | https://www.pjm.com/pub/planning/project-queues/feas_docs/ae2136_fea.pdf | https://www.pjm.com/pub/planning/project-queues/impact_studies/ae2136_imp.htm | [13 empty] | N | No
PJM |  |  | 3/8/2019 | [7 empty] | Solar |  |  |  | 189.8 |  |  |  |  | 260 | [7 empty] | Clark | KY |  |  | Avon-North Clark 345 kV |  | 6/1/2022 |  | Document Posted | Document Posted | In Progress |  |  |  |  | EKPC | [23 empty] | AE2-138 - moved to TC1 | [5 empty] | Generation Interconnection | [7 empty] | Active | 260 |  | Capacity |  |  |  | https://www.pjm.com/pub/planning/project-queues/feas_docs/ae2138_fea.pdf | https://www.pjm.com/pub/planning/project-queues/impact_studies/ae2138_imp.pdf | [13 empty] | N | No
PJM | Bradford Solar |  | 3/9/2019 | [7 empty] | Solar |  |  |  | 60.3 |  |  |  |  | 100.5 | [7 empty] | McKean | PA |  |  | East Towanda-Grover 230 kV | 9/1/2026 | 12/15/2026 |  | Document Posted | Document Posted | Document Posted |  | Document Posted |  |  | PENELEC | [23 empty] | AE2-139 | [5 empty] | Generation Interconnection | [7 empty] | Engineering and Procurement | 100.5 |  | Capacity |  |  |  | https://www.pjm.com/pub/planning/project-queues/feas_docs/ae2139_fea.pdf | https://www.pjm.com/pub/planning/project-queues/impact_studies/ae2139_imp.htm | https://www.pjm.com/pub/planning/project-queues/facilities/ae2139_fac.pdf | https://www.pjm.com/pub/planning/project-queues/gia/ae2_139_gia.pdf | [7 empty] | 11/16/2026 |  | 12/15/2026 |  | N | No
PJM |  |  | 3/13/2019 | [7 empty] | Solar |  |  |  | 90 |  |  |  |  | 150 | [7 empty] | Perquimans | NC |  |  | Swamp 230 kV |  | 12/1/2022 |  | Document Posted | Document Posted | In Progress |  |  |  |  | Dominion | [23 empty] | AE2-147 - moved to TC1 | [5 empty] | Generation Interconnection | [7 empty] | Active | 150 |  | Capacity |  |  |  | https://www.pjm.com/pub/planning/project-queues/feas_docs/ae2147_fea.pdf | https://www.pjm.com/pub/planning/project-queues/impact_studies/ae2147_imp.pdf | [13 empty] | N | No
PJM | Fox Squirrel Solar |  | 2/22/2019 | [7 empty] | Solar |  |  |  | 397.3 |  |  |  |  | 577 | [7 empty] | Madison | OH |  |  | Beatty-Greene 345 kV |  | 11/1/2023 |  | Document Posted | Document Posted | Document Posted |  | Document Posted |  |  | AEP | [23 empty] | AE2-148 | [5 empty] | Generation Interconnection | [7 empty] | Partially in Service - Under Construction | 577 | 400 | Capacity |  |  |  | https://www.pjm.com/pub/planning/project-queues/feas_docs/ae2148_fea.pdf | https://www.pjm.com/pub/planning/project-queues/impact_studies/ae2148_imp.pdf | https://www.pjm.com/pub/planning/project-queues/facilities/ae2148_fac.pdf | https://www.pjm.com/pub/planning/project-queues/isa/ae2_148_isa.pdf |  | https://www.pjm.com/pub/planning/project-queues/csa/ae2_148_csa.pdf | Document Posted |  |  |  |  | 11/14/2023 |  | 11/1/2023 |  | N | No
PJM |  |  | 3/4/2019 | [7 empty] | Solar |  |  |  | 90 |  |  |  |  | 150 | [7 empty] | Kankakee | IL |  |  | Loretto-Wilton & Braidwood-Davis Creek |  | 9/30/2020 |  | Document Posted | Document Posted | In Progress |  |  |  |  | ComEd | [23 empty] | AE2-152 | [5 empty] | Generation Interconnection | [7 empty] | Active | 1150 |  | Capacity |  |  |  | https://www.pjm.com/pub/planning/project-queues/feas_docs/ae2152_fea.pdf | https://www.pjm.com/pub/planning/project-queues/impact_studies/ae2152_imp.html | [13 empty] | N | No
PJM |  |  | 3/15/2019 | [7 empty] | Storage |  |  |  | 100 |  |  |  |  | 100 | [7 empty] | City of Chesapeake | VA |  |  | Yadkin 115 kV |  | 12/1/2021 |  | Document Posted | Document Posted | In Progress |  |  |  |  | Dominion | [23 empty] | AE2-156 - moved to TC1 | [5 empty] | Generation Interconnection | [7 empty] | Active | 100 |  | Capacity |  |  |  | https://www.pjm.com/pub/planning/project-queues/feas_docs/ae2156_fea.pdf | https://www.pjm.com/pub/planning/project-queues/impact_studies/ae2156_imp.pdf | [13 empty] | N | No
PJM |  |  | 3/15/2019 | [7 empty] | Hydro |  |  |  | 30 |  |  |  |  | 51 | [7 empty] | Fayette | WV |  |  | Kanawha River 138 kV |  | 10/1/2021 |  | Document Posted | Document Posted | In Progress |  |  |  |  | AEP | [23 empty] | AE2-160 | [5 empty] | Generation Interconnection | [7 empty] | Active | 51 |  | Capacity |  |  |  | https://www.pjm.com/pub/planning/project-queues/feas_docs/ae2160_fea.pdf | https://www.pjm.com/pub/planning/project-queues/impact_studies/ae2160_imp.htm | [13 empty] | N | No
PJM | Rocky Ford Solar Energy Center |  | 3/16/2019 | [7 empty] | Solar |  |  |  | 54 |  |  |  |  | 90 | [7 empty] | Henry | VA |  |  | Stockton 138 kV | 3/30/2026 | 12/31/2026 |  | Document Posted | Document Posted | Document Posted |  | Document Posted |  |  | AEP | [23 empty] | AE2-166 | [5 empty] | Generation Interconnection | [7 empty] | Engineering and Procurement | 90 |  | Capacity |  |  |  | https://www.pjm.com/pub/planning/project-queues/feas_docs/ae2166_fea.pdf | https://www.pjm.com/pub/planning/project-queues/impact_studies/ae2166_imp.html | https://www.pjm.com/pub/planning/project-queues/facilities/ae2166_fac.pdf | https://www.pjm.com/pub/planning/project-queues/isa/ae2_166_isa.pdf |  | https://www.pjm.com/pub/planning/project-queues/csa/ae2_166_csa.pdf | Document Posted |  |  |  |  | 5/30/2026 |  | 12/31/2026 |  | N | No
PJM | Golden Aster Solar Energy Center |  | 3/15/2019 | [7 empty] | Storage |  |  |  | 40 |  |  |  |  | 40 | [7 empty] | Grant | IN |  |  | Mississinewa-Gaston 138 kV | 3/30/2026 | 5/31/2026 |  | Document Posted | Document Posted | Document Posted |  | Document Posted |  |  | AEP | [23 empty] | AE2-172 | [5 empty] | Generation Interconnection | [7 empty] | Engineering and Procurement | 200 |  | Capacity |  |  |  | https://www.pjm.com/pub/planning/project-queues/feas_docs/ae2172_fea.pdf | https://www.pjm.com/pub/planning/project-queues/impact_studies/ae2172_imp.htm | https://www.pjm.com/pub/planning/project-queues/facilities/ae2172_fac.pdf | https://www.pjm.com/pub/planning/project-queues/isa/ae2_172_isa.pdf |  | https://www.pjm.com/pub/planning/project-queues/csa/ae2_172_csa.pdf | Document Posted |  |  |  |  | 4/30/2026 |  | 5/31/2026 |  | N | No
PJM |  |  | 3/18/2019 | [7 empty] | Storage |  |  |  | 50 |  |  |  |  | 50 | [7 empty] | McLean | IL |  |  | McLean 345 kV |  | 12/31/2022 |  | Document Posted | Document Posted | In Progress |  |  |  |  | ComEd | [23 empty] | AE2-173 - moved to TC1 | [5 empty] | Generation Interconnection | [7 empty] | Active | 250 |  | Capacity |  |  |  | https://www.pjm.com/pub/planning/project-queues/feas_docs/ae2173_fea.pdf | https://www.pjm.com/pub/planning/project-queues/impact_studies/ae2173_imp.pdf | [13 empty] | N | No
PJM | Swiftwater Solar |  | 3/19/2019 | [7 empty] | Solar |  |  |  | 48 |  |  |  |  | 80 | [7 empty] | Monroe | PA |  |  | Jackson-Long Pond 69 kV | 10/31/2024 | 6/30/2025 |  | Document Posted | Document Posted | Document Posted |  | Document Posted |  |  | PPL | [23 empty] | AE2-175 | [5 empty] | Generation Interconnection | [7 empty] | Under Construction | 80 |  | Capacity |  |  |  | https://www.pjm.com/pub/planning/project-queues/feas_docs/ae2175_fea.pdf | https://www.pjm.com/pub/planning/project-queues/impact_studies/ae2175_imp.pdf | https://www.pjm.com/pub/planning/project-queues/facilities/ae2175_fac.pdf | https://www.pjm.com/pub/planning/project-queues/isa/ae2_175_isa.pdf |  | https://www.pjm.com/pub/planning/project-queues/csa/ae2_175_csa.pdf | Document Posted |  |  |  |  | 11/29/2024 |  | 6/30/2025 |  | N | No
PJM | Wheatsborough Solar |  | 3/19/2019 | [7 empty] | Solar |  |  |  | 75 |  |  |  |  | 125 | [7 empty] | Erie | OH |  |  | Groton 138 kV Solar | 12/1/2024 | 4/30/2025 |  | Document Posted | Document Posted | Document Posted |  | Document Posted |  |  | ATSI | [23 empty] | AE2-176 | [5 empty] | Generation Interconnection | [7 empty] | Under Construction | 125 |  | Capacity |  |  |  | https://www.pjm.com/pub/planning/project-queues/feas_docs/ae2176_fea.pdf | https://www.pjm.com/pub/planning/project-queues/impact_studies/ae2176_imp.pdf | https://www.pjm.com/pub/planning/project-queues/facilities/ae2176_fac.pdf | https://www.pjm.com/pub/planning/project-queues/isa/ae2_176_isa.pdf |  | https://www.pjm.com/pub/planning/project-queues/csa/ae2_176_csa.pdf | Document Posted |  |  |  |  | 12/1/2024 |  | 4/30/2025 |  | N | No
PJM | Montpelier Solar |  | 3/18/2019 | [7 empty] | Solar |  |  |  | 29.4 |  |  |  |  | 49 | [7 empty] | Williams | OH |  |  | Snyder 69kV | 9/30/2025 | 5/1/2025 |  | Document Posted | Document Posted | Document Posted |  | Document Posted |  |  | ATSI | [23 empty] | AE2-181 | [5 empty] | Generation Interconnection | [7 empty] | Engineering and Procurement | 49 |  | Capacity |  |  |  | https://www.pjm.com/pub/planning/project-queues/feas_docs/ae2181_fea.pdf | https://www.pjm.com/pub/planning/project-queues/impact_studies/ae2181_imp.pdf | https://www.pjm.com/pub/planning/project-queues/facilities/ae2181_fac.pdf | https://www.pjm.com/pub/planning/project-queues/isa/ae2_181_isa.pdf |  | https://www.pjm.com/pub/planning/project-queues/csa/ae2_181_csa.pdf | Document Posted |  |  |  |  | 9/30/2025 |  | 5/1/2025 |  | N | No
PJM | Gladys II Solar Farm |  | 3/18/2019 | [7 empty] | Solar |  |  |  | 36 |  |  |  |  | 60 | [7 empty] | Campbell | VA |  |  | Gladys DP-Stonemill Switching Station 69 kV |  | 9/1/2020 |  | Document Posted | Document Posted | In Progress |  |  |  |  | Dominion | [23 empty] | AE2-185 - moved to TC1 | [5 empty] | Generation Interconnection | [7 empty] | Active | 60 |  | Capacity |  |  |  | https://www.pjm.com/pub/planning/project-queues/feas_docs/ae2185_fea.pdf | https://www.pjm.com/pub/planning/project-queues/impact_studies/ae2185_imp.pdf | [13 empty] | N | No
PJM |  |  | 3/18/2019 | [7 empty] | Solar |  |  |  | 36 |  |  |  |  | 60 | [7 empty] | Pittsylvania | VA |  |  | Shockoe DP-Chatham 69 kV |  | 9/1/2020 |  | Document Posted | Document Posted | In Progress |  |  |  |  | Dominion | [23 empty] | AE2-187 - moved to TC1 | [5 empty] | Generation Interconnection | [7 empty] | Active | 60 |  | Capacity |  |  |  | https://www.pjm.com/pub/planning/project-queues/feas_docs/ae2187_fea.pdf | https://www.pjm.com/pub/planning/project-queues/impact_studies/ae2187_imp.pdf | [13 empty] | N | No
PJM | Bolivar Solar |  | 3/19/2019 | [7 empty] | Solar |  |  |  | 9.3 |  |  |  |  | 19.3 | [7 empty] | Stark | OH |  |  | Bolivar 34.5 kV | 10/30/2026 | 12/31/2026 |  | Document Posted | Document Posted | Document Posted |  | Wholesale Market Participation Agreement |  |  | AEP | [23 empty] | AE2-204 | [5 empty] | Generation Interconnection | [7 empty] | Engineering and Procurement | 19.3 |  | Capacity |  |  |  | https://www.pjm.com/pub/planning/project-queues/feas_docs/ae2204_fea.pdf | https://www.pjm.com/pub/planning/project-queues/impact_studies/ae2204_imp.pdf | https://www.pjm.com/pub/planning/project-queues/facilities/ae2204_fac.pdf |  | https://www.pjm.com/pub/planning/project-queues/wmpa/ae2204_wmpa.pdf | https://www.pjm.com/pub/planning/project-queues/csa/ae2204_wmpa.pdf | Not Required |  |  |  |  | 11/30/2026 |  | 12/31/2026 |  | N | No
PJM | Clearview Solar I |  | 3/20/2019 | [7 empty] | Solar |  |  |  | 41.58 |  |  |  |  | 99 | [7 empty] | Champaign | OH |  |  | East Sidney-Quincy 138 kV | 6/1/2024 | 1/31/2025 |  | Document Posted | Document Posted | Document Posted |  | Document Posted |  |  | Dayton | [23 empty] | AE2-206 | [5 empty] | Generation Interconnection | [7 empty] | Under Construction | 99 |  | Capacity |  |  |  | https://www.pjm.com/pub/planning/project-queues/feas_docs/ae2206_fea.pdf | https://www.pjm.com/pub/planning/project-queues/impact_studies/ae2206_imp.pdf | https://www.pjm.com/pub/planning/project-queues/facilities/ae2206_fac.pdf | https://www.pjm.com/pub/planning/project-queues/isa/ae2_206_isa.pdf |  | https://www.pjm.com/pub/planning/project-queues/csa/ae2_206_csa.pdf | Document Posted |  |  |  |  | 12/16/2024 |  | 1/31/2025 |  | N | No
PJM |  |  | 3/20/2019 | [7 empty] | Solar |  |  |  | 65.4 |  |  |  |  | 90 | [7 empty] | Clark | KY |  |  | Avon-North Clark 345 kV |  | 6/1/2022 |  | Document Posted | Document Posted | In Progress |  |  |  |  | EKPC | [23 empty] | AE2-210 - moved to TC1 | [5 empty] | Generation Interconnection | [7 empty] | Active | 90 |  | Capacity |  |  |  | https://www.pjm.com/pub/planning/project-queues/feas_docs/ae2210_fea.pdf | https://www.pjm.com/pub/planning/project-queues/impact_studies/ae2210_imp.pdf | [13 empty] | N | No
PJM | Harrowgate 1 |  | 3/20/2019 | [7 empty] | Solar |  |  |  | 12 |  |  |  |  | 20 | [7 empty] | Chesterfield | VA |  |  | Harrowgate 34 kV |  | 3/30/2025 |  | Document Posted | Document Posted | Not Required |  | Wholesale Market Participation Agreement |  |  | Dominion | [23 empty] | AE2-212 | [5 empty] | Generation Interconnection | [7 empty] | Engineering and Procurement | 20 |  | Capacity |  |  |  | https://www.pjm.com/pub/planning/project-queues/feas_docs/ae2212_fea.pdf | https://www.pjm.com/pub/planning/project-queues/impact_studies/ae2212_imp.pdf |  |  | https://www.pjm.com/pub/planning/project-queues/wmpa/ae2212_wmpa.pdf | https://www.pjm.com/pub/planning/project-queues/csa/ae2212_wmpa.pdf | Not Required |  |  |  |  | 1/1/2025 |  | 3/30/2025 |  | N | No
PJM | Pleasant Prairie Solar |  | 3/23/2019 | [7 empty] | Solar |  |  |  | 120 |  |  |  |  | 200 | [7 empty] | Franklin | OH |  |  | Cole 345 kV | 10/31/2025 | 12/31/2025 |  | Document Posted | Document Posted | Document Posted |  | Document Posted |  |  | AEP | [23 empty] | AE2-214 | [5 empty] | Generation Interconnection | [7 empty] | Engineering and Procurement | 200 |  | Capacity |  |  |  | https://www.pjm.com/pub/planning/project-queues/feas_docs/ae2214_fea.pdf | https://www.pjm.com/pub/planning/project-queues/impact_studies/ae2214_imp.pdf | https://www.pjm.com/pub/planning/project-queues/facilities/ae2214_fac.pdf | https://www.pjm.com/pub/planning/project-queues/isa/ae2_214_isa.pdf |  | https://www.pjm.com/pub/planning/project-queues/csa/ae2_214_csa.pdf | Document Posted |  |  |  |  | 11/30/2025 |  | 12/31/2025 |  | N | No
PJM | Hardin Energy Center – Storage II |  | 3/21/2019 | [7 empty] | Storage |  |  |  | 55 |  |  |  |  | 55 | [7 empty] | Hardin | OH |  |  | Hardin Switch 345 kV | 10/15/2026 | 12/31/2026 |  | Document Posted | Document Posted | Document Posted |  | Document Posted |  |  | AEP | [23 empty] | AE2-216 | [5 empty] | Generation Interconnection | [7 empty] | Engineering and Procurement | 55 |  | Capacity |  |  |  | https://www.pjm.com/pub/planning/project-queues/feas_docs/ae2216_fea.pdf | https://www.pjm.com/pub/planning/project-queues/impact_studies/ae2216_imp.pdf | https://www.pjm.com/pub/planning/project-queues/facilities/ae2216_fac.pdf | https://www.pjm.com/pub/planning/project-queues/isa/ae2_216_isa.pdf |  | https://www.pjm.com/pub/planning/project-queues/csa/ae2_216_csa.pdf | Document Posted |  |  |  |  | 11/15/2026 |  | 12/31/2026 |  | N | No
PJM | Riverstart Solar Park V |  | 3/21/2019 | [7 empty] | Solar |  |  |  | 42 |  |  |  |  | 100 | [7 empty] | Randolph | IN |  |  | Bluff Point-Randolph 138 kV | 3/31/2026 | 5/31/2026 |  | Document Posted | Document Posted | Document Posted |  | Document Posted |  |  | AEP | [23 empty] | AE2-219 | [5 empty] | Generation Interconnection | [7 empty] | Engineering and Procurement | 100 |  | Capacity |  |  |  | https://www.pjm.com/pub/planning/project-queues/feas_docs/ae2219_fea.pdf | https://www.pjm.com/pub/planning/project-queues/impact_studies/ae2219_imp.htm | https://www.pjm.com/pub/planning/project-queues/facilities/ae2219_fac.pdf | https://www.pjm.com/pub/planning/project-queues/isa/ae2_219_isa.pdf |  | https://www.pjm.com/pub/planning/project-queues/csa/ae2_219_csa.pdf | Document Posted |  |  |  |  | 4/30/2026 |  | 5/31/2026 |  | N | No
PJM | Riverstart Solar Park II |  | 3/21/2019 | [7 empty] | Solar |  |  |  | 52.5 |  |  |  |  | 125 | [7 empty] | Randolph | IN |  |  | Losantville 345 kV |  | 10/31/2022 |  | Document Posted | Document Posted | In Progress |  |  |  |  | AEP | [23 empty] | AE2-220 | [5 empty] | Generation Interconnection | [7 empty] | Active | 125 |  | Capacity |  |  |  | https://www.pjm.com/pub/planning/project-queues/feas_docs/ae2220_fea.pdf | https://www.pjm.com/pub/planning/project-queues/impact_studies/ae2220_imp.htm | [13 empty] | N | No
PJM | Yellow Wood Solar Energy Center |  | 3/21/2019 | [7 empty] | Solar |  |  |  | 180 |  |  |  |  | 300 | [7 empty] | Clinton | OH |  |  | Clinton-Stuart 345 kV | 6/30/2025 | 12/31/2025 |  | Document Posted | Document Posted | Document Posted |  | Document Posted |  |  | Dayton | [23 empty] | AE2-221 | [5 empty] | Generation Interconnection | [7 empty] | Engineering and Procurement | 300 |  | Capacity |  |  |  | https://www.pjm.com/pub/planning/project-queues/feas_docs/ae2221_fea.pdf | https://www.pjm.com/pub/planning/project-queues/impact_studies/ae2221_imp.pdf | https://www.pjm.com/pub/planning/project-queues/facilities/ae2221_fac.pdf | https://www.pjm.com/pub/planning/project-queues/isa/ae2_221_isa.pdf |  | https://www.pjm.com/pub/planning/project-queues/csa/ae2_221_csa.pdf | Document Posted |  |  |  |  | 11/24/2025 |  | 12/31/2025 |  | N | No
PJM |  |  | 3/22/2019 | [7 empty] | Wind |  |  |  | 19.5 |  |  |  |  | 150 | [7 empty] | McLean | IL |  |  | McLean 345 kV |  | 10/31/2022 |  | Document Posted | Document Posted | In Progress |  |  |  |  | ComEd | [23 empty] | AE2-223 - moved to TC1 | [5 empty] | Generation Interconnection | [7 empty] | Active | 150 |  | Capacity |  |  |  | https://www.pjm.com/pub/planning/project-queues/feas_docs/ae2223_fea.pdf | https://www.pjm.com/pub/planning/project-queues/impact_studies/ae2223_imp.pdf | [13 empty] | N | No
PJM | Rippon |  | 3/22/2019 | [7 empty] | Solar |  |  |  | 59.4 |  |  |  |  | 99 | [7 empty] | Jefferson | WV |  |  | Millville-Old Chapel 138 kV | 10/15/2025 | 12/31/2025 |  | Document Posted | Document Posted | Document Posted |  | Document Posted |  |  | APS | [23 empty] | AE2-226 | [5 empty] | Generation Interconnection | [7 empty] | Engineering and Procurement | 99 |  | Capacity |  |  |  | https://www.pjm.com/pub/planning/project-queues/feas_docs/ae2226_fea.pdf | https://www.pjm.com/pub/planning/project-queues/impact_studies/ae2226_imp.pdf | https://www.pjm.com/pub/planning/project-queues/facilities/ae2226_fac.pdf | https://www.pjm.com/pub/planning/project-queues/isa/ae2_226_isa.pdf |  | https://www.pjm.com/pub/planning/project-queues/csa/ae2_226_csa.pdf | Document Posted |  |  |  |  | 11/30/2025 |  | 12/31/2025 |  | N | No
PJM | Bradley Ridge Solar |  | 3/22/2019 | [7 empty] | Solar |  |  |  | 12 |  |  |  |  | 20 | [7 empty] | Chesterfield | VA |  |  | Iron Bridge 34 kV |  | 3/30/2025 |  | Document Posted | Document Posted | Not Required |  | Wholesale Market Participation Agreement |  |  | Dominion | [23 empty] | AE2-227 | [5 empty] | Generation Interconnection | [7 empty] | Engineering and Procurement | 20 |  | Capacity |  |  |  | https://www.pjm.com/pub/planning/project-queues/feas_docs/ae2227_fea.pdf | https://www.pjm.com/pub/planning/project-queues/impact_studies/ae2227_imp.pdf |  |  | https://www.pjm.com/pub/planning/project-queues/wmpa/ae2227_wmpa.pdf | https://www.pjm.com/pub/planning/project-queues/csa/ae2227_wmpa.pdf | Not Required |  |  |  |  | 5/1/2025 |  | 3/30/2025 |  | N | No
PJM | Bradley BridgeSolar |  | 3/22/2019 | [7 empty] | Solar |  |  |  | 12 |  |  |  |  | 20 | [7 empty] | Chesterfield | VA |  |  | Tyler 34 kv |  | 3/30/2025 |  | Document Posted | Document Posted | Not Required |  | Wholesale Market Participation Agreement |  |  | Dominion | [23 empty] | AE2-228 | [5 empty] | Generation Interconnection | [7 empty] | Engineering and Procurement | 20 |  | Capacity |  |  |  | https://www.pjm.com/pub/planning/project-queues/feas_docs/ae2228_fea.pdf | https://www.pjm.com/pub/planning/project-queues/impact_studies/ae2228_imp.pdf |  |  | https://www.pjm.com/pub/planning/project-queues/wmpa/ae2228_wmpa.pdf | https://www.pjm.com/pub/planning/project-queues/csa/ae2228_wmpa.pdf | Not Required |  |  |  |  | 5/1/2025 |  | 3/30/2025 |  | N | No
PJM | Bartonsville Energy Facility |  | 3/24/2019 | [7 empty] | Solar |  |  |  | 42 |  |  |  |  | 70 | [7 empty] | Frederick | VA |  |  | Bartonsville-Meadow Brook 138 kV | 10/11/2024 | 7/1/2024 |  | Document Posted | Document Posted | Document Posted |  | Document Posted |  |  | APS | [23 empty] | AE2-230 | [5 empty] | Generation Interconnection | [7 empty] | Under Construction | 70 |  | Capacity |  |  |  | https://www.pjm.com/pub/planning/project-queues/feas_docs/ae2230_fea.pdf | https://www.pjm.com/pub/planning/project-queues/impact_studies/ae2230_imp.pdf | https://www.pjm.com/pub/planning/project-queues/facilities/ae2230_fac.pdf | https://www.pjm.com/pub/planning/project-queues/isa/ae2_230_isa.pdf |  | https://www.pjm.com/pub/planning/project-queues/csa/ae2_230_csa.pdf | Document Posted |  |  |  |  | 10/25/2024 |  | 7/1/2024 |  | N | No
PJM |  |  | 3/22/2019 | [7 empty] | Solar |  |  |  | 26.4 |  |  |  |  | 44 | [7 empty] | Caroline | VA |  |  | St. Johns 115 kV |  | 12/1/2022 |  | Document Posted | Document Posted | In Progress |  |  |  |  | Dominion | [23 empty] | AE2-231 | [5 empty] | Generation Interconnection | [7 empty] | Active | 44 |  | Capacity |  |  |  | https://www.pjm.com/pub/planning/project-queues/feas_docs/ae2231_fea.pdf | https://www.pjm.com/pub/planning/project-queues/impact_studies/ae2231_imp.pdf | [13 empty] | N | No
PJM |  |  | 3/22/2019 | [7 empty] | Solar |  |  |  | 24.1 |  |  |  |  | 35 | [7 empty] | Huntington | IN |  |  | Liberty Center-Buckeye Tap 69 kV |  | 7/31/2021 |  | Document Posted | Document Posted | In Progress |  |  |  |  | AEP | [23 empty] | AE2-234 | [5 empty] | Generation Interconnection | [7 empty] | Active | 35 |  | Capacity |  |  |  | https://www.pjm.com/pub/planning/project-queues/feas_docs/ae2234_fea.pdf | https://www.pjm.com/pub/planning/project-queues/impact_studies/ae2234_imp.htm | [13 empty] | N | No
PJM | BE-ASTOR |  | 3/25/2019 | [7 empty] | Solar |  |  |  | 9.96 |  |  |  |  | 16.6 | [7 empty] | Bedford | PA |  |  | Bedford North-Pennsylvania Hollow 23 kV | 6/30/2025 | 7/1/2021 |  | Document Posted | Document Posted | Not Required |  | Document Posted |  |  | PENELEC | [23 empty] | AE2-249 | [5 empty] | Generation Interconnection | [7 empty] | Engineering and Procurement | 16.6 |  | Capacity |  |  |  | https://www.pjm.com/pub/planning/project-queues/feas_docs/ae2249_fea.pdf | https://www.pjm.com/pub/planning/project-queues/impact_studies/ae2249_imp.pdf |  | https://www.pjm.com/pub/planning/project-queues/isa/ae2_249_isa.pdf |  | https://www.pjm.com/pub/planning/project-queues/csa/ae2_249_csa.pdf | Document Posted |  |  |  |  | 6/30/2025 |  | 7/1/2021 |  | N | No
PJM |  |  | 3/26/2019 | [7 empty] | Solar |  |  |  | 54 |  |  |  |  | 82.5 | [7 empty] | Greensville | VA |  |  | Purdy Sw.-Reams 115 kV |  | 9/30/2021 |  | Document Posted | Document Posted | In Progress |  |  |  |  | Dominion | [23 empty] | AE2-250 - moved to TC1 | [5 empty] | Generation Interconnection | [7 empty] | Active | 82.5 |  | Capacity |  |  |  | https://www.pjm.com/pub/planning/project-queues/feas_docs/ae2250_fea.pdf | https://www.pjm.com/pub/planning/project-queues/impact_studies/ae2250_imp.pdf | [13 empty] | N | No
PJM | Panther Grove 2 |  | 3/26/2019 | [7 empty] | Wind |  |  |  | 25 |  |  |  |  | 100 | [7 empty] | Woodford | IL |  |  | Molecreek 345 kV | 9/21/2026 | 1/18/2027 |  | Document Posted | Document Posted | Document Posted |  | Document Posted |  |  | ComEd | [23 empty] | AE2-255 | [5 empty] | Generation Interconnection | [7 empty] | Engineering and Procurement | 400 |  | Capacity |  |  |  | https://www.pjm.com/pub/planning/project-queues/feas_docs/ae2255_fea.pdf | https://www.pjm.com/pub/planning/project-queues/impact_studies/ae2255_imp.htm | https://www.pjm.com/pub/planning/project-queues/facilities/ae2255_fac.pdf | https://www.pjm.com/pub/planning/project-queues/isa/ae2_255_isa.pdf |  | https://www.pjm.com/pub/planning/project-queues/csa/ae2_255_csa.pdf | Document Posted |  |  |  |  | 9/21/2026 |  | 1/18/2027 |  | N | No
PJM | Lebanon Solar |  | 3/27/2019 | [7 empty] | Solar |  |  |  | 29.4 |  |  |  |  | 70 | [7 empty] | Lebanon | PA |  |  | Copperstone-North Lebanon 230 kV | 6/1/2026 | 8/1/2026 |  | Document Posted | Document Posted | Document Posted |  | Document Posted |  |  | ME | [23 empty] | AE2-256 | [5 empty] | Generation Interconnection | [7 empty] | Engineering and Procurement | 70 |  | Capacity |  |  |  | https://www.pjm.com/pub/planning/project-queues/feas_docs/ae2256_fea.pdf | https://www.pjm.com/pub/planning/project-queues/impact_studies/ae2256_imp.pdf | https://www.pjm.com/pub/planning/project-queues/facilities/ae2256_fac.pdf | https://www.pjm.com/pub/planning/project-queues/isa/ae2_256_isa.pdf |  | https://www.pjm.com/pub/planning/project-queues/csa/ae2_256_csa.pdf | Document Posted |  |  |  |  | 7/1/2026 |  | 8/1/2026 |  | N | No
PJM | Blue Rock Solar |  | 3/28/2019 | [7 empty] | Solar |  |  |  | 60 |  |  |  |  | 100 | [7 empty] | Buckingham | VA |  |  | Curdsville-Willis Mtn 115 kV |  | 12/31/2026 |  | Document Posted | Document Posted | Document Posted |  | Document Posted |  |  | Dominion | [23 empty] | AE2-259 | [5 empty] | Generation Interconnection | [7 empty] | Engineering and Procurement | 100 |  | Capacity |  |  |  | https://www.pjm.com/pub/planning/project-queues/feas_docs/ae2259_fea.pdf | https://www.pjm.com/pub/planning/project-queues/impact_studies/ae2259_imp.htm | https://www.pjm.com/pub/planning/project-queues/facilities/ae2259_fac.pdf | https://www.pjm.com/pub/planning/project-queues/gia/ae2_259_gia.pdf | [9 empty] | 12/31/2026 |  | N | No
PJM |  |  | 3/28/2019 | [7 empty] | Solar |  |  |  | 179.4 |  |  |  |  | 299 | [7 empty] | Christian | IL |  |  | Kincaid-Pana 345 kV |  | 6/1/2022 |  | Document Posted | Document Posted | In Progress |  |  |  |  | ComEd | [23 empty] | AE2-261 - moved to TC1 | [5 empty] | Generation Interconnection | [7 empty] | Active | 299 |  | Capacity |  |  |  | https://www.pjm.com/pub/planning/project-queues/feas_docs/ae2261_fea.pdf | https://www.pjm.com/pub/planning/project-queues/impact_studies/ae2261_imp.pdf | [13 empty] | N | No
PJM | Woodsdale Renewable Energy Center |  | 3/29/2019 | [7 empty] | Solar |  |  |  | 28.6 |  |  |  |  | 49 | [7 empty] | Butler | OH |  |  | Woodsdale 345 kV | 5/1/2026 | 6/1/2026 |  | Document Posted | Document Posted | Document Posted |  | Document Posted |  |  | DEOK | [23 empty] | AE2-267 | [5 empty] | Generation Interconnection | [7 empty] | Engineering and Procurement | 49 |  | Capacity |  |  |  | https://www.pjm.com/pub/planning/project-queues/feas_docs/ae2267_fea.pdf | https://www.pjm.com/pub/planning/project-queues/impact_studies/ae2267_imp.htm | https://www.pjm.com/pub/planning/project-queues/facilities/ae2267_fac.pdf | https://www.pjm.com/pub/planning/project-queues/isa/ae2_267_isa.pdf |  | https://www.pjm.com/pub/planning/project-queues/csa/ae2_267_csa.pdf | Document Posted |  |  |  |  | 5/1/2026 |  | 6/1/2026 |  | N | No
PJM |  |  | 3/28/2019 | [7 empty] | Solar |  |  |  | 7.2 |  |  |  |  | 90 | [7 empty] | Madison | KY |  |  | JK Smith-Fawkes 138 kV |  | 6/1/2022 |  | Document Posted | Document Posted | In Progress |  |  |  |  | EKPC | [23 empty] | AE2-275 - moved to TC1 | [5 empty] | Generation Interconnection | [7 empty] | Active | 90 |  | Capacity |  |  |  | https://www.pjm.com/pub/planning/project-queues/feas_docs/ae2275_fea.pdf | https://www.pjm.com/pub/planning/project-queues/impact_studies/ae2275_imp.pdf | [13 empty] | N | No
PJM |  |  | 3/28/2019 | [7 empty] | Storage |  |  |  | 50 |  |  |  |  | 50 | [7 empty] | Sullivan | IN |  |  | Sullivan 345kV |  | 12/31/2020 |  | Document Posted | Document Posted | In Progress |  |  |  |  | AEP | [23 empty] | AE2-276 | [5 empty] | Generation Interconnection | [7 empty] | Active | 50 |  | Capacity |  |  |  | https://www.pjm.com/pub/planning/project-queues/feas_docs/ae2276_fea.pdf | https://www.pjm.com/pub/planning/project-queues/impact_studies/ae2276_imp.pdf | [13 empty] | N | No
PJM | Panther Grove Wind |  | 3/29/2019 | [7 empty] | Wind |  |  |  | 7 |  |  |  |  | 50 | [7 empty] | Woodford | IL |  |  | Powerton-Nevada 345 kV | 11/1/2026 | 2/1/2027 |  | Document Posted | Document Posted | Document Posted |  | Document Posted |  |  | ComEd | [23 empty] | AE2-281 | [5 empty] | Generation Interconnection | [7 empty] | Engineering and Procurement | 400 |  | Capacity |  |  |  | https://www.pjm.com/pub/planning/project-queues/feas_docs/ae2281_fea.pdf | https://www.pjm.com/pub/planning/project-queues/impact_studies/ae2281_imp.htm | https://www.pjm.com/pub/planning/project-queues/facilities/ae2281_fac.pdf | https://www.pjm.com/pub/planning/project-queues/isa/ae2_281_isa.pdf |  | https://www.pjm.com/pub/planning/project-queues/csa/ae2_281_csa.pdf | Document Posted |  |  |  |  | 11/1/2026 |  | 2/1/2027 |  | N | No
PJM |  |  | 3/29/2019 | [7 empty] | Solar |  |  |  | 28 |  |  |  |  | 53 | [7 empty] | Campbell | VA |  |  | Gladys-Stone Mill 69 kV |  | 9/30/2021 |  | Document Posted | Document Posted | In Progress |  |  |  |  | Dominion | [23 empty] | AE2-283 - moved to TC1 | [5 empty] | Generation Interconnection | [7 empty] | Active | 53 |  | Capacity |  |  |  | https://www.pjm.com/pub/planning/project-queues/feas_docs/ae2283_fea.pdf | https://www.pjm.com/pub/planning/project-queues/impact_studies/ae2283_imp.pdf | [13 empty] | N | No
PJM |  |  | 3/29/2019 | [7 empty] | Wind |  |  |  | 11.76 |  |  |  |  | 80 | [7 empty] | Allegany | MD |  |  | Frostburg 138 kV |  | 12/31/2021 |  | Document Posted | Document Posted | Document Posted |  |  |  |  | APS | [23 empty] | AE2-289 | [5 empty] | Generation Interconnection | [7 empty] | Active | 80 |  | Capacity |  |  |  | https://www.pjm.com/pub/planning/project-queues/feas_docs/ae2289_fea.pdf | https://www.pjm.com/pub/planning/project-queues/impact_studies/ae2289_imp.pdf | https://www.pjm.com/pub/planning/project-queues/facilities/ae2289_fac.pdf | [12 empty] | N | No
PJM |  |  | 3/29/2019 | [7 empty] | Solar |  |  |  | 61.2 |  |  |  |  | 102 | [7 empty] | Pittsylvania | VA |  |  | Grit DP-Perth 115 kV |  | 4/1/2021 |  | Document Posted | Document Posted | In Progress |  |  |  |  | Dominion | [23 empty] | AE2-291 - moved to TC1 | [5 empty] | Generation Interconnection | [7 empty] | Active | 102 |  | Capacity |  |  |  | https://www.pjm.com/pub/planning/project-queues/feas_docs/ae2291_fea.pdf | https://www.pjm.com/pub/planning/project-queues/impact_studies/ae2291_imp.pdf | [13 empty] | N | No
PJM |  |  | 3/22/2019 | [7 empty] | Solar |  |  |  | 29.9 |  |  |  |  | 49.9 | [7 empty] | Van Wert | OH |  |  | Cavett Switch - West Van Wert 69 kV |  | 12/31/2021 |  | Document Posted | Document Posted | Document Posted |  |  |  |  | AEP | [23 empty] | AE2-298 | [5 empty] | Generation Interconnection | [7 empty] | Active | 49.9 |  | Capacity |  |  |  | https://www.pjm.com/pub/planning/project-queues/feas_docs/ae2298_fea.pdf | https://www.pjm.com/pub/planning/project-queues/impact_studies/ae2298_imp.htm | https://www.pjm.com/pub/planning/project-queues/facilities/ae2298_fac.pdf | [12 empty] | N | No
PJM |  |  | 3/29/2019 | [7 empty] | Solar |  |  |  | 46.8 |  |  |  |  | 78 | [7 empty] | Champaign | OH |  |  | Givens-Mechanicsburg 138 kV |  | 8/1/2021 |  | Document Posted | Document Posted | In Progress |  |  |  |  | Dayton | [23 empty] | AE2-305 | [5 empty] | Generation Interconnection | [7 empty] | Active | 78 |  | Capacity |  |  |  | https://www.pjm.com/pub/planning/project-queues/feas_docs/ae2305_fea.pdf | https://www.pjm.com/pub/planning/project-queues/impact_studies/ae2305_imp.pdf | [13 empty] | N | No
PJM | Madison Solar 1 |  | 3/29/2019 | [7 empty] | Solar |  |  |  | 60 |  |  |  |  | 100 | [7 empty] | Madison | KY |  |  | Three Forks-Dale 138 kV |  | 5/31/2021 |  | Document Posted | Document Posted | In Progress |  | Interim Study |  |  | EKPC | [23 empty] | AE2-308 - moved to TC1 | [5 empty] | Generation Interconnection | [7 empty] | Active | 100 |  | Capacity |  |  |  | https://www.pjm.com/pub/planning/project-queues/feas_docs/ae2308_fea.pdf | https://www.pjm.com/pub/planning/project-queues/impact_studies/ae2308_imp.pdf |  | https://www.pjm.com/pub/planning/project-queues/isa/ae2_308_isa2.pdf | [11 empty] | N | No
PJM |  |  | 3/29/2019 | [7 empty] | Solar |  |  |  | 188.4 |  |  |  |  | 314 | [7 empty] | Dinwiddie | VA |  |  | Carson-Rawlings 500 kV |  | 9/15/2022 |  | Document Posted | Document Posted | In Progress |  |  |  |  | Dominion | [23 empty] | AE2-313 - moved to TC1 | [5 empty] | Generation Interconnection | [7 empty] | Active | 314 |  | Capacity |  |  |  | https://www.pjm.com/pub/planning/project-queues/feas_docs/ae2313_fea.pdf | https://www.pjm.com/pub/planning/project-queues/impact_studies/ae2313_imp.pdf | [13 empty] | N | No
PJM | Clermont County Solar Project |  | 3/31/2019 | [7 empty] | Solar |  |  |  | 67.2 |  |  |  |  | 100 | [7 empty] | Clermont | OH |  |  | Ford-Cedarville 138 kV | 9/1/2024 | 12/31/2025 |  | Document Posted | Document Posted | Document Posted |  | Document Posted |  |  | DEOK | [23 empty] | AE2-318 | [5 empty] | Generation Interconnection | [7 empty] | Engineering and Procurement | 100 |  | Capacity |  |  |  | https://www.pjm.com/pub/planning/project-queues/feas_docs/ae2318_fea.pdf | https://www.pjm.com/pub/planning/project-queues/impact_studies/ae2318_imp.pdf | https://www.pjm.com/pub/planning/project-queues/facilities/ae2318_fac.pdf | https://www.pjm.com/pub/planning/project-queues/isa/ae2_318_isa.pdf |  | https://www.pjm.com/pub/planning/project-queues/csa/ae2_318_csa.pdf | Document Posted |  |  |  |  | 10/1/2024 |  | 12/31/2025 |  | N | No
PJM |  |  | 3/30/2019 | [7 empty] | Solar |  |  |  | 67 |  |  |  |  | 100 | [7 empty] | McHenry | IL |  |  | Belvidere-Marengo 138 kV |  | 12/1/2021 |  | Document Posted | Document Posted | In Progress |  |  |  |  | ComEd | [23 empty] | AE2-321 - moved to TC1 | [5 empty] | Generation Interconnection | [7 empty] | Active | 100 |  | Capacity |  |  |  | https://www.pjm.com/pub/planning/project-queues/feas_docs/ae2321_fea.pdf | https://www.pjm.com/pub/planning/project-queues/impact_studies/ae2321_imp.pdf | [13 empty] | N | No
PJM | Mark Center Solar Project |  | 3/30/2019 | [7 empty] | Solar |  |  |  | 40.3 |  |  |  |  | 60 | [7 empty] | Defiance | OH |  |  | Mark Center 69 kV | 6/25/2025 | 5/31/2025 |  | Document Posted | Document Posted | Document Posted |  | Document Posted |  |  | AEP | [23 empty] | AE2-322 | [5 empty] | Generation Interconnection | [7 empty] | Engineering and Procurement | 60 |  | Capacity |  |  |  | https://www.pjm.com/pub/planning/project-queues/feas_docs/ae2322_fea.pdf | https://www.pjm.com/pub/planning/project-queues/impact_studies/ae2322_imp.htm | https://www.pjm.com/pub/planning/project-queues/facilities/ae2322_fac.pdf | https://www.pjm.com/pub/planning/project-queues/isa/ae2_322_isa.pdf |  | https://www.pjm.com/pub/planning/project-queues/csa/ae2_322_csa.pdf | Document Posted |  |  |  |  | 6/25/2025 |  | 5/31/2025 |  | N | No
PJM | Elkhart County Solar Project |  | 3/30/2019 | [7 empty] | Solar |  |  |  | 67.1 |  |  |  |  | 100 | [7 empty] | Elkhart | IN |  |  | Twin Branch-Guardian 138 kV | 10/31/2025 | 5/1/2026 |  | Document Posted | Document Posted | Document Posted |  | Document Posted |  |  | AEP | [23 empty] | AE2-323 | [5 empty] | Generation Interconnection | [7 empty] | Engineering and Procurement | 100 |  | Capacity |  |  |  | https://www.pjm.com/pub/planning/project-queues/feas_docs/ae2323_fea.pdf | https://www.pjm.com/pub/planning/project-queues/impact_studies/ae2323_imp.htm | https://www.pjm.com/pub/planning/project-queues/facilities/ae2323_fac.pdf | https://www.pjm.com/pub/planning/project-queues/isa/ae2_323_isa.pdf |  | https://www.pjm.com/pub/planning/project-queues/csa/ae2_323_csa.pdf | Document Posted |  |  |  |  | 2/15/2026 |  | 5/1/2026 |  | N | No
PJM |  |  | 3/30/2019 | [7 empty] | Storage |  |  |  | 31.32 |  |  |  |  | 52.2 | [7 empty] | Van Buren | MI |  |  | Valley 138 kV |  | 12/1/2022 |  | Document Posted | Document Posted | In Progress |  |  |  |  | AEP | [23 empty] | AE2-325 - moved to TC1 | [5 empty] | Generation Interconnection | [7 empty] | Active | 152.2 |  | Capacity |  |  |  | https://www.pjm.com/pub/planning/project-queues/feas_docs/ae2325_fea.pdf | https://www.pjm.com/pub/planning/project-queues/impact_studies/ae2325_imp.pdf | [13 empty] | N | No
PJM |  |  | 3/30/2019 | [7 empty] | Storage |  |  |  | 31.32 |  |  |  |  | 52.2 | [7 empty] | Wythe | VA |  |  | Jacksons Ferry 138 kV |  | 12/1/2022 |  | Document Posted | Document Posted | In Progress |  |  |  |  | AEP | [23 empty] | AE2-326 | [5 empty] | Generation Interconnection | [7 empty] | Active | 127.2 |  | Capacity |  |  |  | https://www.pjm.com/pub/planning/project-queues/feas_docs/ae2326_fea.pdf | https://www.pjm.com/pub/planning/project-queues/impact_studies/ae2326_imp.html | [13 empty] | N | No
PJM | Bedington Energy Facility |  | 4/1/2019 | [7 empty] | Solar |  |  |  | 60 |  |  |  |  | 100 | [7 empty] | Frederick | MD |  |  | Bedington 138 kV | 6/15/2025 | 10/31/2025 |  | Document Posted | Document Posted | Document Posted |  | Document Posted |  |  | APS | [23 empty] | AE2-333 | [5 empty] | Generation Interconnection | [7 empty] | Engineering and Procurement | 100 |  | Capacity |  |  |  | https://www.pjm.com/pub/planning/project-queues/feas_docs/ae2333_fea.pdf | https://www.pjm.com/pub/planning/project-queues/impact_studies/ae2333_imp.pdf | https://www.pjm.com/pub/planning/project-queues/facilities/ae2333_fac.pdf | https://www.pjm.com/pub/planning/project-queues/isa/ae2_333_isa.pdf |  | https://www.pjm.com/pub/planning/project-queues/csa/ae2_333_csa.pdf | Document Posted |  |  |  |  | 6/15/2025 |  | 10/31/2025 |  | N | No
PJM | Gloucester Solar I |  | 4/1/2019 | [7 empty] | Solar |  |  |  | 26.4 |  |  |  |  | 44 | [7 empty] | Gloucester | NJ |  |  | Clayton-Williamstown 69 kV |  | 12/31/2026 |  | Document Posted | Document Posted | Document Posted |  | Document Posted |  |  | AEC | [23 empty] | AE2-334 | [5 empty] | Generation Interconnection | [7 empty] | Engineering and Procurement | 44 |  | Capacity |  |  |  | https://www.pjm.com/pub/planning/project-queues/feas_docs/ae2334_fea.pdf | https://www.pjm.com/pub/planning/project-queues/impact_studies/ae2334_imp.pdf | https://www.pjm.com/pub/planning/project-queues/facilities/ae2334_fac.pdf | https://www.pjm.com/pub/planning/project-queues/isa/ae2_334_isa.pdf |  | https://www.pjm.com/pub/planning/project-queues/csa/ae2_334_csa.pdf | Document Posted |  |  |  |  | 12/31/2026 |  | 12/31/2026 |  | N | No
PJM |  |  | 3/31/2019 | [7 empty] | Solar |  |  |  | 26.8 |  |  |  |  | 40 | [7 empty] | Fayette | KY |  |  | Avon 138 kV |  | 12/1/2022 |  | Document Posted | Document Posted | Document Posted |  |  |  |  | EKPC | [23 empty] | AE2-339 | [5 empty] | Generation Interconnection | [7 empty] | Active | 40 |  | Capacity |  |  |  | https://www.pjm.com/pub/planning/project-queues/feas_docs/ae2339_fea.pdf | https://www.pjm.com/pub/planning/project-queues/impact_studies/ae2339_imp.htm | https://www.pjm.com/pub/planning/project-queues/facilities/ae2339_fac.pdf | [12 empty] | N | No
PJM |  |  | 3/31/2019 | [7 empty] | Solar |  |  |  | 100.6 |  |  |  |  | 150 | [7 empty] | Kendall | IL |  |  | Sandwich-Plano 138 kV |  | 12/1/2022 |  | Document Posted | Document Posted | In Progress |  |  |  |  | ComEd | [23 empty] | AE2-341 - moved to TC1 | [5 empty] | Generation Interconnection | [7 empty] | Active | 150 |  | Capacity |  |  |  | https://www.pjm.com/pub/planning/project-queues/feas_docs/ae2341_fea.pdf | https://www.pjm.com/pub/planning/project-queues/impact_studies/ae2341_imp.pdf | [13 empty] | N | No
PJM | Woodstock Solar |  | 3/31/2019 | [7 empty] | Solar |  |  |  | 26.8 |  |  |  |  | 40 | [7 empty] | Champaign | OH |  |  | Woodstock 69 kV | 2/15/2025 | 4/15/2025 |  | Document Posted | Document Posted | Document Posted |  | Document Posted |  |  | Dayton | [23 empty] | AE2-342 | [5 empty] | Generation Interconnection | [7 empty] | Engineering and Procurement | 40 |  | Capacity |  |  |  | https://www.pjm.com/pub/planning/project-queues/feas_docs/ae2342_fea.pdf | https://www.pjm.com/pub/planning/project-queues/impact_studies/ae2342_imp.pdf | https://www.pjm.com/pub/planning/project-queues/facilities/ae2342_fac.pdf | https://www.pjm.com/pub/planning/project-queues/isa/ae2_342_isa.pdf |  | https://www.pjm.com/pub/planning/project-queues/csa/ae2_342_csa.pdf | Document Posted |  |  |  |  | 3/17/2025 |  | 4/15/2025 |  | N | No
PJM | Welcome Solar III, LLC |  | 4/1/2019 | [7 empty] | Solar; Storage |  |  |  | 12.3 |  |  |  |  | 17.9 | [7 empty] | Crawford | PA |  |  | Andover (Maysville) 69 kV II | 3/29/2024 | 5/29/2024 |  | Document Posted | Document Posted | Document Posted |  | Document Posted |  |  | ATSI | [23 empty] | AE2-343 | [5 empty] | Generation Interconnection | [7 empty] | Engineering and Procurement | 17.9 |  | Capacity |  |  |  | https://www.pjm.com/pub/planning/project-queues/feas_docs/ae2343_fea.pdf | https://www.pjm.com/pub/planning/project-queues/impact_studies/ae2343_imp.pdf | https://www.pjm.com/pub/planning/project-queues/facilities/ae2343_fac.pdf | https://www.pjm.com/pub/planning/project-queues/isa/ae2_343_isa.pdf |  | https://www.pjm.com/pub/planning/project-queues/csa/ae2_343_csa.pdf | Document Posted |  |  |  |  | 7/30/2026 |  | 5/29/2024 |  | N | No
PJM | Granite Hill Solar |  | 3/13/2019 | [7 empty] | Solar |  |  |  | 42 |  |  |  |  | 70 | [7 empty] | Adams | PA |  |  | Hunterstown-Texas Eastern Tap 115 kV | 1/2/2026 | 2/1/2026 |  | Document Posted | Document Posted | Document Posted |  | Document Posted |  |  | ME | [23 empty] | AE2-345 | [5 empty] | Generation Interconnection | [7 empty] | Engineering and Procurement | 70 |  | Capacity |  |  |  | https://www.pjm.com/pub/planning/project-queues/feas_docs/ae2345_fea.pdf | https://www.pjm.com/pub/planning/project-queues/impact_studies/ae2345_imp.pdf | https://www.pjm.com/pub/planning/project-queues/facilities/ae2345_fac.pdf | https://www.pjm.com/pub/planning/project-queues/isa/ae2_345_isa.pdf |  | https://www.pjm.com/pub/planning/project-queues/csa/ae2_345_csa.pdf | Document Posted |  |  |  |  | 1/12/2026 |  | 2/1/2026 |  | N | No
PJM | Erie Solar |  | 4/2/2019 | [7 empty] | Solar |  |  |  | 12.8 |  |  |  |  | 20 | [7 empty] | Erie | PA |  |  | Fairview East 34.5 kV | 9/13/2024 | 12/31/2024 |  | Document Posted | Document Posted | Not Required |  | Wholesale Market Participation Agreement |  |  | PENELEC | [23 empty] | AF1-006 | [5 empty] | Generation Interconnection | [7 empty] | Engineering and Procurement | 20 |  | Capacity |  |  |  | https://www.pjm.com/pub/planning/project-queues/feas_docs/af1006_fea.pdf | https://www.pjm.com/pub/planning/project-queues/impact_studies/af1006_imp.pdf |  |  | https://www.pjm.com/pub/planning/project-queues/wmpa/af1006_wmpa.pdf | https://www.pjm.com/pub/planning/project-queues/csa/af1006_wmpa.pdf | Not Required |  |  |  |  | 10/4/2024 |  | 12/31/2024 |  | N | No
PJM | Maryland Offshore Wind Energy Project (MOWEP) |  | 4/1/2019 | [7 empty] | Offshore Wind |  |  |  | 1.9 |  |  |  |  | 7.3 | [7 empty] | Sussex | DE |  |  | Indian River 230 kV I | 2/1/2027 | 12/31/2027 |  | Document Posted | Document Posted | Document Posted |  | Document Posted |  |  | DPL | [23 empty] | AF1-007 | [5 empty] | Generation Interconnection | [7 empty] | Engineering and Procurement | 255.1 |  | Capacity |  |  |  | https://www.pjm.com/pub/planning/project-queues/feas_docs/af1007_fea.pdf | https://www.pjm.com/pub/planning/project-queues/impact_studies/af1007_imp.pdf | https://www.pjm.com/pub/planning/project-queues/facilities/af1007_fac.pdf | https://www.pjm.com/pub/planning/project-queues/isa/af1_007_isa.pdf |  | https://www.pjm.com/pub/planning/project-queues/csa/af1_007_csa.pdf | Document Posted |  |  |  |  | 12/31/2027 |  | 12/31/2027 |  | N | No
PJM | Walnut Solar I |  | 4/4/2019 | [7 empty] | Solar |  |  |  | 7.2 |  |  |  |  | 19.9 | [7 empty] | King and Queen | VA |  |  | Harmony Village-Shackleford 115 kV |  | 3/31/2025 |  | Document Posted | Document Posted | Not Required |  | Document Posted |  |  | Dominion | [23 empty] | AF1-014 | [5 empty] | Generation Interconnection | [7 empty] | Under Construction | 149.9 |  | Capacity |  |  |  | https://www.pjm.com/pub/planning/project-queues/feas_docs/af1014_fea.pdf | https://www.pjm.com/pub/planning/project-queues/impact_studies/af1014_imp.pdf |  | https://www.pjm.com/pub/planning/project-queues/isa/af1_014_isa.pdf |  | https://www.pjm.com/pub/planning/project-queues/csa/af1_014_csa.pdf | Document Posted |  |  |  |  | 10/28/2025 |  | 3/31/2025 |  | N | No
PJM | Crockett Solar Project |  | 4/3/2019 | [7 empty] | Solar |  |  |  | 6.3 |  |  |  |  | 15 | [7 empty] | Talbot | MD |  |  | Easton-Steele 138 kV II |  | 3/31/2026 |  | Document Posted | Document Posted | Not Required |  | Document Posted |  |  | DPL | [23 empty] | AF1-015 | [5 empty] | Generation Interconnection | [7 empty] | Engineering and Procurement | 59 |  | Capacity |  |  |  | https://www.pjm.com/pub/planning/project-queues/feas_docs/af1015_fea.pdf | https://www.pjm.com/pub/planning/project-queues/impact_studies/af1015_imp.pdf |  | https://www.pjm.com/pub/planning/project-queues/isa/af1_015_isa.pdf |  | https://www.pjm.com/pub/planning/project-queues/csa/af1_015_csa.pdf | Document Posted |  |  |  |  | 3/31/2026 |  | 3/31/2026 |  | N | No
PJM | Drake Storage |  | 4/3/2019 | [7 empty] | Storage |  |  |  | 40 |  |  |  |  | 40 | [7 empty] | Middlesex | VA |  |  | Harmony Village 230 kV |  | 3/1/2026 |  | Document Posted | Document Posted | Document Posted |  | Document Posted |  |  | Dominion | [23 empty] | AF1-018 | [5 empty] | Generation Interconnection | [7 empty] | Engineering and Procurement | 80 |  | Capacity |  |  |  | https://www.pjm.com/pub/planning/project-queues/feas_docs/af1018_fea.pdf | https://www.pjm.com/pub/planning/project-queues/impact_studies/af1018_imp.pdf | https://www.pjm.com/pub/planning/project-queues/facilities/af1018_fac.pdf | https://www.pjm.com/pub/planning/project-queues/isa/af1_018_isa.pdf |  | https://www.pjm.com/pub/planning/project-queues/csa/af1_018_csa.pdf | Document Posted |  |  |  |  | 2/1/2026 |  | 3/1/2026 |  | N | No
PJM | Viridity Energy Solutions Montague Storage |  | 4/6/2019 | [7 empty] | Storage |  |  |  | 0 |  |  |  |  | 20 | [7 empty] | Sussex | NJ |  |  | Branchville-Holiday Lakes 34.5 kV | 10/31/2024 | 1/31/2025 |  | Document Posted | Document Posted | Document Posted |  | Document Posted |  |  | JCPL | [23 empty] | AF1-019 | [5 empty] | Generation Interconnection | [7 empty] | Under Construction | 20 |  | Energy |  |  |  | https://www.pjm.com/pub/planning/project-queues/feas_docs/af1019_fea.pdf | https://www.pjm.com/pub/planning/project-queues/impact_studies/af1019_imp.htm | https://www.pjm.com/pub/planning/project-queues/facilities/af1019_fac.pdf | https://www.pjm.com/pub/planning/project-queues/isa/af1_019_isa.pdf |  | https://www.pjm.com/pub/planning/project-queues/csa/af1_019_csa.pdf | Document Posted |  |  |  |  | 11/30/2024 |  | 1/31/2025 |  | N | No
PJM | Pechin Solar |  | 4/17/2019 | [7 empty] | Solar |  |  |  | 8.4 |  |  |  |  | 14 | [7 empty] | Fayette | PA |  |  | Bethelboro-Connellsville #1 25 kV | 7/31/2024 | 11/30/2024 |  | Document Posted | Document Posted | Not Required |  | Wholesale Market Participation Agreement |  |  | APS | [23 empty] | AF1-021 | [5 empty] | Generation Interconnection | [7 empty] | Under Construction | 14 |  | Capacity |  |  |  | https://www.pjm.com/pub/planning/project-queues/feas_docs/af1021_fea.pdf | https://www.pjm.com/pub/planning/project-queues/impact_studies/af1021_imp.pdf |  |  | https://www.pjm.com/pub/planning/project-queues/wmpa/af1021_wmpa.pdf | https://www.pjm.com/pub/planning/project-queues/csa/af1021_wmpa.pdf | Not Required |  |  |  |  | 8/30/2024 |  | 11/30/2024 |  | N | No
PJM | Gans Solar Farm |  | 4/16/2019 | [7 empty] | Solar |  |  |  | 8.4 |  |  |  |  | 14 | [7 empty] | Fayette | PA |  |  | Lake Lynn-Uniontown 25 kV | 8/30/2024 | 11/30/2024 |  | Document Posted | Document Posted | Not Required |  | Wholesale Market Participation Agreement |  |  | APS | [23 empty] | AF1-022 | [5 empty] | Generation Interconnection | [7 empty] | Under Construction | 14 |  | Capacity |  |  |  | https://www.pjm.com/pub/planning/project-queues/feas_docs/af1022_fea.pdf | https://www.pjm.com/pub/planning/project-queues/impact_studies/af1022_imp.pdf |  |  | https://www.pjm.com/pub/planning/project-queues/wmpa/af1022_wmpa.pdf | https://www.pjm.com/pub/planning/project-queues/csa/af1022_wmpa.pdf | Not Required |  |  |  |  | 9/27/2024 |  | 11/30/2024 |  | N | No
PJM | Prospect Power |  | 5/13/2019 | [7 empty] | Storage |  |  |  | 200 |  |  |  |  | 200 | [7 empty] | Rockingham | VA |  |  | Endless Caverns 115 kV |  | 2/1/2026 |  | Document Posted | Document Posted | Document Posted |  | Document Posted |  |  | Dominion | [23 empty] | AF1-028 | [5 empty] | Generation Interconnection | [7 empty] | Engineering and Procurement | 200 |  | Capacity |  |  |  | https://www.pjm.com/pub/planning/project-queues/feas_docs/af1028_fea.pdf | https://www.pjm.com/pub/planning/project-queues/impact_studies/af1028_imp.pdf | https://www.pjm.com/pub/planning/project-queues/facilities/af1028_fac.pdf | https://www.pjm.com/pub/planning/project-queues/isa/af1_028_isa.pdf |  | https://www.pjm.com/pub/planning/project-queues/csa/af1_028_csa.pdf | Document Posted |  |  |  |  | 1/1/2026 |  | 2/1/2026 |  | N | No
PJM |  |  | 5/17/2019 | [7 empty] | Solar |  |  |  | 66.9 |  |  |  |  | 100 | [7 empty] | Kendall | IL |  |  | Sandwich-Plano 138 kV |  | 12/1/2022 |  | Document Posted | Document Posted | In Progress |  |  |  |  | ComEd | [23 empty] | AF1-030 - moved to TC1 | [5 empty] | Generation Interconnection | [7 empty] | Active | 250 |  | Capacity |  |  |  | https://www.pjm.com/pub/planning/project-queues/feas_docs/af1030_fea.pdf | https://www.pjm.com/pub/planning/project-queues/impact_studies/af1030_imp.pdf | [13 empty] | N | No
PJM | Mt Olive Creek Solar |  | 6/8/2019 | [7 empty] | Solar |  |  |  | 36 |  |  |  |  | 60 | [7 empty] | Russell | KY |  |  | Sewellton Jct-Webbs Crossroads 69 kV | 6/30/2026 | 9/30/2026 |  | Document Posted | Document Posted | Document Posted |  | Document Posted |  |  | EKPC | [23 empty] | AF1-038 | [5 empty] | Generation Interconnection | [7 empty] | Engineering and Procurement | 60 |  | Capacity |  |  |  | https://www.pjm.com/pub/planning/project-queues/feas_docs/af1038_fea.pdf | https://www.pjm.com/pub/planning/project-queues/impact_studies/af1038_imp.pdf | https://www.pjm.com/pub/planning/project-queues/facilities/af1038_fac.pdf | https://www.pjm.com/pub/planning/project-queues/isa/af1_038_isa.pdf |  | https://www.pjm.com/pub/planning/project-queues/csa/af1_038_csa.pdf | Document Posted |  |  |  |  | 7/30/2026 |  | 9/30/2026 |  | N | No
PJM | Clermont County Solar Project |  | 6/28/2019 | [7 empty] | Storage |  |  |  | 31.3 |  |  |  |  | 52.2 | [7 empty] | Clermont | OH |  |  | Cedarville-Ford 138 kV | 9/1/2024 | 12/31/2025 |  | Document Posted | Document Posted | Document Posted |  | Document Posted |  |  | DEOK | [23 empty] | AF1-045 | [5 empty] | Generation Interconnection | [7 empty] | Engineering and Procurement | 152.2 |  | Capacity |  |  |  | https://www.pjm.com/pub/planning/project-queues/feas_docs/af1045_fea.pdf | https://www.pjm.com/pub/planning/project-queues/impact_studies/af1045_imp.pdf | https://www.pjm.com/pub/planning/project-queues/facilities/af1045_fac.pdf | https://www.pjm.com/pub/planning/project-queues/isa/af1_045_isa.pdf |  | https://www.pjm.com/pub/planning/project-queues/csa/af1_045_csa.pdf | Document Posted |  |  |  |  | 10/1/2024 |  | 12/31/2025 |  | N | No
PJM |  |  | 6/28/2019 | [7 empty] | Storage |  |  |  | 31.32 |  |  |  |  | 52.2 | [7 empty] | McHenry | IL |  |  | Belvidere-Marengo |  | 12/1/2023 |  | Document Posted | Document Posted | In Progress |  |  |  |  | ComEd | [23 empty] | AF1-048 - moved to TC1 | [5 empty] | Generation Interconnection | [7 empty] | Active | 152.2 |  | Capacity |  |  |  | https://www.pjm.com/pub/planning/project-queues/feas_docs/af1048_fea.pdf | https://www.pjm.com/pub/planning/project-queues/impact_studies/af1048_imp.pdf | [13 empty] | N | No
PJM |  |  | 7/12/2019 | [7 empty] | Solar |  |  |  | 75 |  |  |  |  | 125 | [7 empty] | Pittsylvania | VA |  |  | Berry Hill 138 kV |  | 11/25/2022 |  | Document Posted | Document Posted | In Progress |  |  |  |  | AEP | [23 empty] | AF1-049 | [5 empty] | Generation Interconnection | [7 empty] | Active | 125 |  | Capacity |  |  |  | https://www.pjm.com/pub/planning/project-queues/feas_docs/af1049_fea.pdf | https://www.pjm.com/pub/planning/project-queues/impact_studies/af1049_imp.htm | [13 empty] | N | No
PJM | Horseshoe Bend Solar |  | 7/14/2019 | [7 empty] | Solar |  |  |  | 36 |  |  |  |  | 60 | [7 empty] | Green | KY |  |  | Summer Shade - Green County 161 kV | 8/31/2026 | 11/30/2026 |  | Document Posted | Document Posted | Document Posted |  | Document Posted |  |  | EKPC | [23 empty] | AF1-050 | [5 empty] | Generation Interconnection | [7 empty] | Engineering and Procurement | 60 |  | Capacity |  |  |  | https://www.pjm.com/pub/planning/project-queues/feas_docs/af1050_fea.pdf | https://www.pjm.com/pub/planning/project-queues/impact_studies/af1050_imp.pdf | https://www.pjm.com/pub/planning/project-queues/facilities/af1050_fac.pdf | https://www.pjm.com/pub/planning/project-queues/isa/af1_050_isa.pdf |  | https://www.pjm.com/pub/planning/project-queues/csa/af1_050_csa.pdf | Document Posted |  |  |  |  | 9/15/2026 |  | 11/30/2026 |  | N | No
PJM | Gavin Unit No. 1 |  | 7/13/2019 | [7 empty] | Coal |  |  |  | 11 |  |  |  |  | 11 | [7 empty] | Gallia | OH |  |  | Gavin 765 kV |  | 5/31/2024 |  | Document Posted | Document Posted | Not Required |  | Document Posted |  |  | AEP | [23 empty] | AF1-051 | [5 empty] | Generation Interconnection | [7 empty] | Engineering and Procurement | 1360 |  | Capacity |  |  |  | https://www.pjm.com/pub/planning/project-queues/feas_docs/af1051_fea.pdf | https://www.pjm.com/pub/planning/project-queues/impact_studies/af1051_imp.pdf |  | https://www.pjm.com/pub/planning/project-queues/isa/af1_051_isa.pdf |  |  | Not Required |  |  |  |  | 5/20/2025 |  | 5/31/2024 |  | N | No
PJM |  |  | 7/31/2019 | [7 empty] | Storage |  |  |  | 16 |  |  |  |  | 40 | [7 empty] | Champaign | OH |  |  | Givens-Mechanicsburg 138 kV |  | 12/1/2021 |  | Document Posted | Document Posted | In Progress |  |  |  |  | Dayton | [23 empty] | AF1-053 | [5 empty] | Generation Interconnection | [7 empty] | Active | 118 |  | Capacity |  |  |  | https://www.pjm.com/pub/planning/project-queues/feas_docs/af1053_fea.pdf | https://www.pjm.com/pub/planning/project-queues/impact_studies/af1053_imp.pdf | [13 empty] | N | No
PJM |  |  | 7/31/2019 | [7 empty] | Solar |  |  |  | 23.1 |  |  |  |  | 38.5 | [7 empty] | Champaign | OH |  |  | Givens-Mechanicsburg 138 kV |  | 12/1/2021 |  | Document Posted | Document Posted | In Progress |  |  |  |  | Dayton | [23 empty] | AF1-054 | [5 empty] | Generation Interconnection | [7 empty] | Active | 156.5 |  | Capacity |  |  |  | https://www.pjm.com/pub/planning/project-queues/feas_docs/af1054_fea.pdf | https://www.pjm.com/pub/planning/project-queues/impact_studies/af1054_imp.pdf | [13 empty] | N | No
PJM | Flint Grid |  | 7/31/2019 | [7 empty] | Storage |  |  |  | 80 |  |  |  |  | 200 | [7 empty] | Licking | OH |  |  | Jug Street 138 kV | 5/1/2026 | 11/1/2026 |  | Document Posted | Document Posted | Document Posted |  | Document Posted |  |  | AEP | [23 empty] | AF1-062 | [5 empty] | Generation Interconnection | [7 empty] | Engineering and Procurement | 200 |  | Capacity |  |  |  | https://www.pjm.com/pub/planning/project-queues/feas_docs/af1062_fea.pdf | https://www.pjm.com/pub/planning/project-queues/impact_studies/af1062_imp.pdf | https://www.pjm.com/pub/planning/project-queues/facilities/af1062_fac.pdf | https://www.pjm.com/pub/planning/project-queues/isa/af1_062_isa.pdf |  | https://www.pjm.com/pub/planning/project-queues/csa/af1_062_csa.pdf | Document Posted |  |  |  |  | 7/1/2026 |  | 11/1/2026 |  | N | No
PJM |  |  | 7/31/2019 | [7 empty] | Solar |  |  |  | 19.3 |  |  |  |  | 30 | [7 empty] | Defiance | OH |  |  | Lockwood Road 138 kV |  | 3/31/2022 |  | Document Posted | Document Posted | In Progress |  | Interim Study |  |  | AEP | [23 empty] | AF1-063 | [5 empty] | Generation Interconnection | [7 empty] | Active | 30 |  | Capacity |  |  |  | https://www.pjm.com/pub/planning/project-queues/feas_docs/af1063_fea.pdf | https://www.pjm.com/pub/planning/project-queues/impact_studies/af1063_imp.pdf |  | https://www.pjm.com/pub/planning/project-queues/isa/af1_063_isa2.pdf | [11 empty] | N | No
PJM | Juliet Energy |  | 7/31/2019 | [7 empty] | Solar |  |  |  | 33.4 |  |  |  |  | 50 | [7 empty] | Wood | OH |  |  | Weston 69 kV | 8/1/2025 | 11/30/2025 |  | Document Posted | Document Posted | Document Posted |  | Document Posted |  |  | ATSI | [23 empty] | AF1-064 | [5 empty] | Generation Interconnection | [7 empty] | Engineering and Procurement | 50 |  | Capacity |  |  |  | https://www.pjm.com/pub/planning/project-queues/feas_docs/af1064_fea.pdf | https://www.pjm.com/pub/planning/project-queues/impact_studies/af1064_imp.htm | https://www.pjm.com/pub/planning/project-queues/facilities/af1064_fac.pdf | https://www.pjm.com/pub/planning/project-queues/isa/af1_064_isa.pdf |  | https://www.pjm.com/pub/planning/project-queues/csa/af1_064_csa.pdf | Document Posted |  |  |  |  | 8/1/2025 |  | 11/30/2025 |  | N | No
PJM |  |  | 8/9/2019 | [7 empty] | Solar; Storage |  |  |  | 67.7 |  |  |  |  | 94 | [7 empty] | Sussex | VA |  |  | Carson-Rogers Rd 500 kV |  | 6/1/2022 |  | Document Posted | Document Posted | In Progress |  |  |  |  | Dominion | [23 empty] | AF1-069 | [5 empty] | Generation Interconnection | [7 empty] | Active | 394 |  | Capacity |  |  |  | https://www.pjm.com/pub/planning/project-queues/feas_docs/af1069_fea.pdf | https://www.pjm.com/pub/planning/project-queues/impact_studies/af1069_imp.pdf | [13 empty] | N | No
PJM |  |  | 8/13/2019 | [7 empty] | Solar |  |  |  | 6.84 |  |  |  |  | 18 | [7 empty] | Preble | OH |  |  | College Corner 138 kV |  | 7/1/2019 |  | Document Posted | Document Posted | In Progress |  |  |  |  | AEP | [23 empty] | AF1-071 | [5 empty] | Generation Interconnection | [7 empty] | Active | 98 |  | Capacity |  |  |  | https://www.pjm.com/pub/planning/project-queues/feas_docs/af1071_fea.pdf | https://www.pjm.com/pub/planning/project-queues/impact_studies/af1071_imp.pdf | [13 empty] | N | No
PJM | Clearview Solar I |  | 8/27/2019 | [7 empty] | Solar |  |  |  | 18.9 |  |  |  |  | 45 | [7 empty] | Champaign | OH |  |  | East Sidney-Quincy 138 kV | 6/30/2024 | 1/31/2025 |  | Document Posted | Document Posted | Not Required |  | Document Posted |  |  | Dayton | [23 empty] | AF1-078 | [5 empty] | Generation Interconnection | [7 empty] | Under Construction | 144 |  | Capacity |  |  |  | https://www.pjm.com/pub/planning/project-queues/feas_docs/af1078_fea.pdf | https://www.pjm.com/pub/planning/project-queues/impact_studies/af1078_imp.htm |  | https://www.pjm.com/pub/planning/project-queues/isa/af1_078_isa.pdf |  |  | Not Required |  |  |  |  | 12/16/2024 |  | 1/31/2025 |  | N | No
PJM | Flat Run Solar |  | 8/31/2019 | [7 empty] | Solar |  |  |  | 33 |  |  |  |  | 55 | [7 empty] | Barren | KY |  |  | Green County-Saloma 161 kV | 10/27/2026 | 12/15/2026 |  | Document Posted | Document Posted | Document Posted |  | Document Posted |  |  | EKPC | [23 empty] | AF1-083 | [5 empty] | Generation Interconnection | [7 empty] | Engineering and Procurement | 55 |  | Capacity |  |  |  | https://www.pjm.com/pub/planning/project-queues/feas_docs/af1083_fea.pdf | https://www.pjm.com/pub/planning/project-queues/impact_studies/af1083_imp.pdf | https://www.pjm.com/pub/planning/project-queues/facilities/af1083_fac.pdf | https://www.pjm.com/pub/planning/project-queues/isa/af1_083_isa.pdf |  | https://www.pjm.com/pub/planning/project-queues/csa/af1_083_csa.pdf | Document Posted |  |  |  |  | 11/30/2026 |  | 12/15/2026 |  | N | No
PJM |  |  | 8/30/2019 | [7 empty] | Solar |  |  |  | 54.1 |  |  |  |  | 85 | [7 empty] | Van Buren | MI |  |  | Hartford-Almena 69 kV |  | 10/1/2022 |  | Document Posted | Document Posted | Document Posted |  |  |  |  | AEP | [23 empty] | AF1-084 | [5 empty] | Generation Interconnection | [7 empty] | Active | 85 |  | Capacity |  |  |  | https://www.pjm.com/pub/planning/project-queues/feas_docs/af1084_fea.pdf | https://www.pjm.com/pub/planning/project-queues/impact_studies/af1084_imp.htm | https://www.pjm.com/pub/planning/project-queues/facilities/af1084_fac.pdf | [12 empty] | N | No
PJM | Rogue's Wind |  | 8/30/2019 | [7 empty] | Wind |  |  |  | 20.54 |  |  |  |  | 109.9 | [7 empty] | Clearfield | PA |  |  | Madera-Westover South 115 kV | 8/15/2025 | 9/1/2026 |  | Document Posted | Document Posted | Document Posted |  | Document Posted |  |  | PENELEC | [23 empty] | AF1-086 | [5 empty] | Generation Interconnection | [7 empty] | Engineering and Procurement | 109.9 |  | Capacity |  |  |  | https://www.pjm.com/pub/planning/project-queues/feas_docs/af1086_fea.pdf | https://www.pjm.com/pub/planning/project-queues/impact_studies/af1086_imp.htm | https://www.pjm.com/pub/planning/project-queues/facilities/af1086_fac.pdf | https://www.pjm.com/pub/planning/project-queues/isa/af1_086_isa.pdf |  | https://www.pjm.com/pub/planning/project-queues/csa/af1_086_csa.pdf | Document Posted |  |  |  |  | 9/30/2025 |  | 9/1/2026 |  | N | No
PJM |  |  | 8/30/2019 | [7 empty] | Wind |  |  |  | 35.2 |  |  |  |  | 200 | [7 empty] | Christian | IL |  |  | Kincaid-Pana |  | 9/1/2022 |  | Document Posted | Document Posted | In Progress |  |  |  |  | ComEd | [23 empty] | AF1-090 | [5 empty] | Generation Interconnection | [7 empty] | Active | 200 |  | Capacity |  |  |  | https://www.pjm.com/pub/planning/project-queues/feas_docs/af1090_fea.pdf | https://www.pjm.com/pub/planning/project-queues/impact_studies/af1090_imp.pdf | [13 empty] | N | No
PJM |  |  | 8/30/2019 | [7 empty] | Solar |  |  |  | 138.4 |  |  |  |  | 180 | [7 empty] | DeKalb | IN |  |  | Varner - Sowers 138 kV |  | 6/1/2023 |  | Document Posted | Document Posted | In Progress |  |  |  |  | AEP | [23 empty] | AF1-091 | [5 empty] | Generation Interconnection | [7 empty] | Active | 180 |  | Capacity |  |  |  | https://www.pjm.com/pub/planning/project-queues/feas_docs/af1091_fea.pdf | https://www.pjm.com/pub/planning/project-queues/impact_studies/af1091_imp.htm | [13 empty] | N | No
PJM |  |  | 8/30/2019 | [7 empty] | Solar; Storage |  |  |  | 115 |  |  |  |  | 150 | [7 empty] | Huntington | IN |  |  | Huntington Jct. 138 kV | 5/28/2026 | 6/1/2022 |  | Document Posted | Document Posted | Document Posted |  | Document Posted |  |  | AEP | [23 empty] | AF1-092 | [5 empty] | Generation Interconnection | [7 empty] | Engineering and Procurement | 150 |  | Capacity |  |  |  | https://www.pjm.com/pub/planning/project-queues/feas_docs/af1092_fea.pdf | https://www.pjm.com/pub/planning/project-queues/impact_studies/af1092_imp.htm | https://www.pjm.com/pub/planning/project-queues/facilities/af1092_fac.pdf | https://www.pjm.com/pub/planning/project-queues/isa/af1_092_isa.pdf |  | https://www.pjm.com/pub/planning/project-queues/csa/af1_092_csa.pdf | Document Posted |  |  |  |  | 6/30/2026 |  |  |  | N | No
PJM | Jackson Center Solar II |  | 8/31/2019 | [7 empty] | Solar |  |  |  | 12 |  |  |  |  | 20 | [7 empty] | Mercer | PA |  |  | Henderson-Stoneboro 69 kV | 10/15/2025 | 8/15/2024 |  | Document Posted | Document Posted | Document Posted |  | Document Posted |  |  | ATSI | [23 empty] | AF1-093 | [5 empty] | Generation Interconnection | [7 empty] | Engineering and Procurement | 20 |  | Capacity |  |  |  | https://www.pjm.com/pub/planning/project-queues/feas_docs/af1093_fea.pdf | https://www.pjm.com/pub/planning/project-queues/impact_studies/af1093_imp.pdf | https://www.pjm.com/pub/planning/project-queues/facilities/af1093_fac.pdf | https://www.pjm.com/pub/planning/project-queues/isa/af1_093_isa.pdf |  | https://www.pjm.com/pub/planning/project-queues/csa/af1_093_csa.pdf | Document Posted |  |  |  |  | 10/20/2025 |  | 8/15/2024 |  | N | No
PJM | Franklin Solar |  | 8/30/2019 | [7 empty] | Solar |  |  |  | 12 |  |  |  |  | 20 | [7 empty] | Crawford | PA |  |  | Union City-Cambridge Springs 34.5 kV | 7/6/2026 | 9/20/2026 |  | Document Posted | Document Posted | Not Required |  | Document Posted |  |  | PENELEC | [23 empty] | AF1-094 | [5 empty] | Generation Interconnection | [7 empty] | Engineering and Procurement | 20 |  | Capacity |  |  |  | https://www.pjm.com/pub/planning/project-queues/feas_docs/af1094_fea.pdf | https://www.pjm.com/pub/planning/project-queues/impact_studies/af1094_imp.htm |  | https://www.pjm.com/pub/planning/project-queues/isa/af1_094_isa.pdf |  | https://www.pjm.com/pub/planning/project-queues/csa/af1_094_csa.pdf | Document Posted |  |  |  |  | 7/6/2026 |  | 9/20/2026 |  | N | No
PJM |  |  | 9/4/2019 | [7 empty] | Solar; Storage |  |  |  | 75.9 |  |  |  |  | 126.5 | [7 empty] | Clearfield | PA |  |  | Moshannon-Milesburg 230 kV III |  | 4/1/2022 |  | Document Posted | [6 empty] | APS | [23 empty] | AF1-099 - moved to TC1 | [5 empty] | Generation Interconnection | [7 empty] | Active | 126.5 |  | Capacity |  |  |  | https://www.pjm.com/pub/planning/project-queues/feas_docs/af1099_fea.pdf | [14 empty] | N | No
PJM | Elder West |  | 9/10/2019 | [7 empty] | Solar; Storage |  |  |  | 20 |  |  |  |  | 20 | [7 empty] | Erie | PA |  |  | Erie West 34.5 kV |  | 10/15/2026 |  | Document Posted | Document Posted | Not Required |  | Wholesale Market Participation Agreement |  |  | PENELEC | [23 empty] | AF1-104 | [5 empty] | Generation Interconnection | [7 empty] | Engineering and Procurement | 20 |  | Capacity |  |  |  | https://www.pjm.com/pub/planning/project-queues/feas_docs/af1104_fea.pdf | https://www.pjm.com/pub/planning/project-queues/impact_studies/af1104_imp.htm |  |  | https://www.pjm.com/pub/planning/project-queues/wmpa/af1104_wmpa.pdf | https://www.pjm.com/pub/planning/project-queues/csa/af1104_wmpa.pdf | Not Required |  |  |  |  | 9/1/2026 |  | 10/15/2026 |  | N | No
PJM |  |  | 9/10/2019 | [7 empty] | Storage; Solar |  |  |  | 20 |  |  |  |  | 20 | [7 empty] | Bradford | PA |  |  | East Sayre 34.5 kV |  | 6/1/2023 |  | Document Posted | Document Posted | In Progress |  |  |  |  | PENELEC | [23 empty] | AF1-106 | [5 empty] | Generation Interconnection | [7 empty] | Active | 20 |  | Capacity |  |  |  | https://www.pjm.com/pub/planning/project-queues/feas_docs/af1106_fea.pdf | https://www.pjm.com/pub/planning/project-queues/impact_studies/af1106_imp.pdf | [13 empty] | N | No
PJM | Centre Hall |  | 9/10/2019 | [7 empty] | Solar |  |  |  | 8.9 |  |  |  |  | 15 | [7 empty] | Centre | PA |  |  | Centre Hall-Boalsburg 46 kV |  | 10/31/2026 |  | Document Posted | Document Posted | Not Required |  | Wholesale Market Participation Agreement |  |  | APS | [23 empty] | AF1-112 | [5 empty] | Generation Interconnection | [7 empty] | Engineering and Procurement | 15 |  | Capacity |  |  |  | https://www.pjm.com/pub/planning/project-queues/feas_docs/af1112_fea.pdf | https://www.pjm.com/pub/planning/project-queues/impact_studies/af1112_imp.htm |  |  | https://www.pjm.com/pub/planning/project-queues/wmpa/af1112_wmpa.pdf | https://www.pjm.com/pub/planning/project-queues/csa/af1112_wmpa.pdf | Not Required | [6 empty] | 10/31/2026 |  | N | No
PJM |  |  | 9/12/2019 | [7 empty] | Solar |  |  |  | 72 |  |  |  |  | 120 | [7 empty] | Washington | KY |  |  | Marion County 161 kV |  | 12/29/2023 |  | Document Posted | Document Posted | In Progress |  |  |  |  | EKPC | [23 empty] | AF1-116 | [5 empty] | Generation Interconnection | [7 empty] | Active | 120 |  | Capacity |  |  |  | https://www.pjm.com/pub/planning/project-queues/feas_docs/af1116_fea.pdf | https://www.pjm.com/pub/planning/project-queues/impact_studies/af116_imp.pdf | [13 empty] | N | No
PJM |  |  | 9/13/2019 | [7 empty] | Solar; Storage |  |  |  | 268.9 |  |  |  |  | 350 | [7 empty] | Wells | IN |  |  | Sorenson-Desoto 345 kV |  | 6/1/2022 |  | Document Posted | Document Posted | In Progress |  |  |  |  | AEP | [23 empty] | AF1-118 | [5 empty] | Generation Interconnection | [7 empty] | Active | 350 |  | Capacity |  |  |  | https://www.pjm.com/pub/planning/project-queues/feas_docs/af1118_fea.pdf | https://www.pjm.com/pub/planning/project-queues/impact_studies/af1118_imp.pdf | [13 empty] | N | No
PJM |  |  | 9/13/2019 | [7 empty] | Solar; Storage |  |  |  | 140 |  |  |  |  | 200 | [7 empty] | Blackford | IN |  |  | Keystone-Desoto 345 kV |  | 6/1/2022 |  | Document Posted | Document Posted | In Progress |  |  |  |  | AEP | [23 empty] | AF1-119 | [5 empty] | Generation Interconnection | [7 empty] | Active | 200 |  | Capacity |  |  |  | https://www.pjm.com/pub/planning/project-queues/feas_docs/af1119_fea.pdf | https://www.pjm.com/pub/planning/project-queues/impact_studies/af1119_imp.pdf | [13 empty] | N | No
PJM |  |  | 9/17/2019 | [7 empty] | Offshore Wind |  |  |  | 253.2 |  |  |  |  | 833 | [7 empty] | City of Chesapeake | VA |  |  | Oceana 230 kV |  | 12/31/2025 |  | Document Posted | Document Posted | In Progress |  | Interim Study |  |  | Dominion | [23 empty] | AF1-123 - moved to TC1 | [5 empty] | Generation Interconnection | [7 empty] | Active | 833 |  | Capacity |  |  |  | https://www.pjm.com/pub/planning/project-queues/feas_docs/af1123_fea.pdf | https://www.pjm.com/pub/planning/project-queues/impact_studies/af1123_imp.pdf |  | https://www.pjm.com/pub/planning/project-queues/isa/af1_123_isa2.pdf |  | https://www.pjm.com/pub/planning/project-queues/csa/af1_123_csa.pdf | Document Posted | [8 empty] | N | No
PJM |  |  | 9/17/2019 | [7 empty] | Offshore Wind |  |  |  | 254.1 |  |  |  |  | 836 | [7 empty] | City of Chesapeake | VA |  |  | Oceana 230 kV |  | 12/31/2026 |  | Document Posted | Document Posted | In Progress |  | Interim Study |  |  | Dominion | [23 empty] | AF1-124 - moved to TC1 | [5 empty] | Generation Interconnection | [7 empty] | Active | 836 |  | Capacity |  |  |  | https://www.pjm.com/pub/planning/project-queues/feas_docs/af1124_fea.pdf | https://www.pjm.com/pub/planning/project-queues/impact_studies/af1124_imp.pdf |  | https://www.pjm.com/pub/planning/project-queues/isa/af1_124_isa2.pdf |  | https://www.pjm.com/pub/planning/project-queues/csa/af1_124_csa.pdf | Document Posted | [8 empty] | N | No
PJM |  |  | 9/17/2019 | [7 empty] | Offshore Wind |  |  |  | 249.3 |  |  |  |  | 820 | [7 empty] | City of Chesapeake | VA |  |  | Oceana 230 kV |  | 12/31/2024 |  | Document Posted | Document Posted | In Progress |  | Interim Study |  |  | Dominion | [23 empty] | AF1-125 - moved to TC1 | [5 empty] | Generation Interconnection | [7 empty] | Active | 820 |  | Capacity |  |  |  | https://www.pjm.com/pub/planning/project-queues/feas_docs/af1125_fea.pdf | https://www.pjm.com/pub/planning/project-queues/impact_studies/af1125_imp.pdf |  | https://www.pjm.com/pub/planning/project-queues/isa/af1_125_isa2.pdf |  | https://www.pjm.com/pub/planning/project-queues/csa/af1_125_csa.pdf | Document Posted | [8 empty] | N | No
PJM |  |  | 9/18/2019 | [7 empty] | Natural Gas |  |  |  | 569 |  |  |  |  | 569 | [7 empty] | Chesterfield | VA |  |  | Chesterfield 230 kV | 3/31/2028 | 6/1/2023 |  | Document Posted | Document Posted | In Progress |  | Interim Study |  |  | Dominion | [23 empty] | AF1-128 - moved to TC1 | [5 empty] | Generation Interconnection | [7 empty] | Active | 569 |  | Capacity |  |  |  | https://www.pjm.com/pub/planning/project-queues/feas_docs/af1128_fea.pdf | https://www.pjm.com/pub/planning/project-queues/impact_studies/af1128_imp.pdf |  | https://www.pjm.com/pub/planning/project-queues/isa/af1_128_isa2.pdf |  | https://www.pjm.com/pub/planning/project-queues/csa/af1_128_csa.pdf | Document Posted |  |  |  |  | 6/30/2028 |  |  |  | N | No
PJM | Chesterfield CT Units 3&4 |  | 9/18/2019 | [7 empty] | Natural Gas |  |  |  | 569 |  |  |  |  | 569 | [7 empty] | Chesterfield | VA |  |  | Chesterfield 230 kV | 3/31/2028 | 12/31/2029 |  | Document Posted | Document Posted | Document Posted |  | Interim Study |  |  | Dominion | [23 empty] | AF1-129 | [5 empty] | Generation Interconnection | [7 empty] | Engineering and Procurement | 569 |  | Capacity |  |  |  | https://www.pjm.com/pub/planning/project-queues/feas_docs/af1129_fea.pdf | https://www.pjm.com/pub/planning/project-queues/impact_studies/af1129_imp.htm | https://www.pjm.com/pub/planning/project-queues/facilities/af1129_fac.pdf | https://www.pjm.com/pub/planning/project-queues/isa/af1_129_isa2.pdf |  | https://www.pjm.com/pub/planning/project-queues/csa/af1_129_csa.pdf | Document Posted |  |  |  |  | 6/30/2028 |  | 12/31/2029 |  | N | No
PJM | Martin County Solar Project |  | 9/19/2019 | [7 empty] | Solar |  |  |  | 133.9 |  |  |  |  | 190 | [7 empty] | Martin | KY |  |  | Inez 138 kV | 6/3/2024 | 12/15/2025 |  | Document Posted | Document Posted | Document Posted |  | Document Posted |  |  | AEP | [23 empty] | AF1-130 | [5 empty] | Generation Interconnection | [7 empty] | Under Construction | 190 |  | Capacity |  |  |  | https://www.pjm.com/pub/planning/project-queues/feas_docs/af1130_fea.pdf | https://www.pjm.com/pub/planning/project-queues/impact_studies/af1130_imp.htm | https://www.pjm.com/pub/planning/project-queues/facilities/af1130_fac.pdf | https://www.pjm.com/pub/planning/project-queues/isa/af1_130_isa.pdf |  | https://www.pjm.com/pub/planning/project-queues/csa/af1_130_csa.pdf | Document Posted |  |  |  |  | 9/30/2024 |  | 12/15/2025 |  | N | No
PJM | BL-Diamond Bear Rocks |  | 9/19/2019 | [7 empty] | Solar |  |  |  | 9.78 |  |  |  |  | 16.3 | [7 empty] | Adams | PA |  |  | Claysburg 23 kV |  | 12/31/2025 |  | Document Posted | Document Posted | Not Required |  | Wholesale Market Participation Agreement |  |  | PENELEC | [23 empty] | AF1-140 | [5 empty] | Generation Interconnection | [7 empty] | Engineering and Procurement | 16.3 |  | Capacity |  |  |  | https://www.pjm.com/pub/planning/project-queues/feas_docs/af1140_fea.pdf | https://www.pjm.com/pub/planning/project-queues/impact_studies/af1140_imp.pdf |  |  | https://www.pjm.com/pub/planning/project-queues/wmpa/af1140_wmpa.pdf | https://www.pjm.com/pub/planning/project-queues/csa/af1140_wmpa.pdf | Not Required |  |  |  |  | 10/31/2025 |  | 12/31/2025 |  | N | No
PJM |  |  | 8/30/2019 | [7 empty] | Solar |  |  |  | 62.8 |  |  |  |  | 96 | [7 empty] | DeKalb | IN |  |  | Varner 138 kV |  | 5/31/2022 |  | Document Posted | Document Posted | In Progress |  | Interim Study |  |  | AEP | [23 empty] | AF1-141 | [5 empty] | Generation Interconnection | [7 empty] | Active | 96 |  | Capacity |  |  |  | https://www.pjm.com/pub/planning/project-queues/feas_docs/af1141_fea.pdf | https://www.pjm.com/pub/planning/project-queues/impact_studies/af1141_imp.htm |  | https://www.pjm.com/pub/planning/project-queues/isa/af1_141_isa2.pdf | [11 empty] | N | No
PJM |  |  | 9/4/2019 | [7 empty] | Solar; Storage |  |  |  | 121.44 |  |  |  |  | 202.4 | [7 empty] | Clearfield | PA |  |  | Moshannon-Milesburg 230 kV IV |  | 4/1/2022 |  | Document Posted | In Progress | [5 empty] | APS | [23 empty] | AF1-142 - moved to TC1 | [5 empty] | Generation Interconnection | [7 empty] | Active | 202.4 |  | Capacity |  |  |  | https://www.pjm.com/pub/planning/project-queues/feas_docs/af1142_fea.pdf | [14 empty] | N | No
PJM |  |  | 9/18/2019 | [7 empty] | Solar |  |  |  | 60 |  |  |  |  | 100 | [7 empty] | Somerset | PA |  |  | Lick Run 115 kV |  | 6/1/2023 |  | Document Posted | Document Posted | Document Posted |  |  |  |  | PENELEC | [23 empty] | AF1-143 | [5 empty] | Generation Interconnection | [7 empty] | Active | 100 |  | Capacity |  |  |  | https://www.pjm.com/pub/planning/project-queues/feas_docs/af1143_fea.pdf | https://www.pjm.com/pub/planning/project-queues/impact_studies/af1143_imp.htm | https://www.pjm.com/pub/planning/project-queues/facilities/af1143_fac.pdf | [12 empty] | N | No
PJM | Dulles Solar |  | 9/20/2019 | [7 empty] | Solar |  |  |  | 60 |  |  |  |  | 100 | [7 empty] | Loudoun | VA |  |  | Poland Rd-Runway DP 230kV | 7/15/2025 | 12/31/2023 |  | Document Posted | Document Posted | Document Posted |  | Document Posted |  |  | Dominion | [23 empty] | AF1-147 | [5 empty] | Generation Interconnection | [7 empty] | Engineering and Procurement | 100 |  | Capacity |  |  |  | https://www.pjm.com/pub/planning/project-queues/feas_docs/af1147_fea.pdf | https://www.pjm.com/pub/planning/project-queues/impact_studies/af1147_imp.pdf | https://www.pjm.com/pub/planning/project-queues/facilities/af1147_fac.pdf | https://www.pjm.com/pub/planning/project-queues/isa/af1_147_isa.pdf |  | https://www.pjm.com/pub/planning/project-queues/csa/af1_147_csa.pdf | Document Posted |  |  |  |  | 7/15/2026 |  | 12/31/2023 |  | N | No
PJM |  |  | 9/19/2019 | [7 empty] | Solar; Storage |  |  |  | 95.4 |  |  |  |  | 159 | [7 empty] | Wells | IN |  |  | Sorenson-Desoto 345 kV |  | 4/30/2023 |  | Document Posted | Document Posted | In Progress |  |  |  |  | AEP | [23 empty] | AF1-148 | [5 empty] | Generation Interconnection | [7 empty] | Active | 159 |  | Capacity |  |  |  | https://www.pjm.com/pub/planning/project-queues/feas_docs/af1148_fea.pdf | https://www.pjm.com/pub/planning/project-queues/impact_studies/af1148_imp.pdf | [13 empty] | N | No
PJM |  |  | 9/19/2019 | [7 empty] | Solar |  |  |  | 30 |  |  |  |  | 50 | [7 empty] | Pasquotank | NC |  |  | Swamp 230 kV |  | 10/2/2023 |  | Document Posted | Document Posted | In Progress |  |  |  |  | Dominion | [23 empty] | AF1-152 - moved to TC1 | [5 empty] | Generation Interconnection | [7 empty] | Active | 50 |  | Capacity |  |  |  | https://www.pjm.com/pub/planning/project-queues/feas_docs/af1152_fea.pdf | https://www.pjm.com/pub/planning/project-queues/impact_studies/af1152_imp.pdf | [13 empty] | N | No
PJM | FR-Boyer Mill Guilford34.5 |  | 9/19/2019 | [7 empty] | Solar |  |  |  | 12 |  |  |  |  | 20 | [7 empty] | Elk | PA |  |  | Paper City-Wilcox 46 kV |  | 2/28/2023 |  | Document Posted | Document Posted | Not Required |  | Wholesale Market Participation Agreement |  |  | APS | [23 empty] | AF1-155 | [5 empty] | Generation Interconnection | [7 empty] | Engineering and Procurement | 20 |  | Capacity |  |  |  | https://www.pjm.com/pub/planning/project-queues/feas_docs/af1155_fea.pdf | https://www.pjm.com/pub/planning/project-queues/impact_studies/af1155_imp.pdf |  |  | https://www.pjm.com/pub/planning/project-queues/wmpa/af1155_wmpa.pdf | https://www.pjm.com/pub/planning/project-queues/csa/af1155_wmpa.pdf | Not Required | [6 empty] | 2/28/2023 |  | N | No
PJM | Honeysuckle Solar Project |  | 9/24/2019 | [7 empty] | Solar; Storage |  |  |  | 90 |  |  |  |  | 150 | [7 empty] | St. Joseph | IN |  |  | Edison-Gravel Pit 138 kV | 4/23/2024 | 1/31/2025 |  | Document Posted | Document Posted | Document Posted |  | Document Posted |  |  | AEP | [23 empty] | AF1-158 | [5 empty] | Generation Interconnection | [7 empty] | Partially in Service - Under Construction | 150 | 150 | Capacity |  |  |  | https://www.pjm.com/pub/planning/project-queues/feas_docs/af1158_fea.pdf | https://www.pjm.com/pub/planning/project-queues/impact_studies/af1158_imp.htm | https://www.pjm.com/pub/planning/project-queues/facilities/af1158_fac.pdf | https://www.pjm.com/pub/planning/project-queues/isa/af1_158_isa.pdf |  | https://www.pjm.com/pub/planning/project-queues/csa/af1_158_csa.pdf | Document Posted |  |  |  |  | 6/6/2024 |  | 1/31/2025 |  | N | No
PJM | Clinton Solar |  | 9/20/2019 | [7 empty] | Solar |  |  |  | 10.9 |  |  |  |  | 0 | [7 empty] | Clinton | OH |  |  | Martinsville-Wilmington 69 kV | 11/30/2024 | 12/31/2024 |  | Document Posted | Document Posted | Document Posted |  | Document Posted |  |  | Dayton | [23 empty] | AF1-159 | [5 empty] | Generation Interconnection | [7 empty] | Engineering and Procurement | 49.9 |  | Capacity |  |  |  | https://www.pjm.com/pub/planning/project-queues/feas_docs/af1159_fea.pdf | https://www.pjm.com/pub/planning/project-queues/impact_studies/af1159_imp.pdf | https://www.pjm.com/pub/planning/project-queues/facilities/af1159_fac.pdf | https://www.pjm.com/pub/planning/project-queues/isa/af1_159_isa.pdf |  | https://www.pjm.com/pub/planning/project-queues/csa/af1_159_csa.pdf | Document Posted |  |  |  |  | 12/15/2024 |  | 12/31/2024 |  | N | No
PJM |  |  | 9/20/2019 | [7 empty] | Storage |  |  |  | 25 |  |  |  |  | 50 | [7 empty] | Van Buren | MI |  |  | Valley 138 kV |  | 3/1/2022 |  | Document Posted | Document Posted | In Progress |  |  |  |  | AEP | [23 empty] | AF1-161 - moved to TC1 | [5 empty] | Generation Interconnection | [7 empty] | Active | 50 |  | Capacity |  |  |  | https://www.pjm.com/pub/planning/project-queues/feas_docs/af1161_fea.pdf | https://www.pjm.com/pub/planning/project-queues/impact_studies/af1161_imp.pdf | [13 empty] | N | No
PJM |  |  | 9/20/2019 | [7 empty] | Storage |  |  |  | 60 |  |  |  |  | 100 | [7 empty] | Martin | KY |  |  | Inez 138 kV |  | 12/1/2023 |  | Document Posted | Document Posted | In Progress |  | Interim Study |  |  | AEP | [23 empty] | AF1-162 | [5 empty] | Generation Interconnection | [7 empty] | Active | 300 |  | Capacity |  |  |  | https://www.pjm.com/pub/planning/project-queues/feas_docs/af1162_fea.pdf | https://www.pjm.com/pub/planning/project-queues/impact_studies/af1162_imp.pdf |  | https://www.pjm.com/pub/planning/project-queues/isa/af1_162_isa2.pdf | [11 empty] | N | No
PJM |  |  | 9/20/2019 | [7 empty] | Solar |  |  |  | 195 |  |  |  |  | 300 | [7 empty] | Allen | OH |  |  | Southwest Lima 345 kV |  | 6/30/2022 |  | Document Posted | Document Posted | In Progress |  | Interim Study |  |  | AEP | [23 empty] | AF1-164 | [5 empty] | Generation Interconnection | [7 empty] | Active | 300 |  | Capacity |  |  |  | https://www.pjm.com/pub/planning/project-queues/feas_docs/af1164_fea.pdf | https://www.pjm.com/pub/planning/project-queues/impact_studies/af1164_imp.htm |  | https://www.pjm.com/pub/planning/project-queues/isa/af1_164_isa2.pdf | [11 empty] | N | No
PJM |  |  | 9/23/2019 | [7 empty] | Solar |  |  |  | 9 |  |  |  |  | 15 | [7 empty] | Lebanon | PA |  |  | Campbelltown-Millars Quarry 69 kV |  | 5/1/2022 |  | Document Posted | Document Posted | In Progress |  |  |  |  | ME | [23 empty] | AF1-165 | [5 empty] | Generation Interconnection | [7 empty] | Active | 15 |  | Capacity |  |  |  | https://www.pjm.com/pub/planning/project-queues/feas_docs/af1165_fea.pdf | https://www.pjm.com/pub/planning/project-queues/impact_studies/af1165_imp.htm | [13 empty] | N | No
PJM |  |  | 9/23/2019 | [7 empty] | Solar |  |  |  | 46.5 |  |  |  |  | 77.5 | [7 empty] | Crawford | PA |  |  | Springboro-Venango Junction 115 kV |  | 2/15/2023 |  | Document Posted | Document Posted | In Progress |  |  |  |  | PENELEC | [23 empty] | AF1-170 | [5 empty] | Generation Interconnection | [7 empty] | Active | 77.5 |  | Capacity |  |  |  | https://www.pjm.com/pub/planning/project-queues/feas_docs/af1170_fea.pdf | https://www.pjm.com/pub/planning/project-queues/impact_studies/af1170_imp.htm | [13 empty] | N | No
PJM |  |  | 9/25/2019 | [7 empty] | Solar; Storage |  |  |  | 155.684 |  |  |  |  | 300 | [7 empty] | St. Joseph | MI |  |  | Corey 138 kV |  | 10/31/2022 |  | Document Posted | Document Posted | In Progress |  |  |  |  | AEP | [23 empty] | AF1-176 - moved to TC1 | [5 empty] | Generation Interconnection | [7 empty] | Active | 300 |  | Capacity |  |  |  | https://www.pjm.com/pub/planning/project-queues/feas_docs/af1176_fea.pdf | https://www.pjm.com/pub/planning/project-queues/impact_studies/af1176_imp.pdf | [13 empty] | N | No
PJM |  |  | 9/25/2019 | [7 empty] | Wind |  |  |  | 34 |  |  |  |  | 200 | [7 empty] | Blackford | IN |  |  | Keystone-Desoto 345 kV |  | 12/31/2022 |  | Document Posted | Document Posted | In Progress |  | Interim Study |  |  | AEP | [23 empty] | AF1-202 | [5 empty] | Generation Interconnection | [7 empty] | Active | 200 |  | Capacity |  |  |  | https://www.pjm.com/pub/planning/project-queues/feas_docs/af1202_fea.pdf | https://www.pjm.com/pub/planning/project-queues/impact_studies/af1202_imp.html |  | https://www.pjm.com/pub/planning/project-queues/isa/af1_202_isa2.pdf | [11 empty] | N | No
PJM | Glover Creek Solar |  | 9/29/2019 | [7 empty] | Solar; Storage |  |  |  | 12 |  |  |  |  | 20 | [7 empty] | Metcalfe | KY |  |  | Patton Rd-Summer Shade 69 kV | 4/15/2024 | 4/30/2024 |  | Document Posted | Document Posted | Document Posted |  | Document Posted |  |  | EKPC | [23 empty] | AF1-203 | [5 empty] | Generation Interconnection | [7 empty] | Partially in Service - Under Construction | 55 | 20 | Capacity |  |  |  | https://www.pjm.com/pub/planning/project-queues/feas_docs/af1203_fea.pdf | https://www.pjm.com/pub/planning/project-queues/impact_studies/af1203_imp.pdf | https://www.pjm.com/pub/planning/project-queues/facilities/af1203_fac.pdf | https://www.pjm.com/pub/planning/project-queues/isa/af1_203_isa.pdf |  | https://www.pjm.com/pub/planning/project-queues/csa/af1_203_csa.pdf | Document Posted |  |  |  |  | 5/2/2024 |  | 4/30/2024 |  | N | No
PJM |  |  | 9/25/2019 | [7 empty] | Wind |  |  |  | 63.75 |  |  |  |  | 255 | [7 empty] | Vermillion | IN |  |  | Eugene 345 kV |  | 12/31/2022 |  | Document Posted | Document Posted | In Progress |  |  |  |  | AEP | [23 empty] | AF1-204 - moved to TC1 | [5 empty] | Generation Interconnection | [7 empty] | Active | 255 |  | Capacity |  |  |  | https://www.pjm.com/pub/planning/project-queues/feas_docs/af1204_fea.pdf | https://www.pjm.com/pub/planning/project-queues/impact_studies/af1204_imp.html | [13 empty] | N | No
PJM |  |  | 9/26/2019 | [7 empty] | Solar |  |  |  | 119.4 |  |  |  |  | 199 | [7 empty] | Fulton | OH |  |  | East Fayette 138 kV |  | 11/1/2022 |  | Document Posted | Document Posted | Document Posted |  |  |  |  | ATSI | [23 empty] | AF1-206 | [5 empty] | Generation Interconnection | [7 empty] | Active | 199 |  | Capacity |  |  |  | https://www.pjm.com/pub/planning/project-queues/feas_docs/af1206_fea.pdf | https://www.pjm.com/pub/planning/project-queues/impact_studies/af1206_imp.htm | https://www.pjm.com/pub/planning/project-queues/facilities/af1206_fac.pdf | [12 empty] | N | No
PJM |  |  | 9/27/2019 | [7 empty] | Solar |  |  |  | 34 |  |  |  |  | 180 | [7 empty] | White | IN |  |  | Reynolds-Olive #1 345 kV |  | 12/31/2022 |  | Document Posted | Document Posted | In Progress |  |  |  |  | AEP | [23 empty] | AF1-207 | [5 empty] | Generation Interconnection | [7 empty] | Active | 180 |  | Capacity |  |  |  | https://www.pjm.com/pub/planning/project-queues/feas_docs/af1207_fea.pdf | https://www.pjm.com/pub/planning/project-queues/impact_studies/af1207_imp.htm | [13 empty] | N | No
PJM |  |  | 9/26/2019 | [7 empty] | Solar; Storage |  |  |  | 27 |  |  |  |  | 45 | [7 empty] | Salem | NJ |  |  | Laurel-Roadstown 69 kV |  | 12/1/2022 |  | Document Posted | Document Posted | Document Posted |  |  |  |  | AEC | [23 empty] | AF1-208 | [5 empty] | Generation Interconnection | [7 empty] | Active | 45 |  | Capacity |  |  |  | https://www.pjm.com/pub/planning/project-queues/feas_docs/af1208_fea.pdf | https://www.pjm.com/pub/planning/project-queues/impact_studies/af1208_imp.html | https://www.pjm.com/pub/planning/project-queues/facilities/af1208_fac.pdf | [12 empty] | N | No
PJM | CL-Route 58 S |  | 9/26/2019 | [7 empty] | Solar |  |  |  | 9.54 |  |  |  |  | 15.9 | [7 empty] | Clarion | PA |  |  | Burma 23 kV |  | 6/1/2022 |  | Document Posted | Document Posted | Not Required |  | Wholesale Market Participation Agreement |  |  | APS | [23 empty] | AF1-210 | [5 empty] | Generation Interconnection | [7 empty] | Engineering and Procurement | 15.9 |  | Capacity |  |  |  | https://www.pjm.com/pub/planning/project-queues/feas_docs/af1210_fea.pdf | https://www.pjm.com/pub/planning/project-queues/impact_studies/af1210_imp.pdf |  |  | https://www.pjm.com/pub/planning/project-queues/wmpa/af1210_wmpa.pdf | https://www.pjm.com/pub/planning/project-queues/csa/af1210_wmpa.pdf | Not Required | [8 empty] | N | No
PJM |  |  | 9/26/2019 | [7 empty] | Solar |  |  |  | 9 |  |  |  |  | 15 | [7 empty] | Lebanon | PA |  |  | Campbelltown-Millars Quarry 69 kV |  | 5/1/2022 |  | Document Posted | Document Posted | In Progress |  |  |  |  | ME | [23 empty] | AF1-211 | [5 empty] | Generation Interconnection | [7 empty] | Active | 15 |  | Capacity |  |  |  | https://www.pjm.com/pub/planning/project-queues/feas_docs/af1211_fea.pdf | https://www.pjm.com/pub/planning/project-queues/impact_studies/af1211_imp.htm | [13 empty] | N | No
PJM |  |  | 9/26/2019 | [7 empty] | Solar |  |  |  | 9 |  |  |  |  | 15 | [7 empty] | Lebanon | PA |  |  | Campbelltown-Millars Quarry 69 kV |  | 5/1/2022 |  | Document Posted | Document Posted | In Progress |  |  |  |  | ME | [23 empty] | AF1-212 | [5 empty] | Generation Interconnection | [7 empty] | Active | 15 |  | Capacity |  |  |  | https://www.pjm.com/pub/planning/project-queues/feas_docs/af1212_fea.pdf | https://www.pjm.com/pub/planning/project-queues/impact_studies/af1212_imp.htm | [13 empty] | N | No
PJM | Mammoth North Solar Project |  | 9/28/2019 | [7 empty] | Solar |  |  |  | 180 |  |  |  |  | 300 | [7 empty] | Starke | IN |  |  | Olive-Reynolds 345 kV | 8/20/2024 | 7/31/2024 |  | Document Posted | Document Posted | Document Posted |  | Document Posted |  |  | AEP | [23 empty] | AF1-215 | [5 empty] | Generation Interconnection | [7 empty] | Under Construction | 300 |  | Capacity |  |  |  | https://www.pjm.com/pub/planning/project-queues/feas_docs/af1215_fea.pdf | https://www.pjm.com/pub/planning/project-queues/impact_studies/af1215_imp.htm | https://www.pjm.com/pub/planning/project-queues/facilities/af1215_fac.pdf | https://www.pjm.com/pub/planning/project-queues/isa/af1_215_isa.pdf |  | https://www.pjm.com/pub/planning/project-queues/csa/af1_215_csa.pdf | Document Posted |  |  |  |  | 8/21/2024 |  | 7/31/2024 |  | N | No
PJM | Crawford Solar II |  | 9/28/2019 | [7 empty] | Solar |  |  |  | 12 |  |  |  |  | 20 | [7 empty] | Crawford | PA |  |  | Edinboro -Cambridge Springs 34.5 kV |  | 3/29/2024 |  | Document Posted | Document Posted | Not Required |  | Wholesale Market Participation Agreement |  |  | PENELEC | [23 empty] | AF1-217 | [5 empty] | Generation Interconnection | [7 empty] | Engineering and Procurement | 20 |  | Capacity |  |  |  | https://www.pjm.com/pub/planning/project-queues/feas_docs/af1217_fea.pdf | https://www.pjm.com/pub/planning/project-queues/impact_studies/af1217_imp.pdf |  |  | https://www.pjm.com/pub/planning/project-queues/wmpa/af1217_wmpa.pdf | https://www.pjm.com/pub/planning/project-queues/csa/af1217_wmpa.pdf | Not Required |  |  |  |  | 12/31/2025 |  | 3/29/2024 |  | N | No
PJM |  |  | 9/27/2019 | [7 empty] | Solar |  |  |  | 25.2 |  |  |  |  | 180 | [7 empty] | Franklin | IN |  |  | College Corner-Drewersburg 138 kV |  | 6/1/2022 |  | Document Posted | Document Posted | In Progress |  |  |  |  | AEP | [23 empty] | AF1-221 - moved to TC1 | [5 empty] | Generation Interconnection | [7 empty] | Active | 180 |  | Capacity |  |  |  | https://www.pjm.com/pub/planning/project-queues/feas_docs/af1221_fea.pdf | https://www.pjm.com/pub/planning/project-queues/impact_studies/af1221_imp.pdf | [13 empty] | N | No
PJM |  |  | 9/27/2019 | [7 empty] | Solar |  |  |  | 90 |  |  |  |  | 150 | [7 empty] | Jay | IN |  |  | Keystone-Desoto 345 kV |  | 12/31/2022 |  | Document Posted | Document Posted | In Progress |  |  |  |  | AEP | [23 empty] | AF1-223 | [5 empty] | Generation Interconnection | [7 empty] | Active | 150 |  | Capacity |  |  |  | https://www.pjm.com/pub/planning/project-queues/feas_docs/af1223_fea.pdf | https://www.pjm.com/pub/planning/project-queues/impact_studies/af1223_imp.html | [13 empty] | N | No
PJM | Union Solar |  | 9/30/2019 | [7 empty] | Solar |  |  |  | 195 |  |  |  |  | 325 | [7 empty] | Union | OH |  |  | Marysville – Gunn Road 345 kV | 4/9/2024 | 12/31/2024 |  | Document Posted | Document Posted | Document Posted |  | Document Posted |  |  | AEP | [23 empty] | AF1-227 | [5 empty] | Generation Interconnection | [7 empty] | Partially in Service - Under Construction | 325 |  | Capacity |  |  |  | https://www.pjm.com/pub/planning/project-queues/feas_docs/af1227_fea.pdf | https://www.pjm.com/pub/planning/project-queues/impact_studies/af1227_imp.htm | https://www.pjm.com/pub/planning/project-queues/facilities/af1227_fac.pdf | https://www.pjm.com/pub/planning/project-queues/isa/af1_227_isa.pdf |  | https://www.pjm.com/pub/planning/project-queues/csa/af1_227_csa.pdf | Document Posted |  |  |  |  | 5/14/2024 |  | 12/31/2024 |  | N | No
PJM | Springwater Solar |  | 9/27/2019 | [7 empty] | Solar |  |  |  | 93 |  |  |  |  | 155 | [7 empty] | Madison | OH |  |  | Beatty-Greene 345 kV | 4/21/2026 | 8/31/2026 |  | Document Posted | Document Posted | Document Posted |  | Document Posted |  |  | AEP | [23 empty] | AF1-228 | [5 empty] | Generation Interconnection | [7 empty] | Engineering and Procurement | 155 |  | Capacity |  |  |  | https://www.pjm.com/pub/planning/project-queues/feas_docs/af1228_fea.pdf | https://www.pjm.com/pub/planning/project-queues/impact_studies/af1228_imp.htm | https://www.pjm.com/pub/planning/project-queues/facilities/af1228_fac.pdf | https://www.pjm.com/pub/planning/project-queues/gia/af1_228_gia.pdf | [7 empty] | 4/21/2026 |  | 8/31/2026 |  | N | No
PJM | Tymochtee Solar |  | 9/27/2019 | [7 empty] | Solar |  |  |  | 72 |  |  |  |  | 120 | [7 empty] | Wyandot | OH |  |  | Galion-South Berwick 345 kV | 4/21/2026 | 8/31/2026 |  | Document Posted | Document Posted | Document Posted |  | Document Posted |  |  | AEP | [23 empty] | AF1-229 | [5 empty] | Generation Interconnection | [7 empty] | Engineering and Procurement | 120 |  | Capacity |  |  |  | https://www.pjm.com/pub/planning/project-queues/feas_docs/af1229_fea.pdf | https://www.pjm.com/pub/planning/project-queues/impact_studies/af1229_imp.htm | https://www.pjm.com/pub/planning/project-queues/facilities/af1229_fac.pdf | https://www.pjm.com/pub/planning/project-queues/gia/af1_229_gia.pdf |  | https://www.pjm.com/pub/planning/project-queues/csa/af1_229_csa.pdf | Document Posted |  |  |  |  | 4/21/2026 |  | 8/31/2026 |  | N | No
PJM |  |  | 9/27/2019 | [7 empty] | Storage |  |  |  | 7.6 |  |  |  |  | 19 | [7 empty] | Accomack | VA |  |  | New Church 138 kV |  | 12/31/2022 |  | Document Posted | Document Posted | In Progress |  |  |  |  | DPL | [23 empty] | AF1-231 | [5 empty] | Generation Interconnection | [7 empty] | Active | 19 |  | Capacity |  |  |  | https://www.pjm.com/pub/planning/project-queues/feas_docs/af1231_fea.pdf | https://www.pjm.com/pub/planning/project-queues/impact_studies/af1231_imp.pdf | [13 empty] | N | No
PJM | AEUG Fleming Solar |  | 9/27/2019 | [7 empty] | Solar |  |  |  | 113.1 |  |  |  |  | 188.5 | [7 empty] | Fleming | KY |  |  | Flemingsburg – Spurlock 138kV |  | 5/31/2022 |  | Document Posted | Document Posted | In Progress |  | Interim Study |  |  | EKPC | [23 empty] | AF1-233 - moved to TC1 | [5 empty] | Generation Interconnection | [7 empty] | Active | 188.5 |  | Capacity |  |  |  | https://www.pjm.com/pub/planning/project-queues/feas_docs/af1233_fea.pdf | https://www.pjm.com/pub/planning/project-queues/impact_studies/af1233_imp.pdf |  | https://www.pjm.com/pub/planning/project-queues/isa/af1_233_isa2.pdf | [11 empty] | N | No
PJM | Lamberton Road Battery |  | 9/27/2019 | [7 empty] | Storage |  |  |  | 80 |  |  |  |  | 170 | [7 empty] | Mercer | NJ |  |  | Mercer 230 kV |  | 8/11/2027 |  | Document Posted | Document Posted | Document Posted |  | Document Posted |  |  | PSEG | [23 empty] | AF1-237 | [5 empty] | Generation Interconnection | [7 empty] | Engineering and Procurement | 170 |  | Capacity |  |  |  | https://www.pjm.com/pub/planning/project-queues/feas_docs/af1237_fea.pdf | https://www.pjm.com/pub/planning/project-queues/impact_studies/af1237_imp.htm | https://www.pjm.com/pub/planning/project-queues/facilities/af1237_fac.pdf | https://www.pjm.com/pub/planning/project-queues/gia/af1_237_gia.pdf | [9 empty] | 8/11/2027 |  | N | No | This project slid to the next queue
PJM |  |  | 9/28/2019 | [7 empty] | Storage |  |  |  | 31 |  |  |  |  | 77.7 | [7 empty] | Cumberland | NJ |  |  | Sherman Ave - West Vineland 69 kV |  | 5/31/2023 |  | Document Posted | Document Posted | Withdrawn |  |  |  |  | AEC | [23 empty] | AF1-238 - moved to TC1 | [5 empty] | Generation Interconnection | [7 empty] | Active | 77.7 |  | Capacity |  |  |  | https://www.pjm.com/pub/planning/project-queues/feas_docs/af1238_fea.pdf | https://www.pjm.com/pub/planning/project-queues/impact_studies/af1238_imp.pdf | [13 empty] | N | No | This project slid to the next queue
PJM | South Orchard |  | 9/28/2019 | [7 empty] | Storage |  |  |  | 12 |  |  |  |  | 30 | [7 empty] | Cumberland | NJ |  |  | Sherman Ave - West Vineland 69 kV | 3/1/2028 | 6/1/2028 |  | Document Posted | Document Posted | Not Required |  | Wholesale Market Participation Agreement |  |  | AEC | [23 empty] | AF1-239 | [5 empty] | Generation Interconnection | [7 empty] | Engineering and Procurement | 30 |  | Capacity |  |  |  | https://www.pjm.com/pub/planning/project-queues/feas_docs/af1239_fea.pdf | https://www.pjm.com/pub/planning/project-queues/impact_studies/af1239_imp.htm |  |  | https://www.pjm.com/pub/planning/project-queues/wmpa/af1239_wmpa.pdf | https://www.pjm.com/pub/planning/project-queues/csa/af1239_wmpa.pdf | Not Required |  |  |  |  | 5/1/2028 |  | 6/1/2028 |  | N | No
PJM |  |  | 9/30/2019 | [7 empty] | Solar |  |  |  | 12 |  |  |  |  | 20 | [7 empty] | Armstrong | PA |  |  | Timblin 34.5 kV |  | 7/1/2022 |  | Document Posted | Document Posted | In Progress |  |  |  |  | PENELEC | [23 empty] | AF1-240 - moved to TC1 | [5 empty] | Generation Interconnection | [7 empty] | Active | 20 |  | Capacity |  |  |  | https://www.pjm.com/pub/planning/project-queues/feas_docs/af1240_fea.pdf | https://www.pjm.com/pub/planning/project-queues/impact_studies/af1240_imp.htm | [13 empty] | N | No
PJM |  |  | 9/30/2019 | [7 empty] | Storage |  |  |  | 80 |  |  |  |  | 200 | [7 empty] | Hudson | NJ |  |  | Hudson 230 kV |  | 5/31/2023 |  | Document Posted | Document Posted | Document Posted |  |  |  |  | PSEG | [23 empty] | AF1-245 | [5 empty] | Generation Interconnection | [7 empty] | Active | 200 |  | Capacity |  |  |  | https://www.pjm.com/pub/planning/project-queues/feas_docs/af1245_fea.pdf | https://www.pjm.com/pub/planning/project-queues/impact_studies/af1245_imp.htm | https://www.pjm.com/pub/planning/project-queues/facilities/af1245_fac.pdf | [12 empty] | N | No
PJM | Nickel Solar |  | 10/2/2019 | [7 empty] | Solar |  |  |  | 14 |  |  |  |  | 19.92 | [7 empty] | Warren | OH |  |  | Nickel 12.47 kV | 7/23/2024 | 7/30/2024 |  | Document Posted | Document Posted | Not Required |  | Wholesale Market Participation Agreement |  |  | DEOK | [23 empty] | AF1-249 | [5 empty] | Generation Interconnection | [7 empty] | Under Construction | 19.92 |  | Capacity |  |  |  | https://www.pjm.com/pub/planning/project-queues/feas_docs/af1249_fea.pdf | https://www.pjm.com/pub/planning/project-queues/impact_studies/af1249_imp.pdf |  |  | https://www.pjm.com/pub/planning/project-queues/wmpa/af1249_wmpa.pdf | https://www.pjm.com/pub/planning/project-queues/csa/af1249_wmpa.pdf | Not Required |  |  |  |  | 7/23/2024 |  | 7/30/2024 |  | N | No
PJM | FR-Williamsport |  | 9/30/2019 | [7 empty] | Solar |  |  |  | 12 |  |  |  |  | 20 | [7 empty] | Franklin | PA |  |  | Milnor-Huyetts 34.5 kV | 10/31/2025 | 12/31/2025 |  | Document Posted | Document Posted | Not Required |  | Wholesale Market Participation Agreement |  |  | APS | [23 empty] | AF1-254 | [5 empty] | Generation Interconnection | [7 empty] | Engineering and Procurement | 20 |  | Capacity |  |  |  | https://www.pjm.com/pub/planning/project-queues/feas_docs/af1254_fea.pdf | https://www.pjm.com/pub/planning/project-queues/impact_studies/af1254_imp.pdf |  |  | https://www.pjm.com/pub/planning/project-queues/wmpa/af1254_wmpa.pdf | https://www.pjm.com/pub/planning/project-queues/csa/af1254_wmpa.pdf | Not Required |  |  |  |  | 11/28/2025 |  | 12/31/2025 |  | N | No
PJM |  |  | 9/30/2019 | [7 empty] | Solar |  |  |  | 48 |  |  |  |  | 80 | [7 empty] | Fleming | KY |  |  | Flemingsburg-Spurlock 138 kV |  | 6/1/2023 |  | Document Posted | Document Posted | In Progress |  |  |  |  | EKPC | [23 empty] | AF1-256 - moved to TC1 | [5 empty] | Generation Interconnection | [7 empty] | Active | 80 |  | Capacity |  |  |  | https://www.pjm.com/pub/planning/project-queues/feas_docs/af1256_fea.pdf | https://www.pjm.com/pub/planning/project-queues/impact_studies/af1256_imp.pdf | [13 empty] | N | No
PJM | Owens Corning Solar |  | 9/30/2019 | [7 empty] | Solar |  |  |  | 1.3 |  |  |  |  | 0 | [7 empty] | Gloucester | NJ |  |  | Runnemede 13 kV | 5/1/2021 | 9/30/2023 |  | Document Posted | Document Posted | Not Required |  | Document Posted |  |  | PSEG | [23 empty] | AF1-264 | [5 empty] | Generation Interconnection | [7 empty] | Partially in Service - Under Construction | 3 | 3 | Capacity |  |  |  | https://www.pjm.com/pub/planning/project-queues/feas_docs/af1264_fea.pdf | https://www.pjm.com/pub/planning/project-queues/impact_studies/af1264_imp.pdf |  | https://www.pjm.com/pub/planning/project-queues/isa/af1_264_isa.pdf |  |  | Not Required |  |  |  |  | 5/15/2021 |  | 9/30/2023 | 6/1/2021 | N | No
PJM |  |  | 9/30/2019 | [7 empty] | Solar |  |  |  | 57.1 |  |  |  |  | 83 | [7 empty] | Delaware | IN |  |  | Desoto-Jay 138 kV |  | 1/31/2022 |  | Document Posted | Document Posted | In Progress |  |  |  |  | AEP | [23 empty] | AF1-268 | [5 empty] | Generation Interconnection | [7 empty] | Active | 83 |  | Capacity |  |  |  | https://www.pjm.com/pub/planning/project-queues/feas_docs/af1268_fea.pdf | https://www.pjm.com/pub/planning/project-queues/impact_studies/af1268_imp.pdf | [13 empty] | N | No
PJM | G Morris Solar |  | 9/27/2019 | [7 empty] | Solar |  |  |  | 10.2 |  |  |  |  | 17 | [7 empty] | Dauphin | PA |  |  | Gratz 69 kV | 1/31/2026 | 4/15/2026 |  | Document Posted | Document Posted | Document Posted |  | Document Posted |  |  | PPL | [23 empty] | AF1-271A | [5 empty] | Generation Interconnection | [7 empty] | Engineering and Procurement | 17 |  | Capacity |  |  |  | https://www.pjm.com/pub/planning/project-queues/feas_docs/af1271a_fea.pdf | https://www.pjm.com/pub/planning/project-queues/impact_studies/af1271A_imp.pdf | https://www.pjm.com/pub/planning/project-queues/facilities/af1271a_fac.pdf | https://www.pjm.com/pub/planning/project-queues/isa/af1_271a_isa.pdf |  | https://www.pjm.com/pub/planning/project-queues/csa/af1_271a_csa.pdf | Document Posted |  |  |  |  | 3/2/2026 |  | 4/15/2026 |  | N | No
PJM | Hoodlebug Solar Energy Center |  | 10/1/2019 | [7 empty] | Solar |  |  |  | 66 |  |  |  |  | 110 | [7 empty] | Indiana | PA |  |  | Lucerne 115 kV | 5/31/2027 | 8/31/2027 |  | Document Posted | Document Posted | Document Posted |  | Document Posted |  |  | PENELEC | [23 empty] | AF1-272 | [5 empty] | Generation Interconnection | [7 empty] | Engineering and Procurement | 110 |  | Capacity |  |  |  | https://www.pjm.com/pub/planning/project-queues/feas_docs/af1272_fea.pdf | https://www.pjm.com/pub/planning/project-queues/impact_studies/af1272_imp.htm | https://www.pjm.com/pub/planning/project-queues/facilities/af1272_fac.pdf | https://www.pjm.com/pub/planning/project-queues/gia/af1_272_gia.pdf | [7 empty] | 6/21/2027 |  | 8/31/2027 |  | N | No
PJM |  |  | 9/30/2019 | [7 empty] | Solar |  |  |  | 50 |  |  |  |  | 50 | [7 empty] | Franklin | OH |  |  | Cole 345 kV |  | 12/31/2022 |  | Document Posted | Document Posted | In Progress |  |  |  |  | AEP | [23 empty] | AF1-275 | [5 empty] | Generation Interconnection | [7 empty] | Active | 250 |  | Capacity |  |  |  | https://www.pjm.com/pub/planning/project-queues/feas_docs/af1275_fea.pdf | https://www.pjm.com/pub/planning/project-queues/impact_studies/af1275_imp.pdf | [13 empty] | N | No
PJM |  |  | 9/10/2019 | [7 empty] | Solar |  |  |  | 0 |  |  |  |  | 200 | [7 empty] | Lee | IL |  |  | Nelson-Lee County |  | 12/1/2022 |  | Document Posted | Document Posted | In Progress |  |  |  |  | ComEd | [23 empty] | AF1-280 - moved to TC1 | [5 empty] | Generation Interconnection | [7 empty] | Active | 200 |  | Energy |  |  |  | https://www.pjm.com/pub/planning/project-queues/feas_docs/af1280_fea.pdf | https://www.pjm.com/pub/planning/project-queues/impact_studies/af1280_imp.pdf | [13 empty] | N | No
PJM |  |  | 9/30/2019 | [7 empty] | Solar |  |  |  | 60 |  |  |  |  | 100 | [7 empty] | Highland | OH |  |  | Stuart-Clinton 345 kV |  | 8/20/2022 |  | Document Posted | Document Posted | In Progress |  |  |  |  | Dayton | [23 empty] | AF1-282 | [5 empty] | Generation Interconnection | [7 empty] | Active | 100 |  | Capacity |  |  |  | https://www.pjm.com/pub/planning/project-queues/feas_docs/af1282_fea.pdf | https://www.pjm.com/pub/planning/project-queues/impact_studies/af1282_imp.pdf | [13 empty] | N | No
PJM |  |  | 9/30/2019 | [7 empty] | Solar |  |  |  | 78 |  |  |  |  | 130 | [7 empty] | Highland | OH |  |  | Stuart-Clinton 345 kV |  | 8/1/2022 |  | Document Posted | Document Posted | In Progress |  |  |  |  | Dayton | [23 empty] | AF1-283 | [5 empty] | Generation Interconnection | [7 empty] | Active | 130 |  | Capacity |  |  |  | https://www.pjm.com/pub/planning/project-queues/feas_docs/af1283_fea.pdf | https://www.pjm.com/pub/planning/project-queues/impact_studies/af1283_imp.pdf | [13 empty] | N | No
PJM | Chester Solar Technology Park |  | 9/30/2019 | [7 empty] | Solar |  |  |  | 12 |  |  |  |  | 20 | [7 empty] | Chesterfield | VA |  |  | Tyler 34.5 kV |  | 10/31/2022 |  | Document Posted | Document Posted | Not Required |  | Wholesale Market Participation Agreement |  |  | Dominion | [23 empty] | AF1-291 | [5 empty] | Generation Interconnection | [7 empty] | Engineering and Procurement | 20 |  | Capacity |  |  |  | https://www.pjm.com/pub/planning/project-queues/feas_docs/af1291_fea.pdf | https://www.pjm.com/pub/planning/project-queues/impact_studies/af1291_imp.pdf |  |  | https://www.pjm.com/pub/planning/project-queues/wmpa/af1291_wmpa.pdf | https://www.pjm.com/pub/planning/project-queues/csa/af1291_wmpa.pdf | Not Required |  |  |  |  | 3/30/2025 |  | 10/31/2022 |  | N | No
PJM | Bartonsville Energy Facility |  | 10/1/2019 | [7 empty] | Solar |  |  |  | 6 |  |  |  |  | 10 | [7 empty] | Frederick | VA |  |  | Bartonsville-Meadow Brook 138 kV | 10/11/2024 | 7/1/2024 |  | Document Posted | Document Posted | Document Posted |  | Document Posted |  |  | APS | [23 empty] | AF1-291A | [5 empty] | Generation Interconnection | [7 empty] | Under Construction | 80 |  | Capacity |  |  |  | https://www.pjm.com/pub/planning/project-queues/feas_docs/af1291a_fea.pdf | https://www.pjm.com/pub/planning/project-queues/impact_studies/af1291a_imp.pdf | https://www.pjm.com/pub/planning/project-queues/facilities/af1291a_fac.pdf | https://www.pjm.com/pub/planning/project-queues/isa/af1_291a_isa.pdf |  | https://www.pjm.com/pub/planning/project-queues/csa/af1_291a_csa.pdf | Document Posted |  |  |  |  | 10/25/2024 |  | 7/1/2024 |  | N | No
PJM | Jarratt Solar |  | 9/30/2019 | [7 empty] | Solar |  |  |  | 8.94 |  |  |  |  | 14.9 | [7 empty] | Greensville | VA |  |  | Fields 34.5kV |  | 8/29/2027 |  | Document Posted | Document Posted | Not Required |  | Wholesale Market Participation Agreement |  |  | Dominion | [23 empty] | AF1-292 | [5 empty] | Generation Interconnection | [7 empty] | Engineering and Procurement | 14.9 |  | Capacity |  |  |  | https://www.pjm.com/pub/planning/project-queues/feas_docs/af1292_fea.pdf | https://www.pjm.com/pub/planning/project-queues/impact_studies/af1292_imp.pdf |  |  | https://www.pjm.com/pub/planning/project-queues/wmpa/af1292_wmpa.pdf | https://www.pjm.com/pub/planning/project-queues/csa/af1292_wmpa.pdf | Not Required | [6 empty] | 8/29/2027 |  | N | No
PJM |  |  | 9/30/2019 | [7 empty] | Solar |  |  |  | 24.6 |  |  |  |  | 41 | [7 empty] | Amelia | VA |  |  | Jetersville-Ponton 115 kV |  | 12/1/2022 |  | Document Posted | Document Posted | In Progress |  |  |  |  | Dominion | [23 empty] | AF1-294 - moved to TC1 | [5 empty] | Generation Interconnection | [7 empty] | Active | 41 |  | Capacity |  |  |  | https://www.pjm.com/pub/planning/project-queues/feas_docs/af1294_fea.pdf | https://www.pjm.com/pub/planning/project-queues/impact_studies/af1294_imp.pdf | [13 empty] | N | No
PJM |  |  | 9/30/2019 | [7 empty] | Wind |  |  |  | 37.3296 |  |  |  |  | 212.1 | [7 empty] | Whiteside | IL |  |  | Garden Plain 138 kV |  | 9/15/2022 |  | Document Posted | Document Posted | In Progress |  |  |  |  | ComEd | [23 empty] | AF1-296 - moved to TC1 | [5 empty] | Generation Interconnection | [7 empty] | Active | 212.1 |  | Capacity |  |  |  | https://www.pjm.com/pub/planning/project-queues/feas_docs/af1296_fea.pdf | https://www.pjm.com/pub/planning/project-queues/impact_studies/af1296_imp.pdf | [13 empty] | N | No
PJM | Fairview Farms II |  | 9/30/2019 | [7 empty] | Solar |  |  |  | 9 |  |  |  |  | 15 | [7 empty] | Harford | MD |  |  | Otter Point 34.5 kV I |  | 12/30/2024 |  | Document Posted | Document Posted | Not Required |  | Wholesale Market Participation Agreement |  |  | BGE | [23 empty] | AF1-299 | [5 empty] | Generation Interconnection | [7 empty] | Under Construction | 15 |  | Capacity |  |  |  | https://www.pjm.com/pub/planning/project-queues/feas_docs/af1299_fea.pdf | https://www.pjm.com/pub/planning/project-queues/impact_studies/af1299_imp.pdf |  |  | https://www.pjm.com/pub/planning/project-queues/wmpa/af1299_wmpa.pdf | https://www.pjm.com/pub/planning/project-queues/csa/af1299_wmpa.pdf | Not Required |  |  |  |  | 12/30/2024 |  | 12/30/2024 |  | N | No
PJM | Fairview Farms I |  | 9/30/2019 | [7 empty] | Solar |  |  |  | 9 |  |  |  |  | 15 | [7 empty] | Harford | MD |  |  | Otter Point 34.5 kV II |  | 12/30/2024 |  | Document Posted | Document Posted | Not Required |  | Wholesale Market Participation Agreement |  |  | BGE | [23 empty] | AF1-300 | [5 empty] | Generation Interconnection | [7 empty] | Under Construction | 15 |  | Capacity |  |  |  | https://www.pjm.com/pub/planning/project-queues/feas_docs/af1300_fea.pdf | https://www.pjm.com/pub/planning/project-queues/impact_studies/af1300_imp.pdf |  |  | https://www.pjm.com/pub/planning/project-queues/wmpa/af1300_wmpa.pdf | https://www.pjm.com/pub/planning/project-queues/csa/af1300_wmpa.pdf | Not Required |  |  |  |  | 12/30/2024 |  | 12/30/2024 |  | N | No
PJM |  |  | 9/30/2019 | [7 empty] | Solar |  |  |  | 18 |  |  |  |  | 42 | [7 empty] | Jefferson | PA |  |  | Brookville-Squab Hollow 138 kV |  | 12/31/2021 |  | Document Posted | Document Posted | In Progress |  |  |  |  | APS | [23 empty] | AF1-302 | [5 empty] | Generation Interconnection | [7 empty] | Active | 132 |  | Capacity |  |  |  | https://www.pjm.com/pub/planning/project-queues/feas_docs/af1302_fea.pdf | https://www.pjm.com/pub/planning/project-queues/impact_studies/af1302_imp.pdf | [13 empty] | N | No
PJM |  |  | 9/30/2019 | [7 empty] | Wind |  |  |  | 37.2 |  |  |  |  | 212 | [7 empty] | Stephenson | IL |  |  | Lena - Lancaster 138 kV |  | 9/15/2022 |  | Document Posted | In Progress | [5 empty] | ComEd | [23 empty] | AF1-314 - moved to TC1 | [5 empty] | Generation Interconnection | [7 empty] | Active | 212 |  | Capacity |  |  |  | https://www.pjm.com/pub/planning/project-queues/feas_docs/af1314_fea.pdf | [14 empty] | N | No
PJM |  |  | 9/30/2019 | [7 empty] | Solar |  |  |  | 38.4 |  |  |  |  | 58 | [7 empty] | Union | OH |  |  | Honda Marysville Tap 69 kV |  | 3/31/2022 |  | Document Posted | Document Posted | In Progress |  |  |  |  | Dayton | [23 empty] | AF1-319 | [5 empty] | Generation Interconnection | [7 empty] | Active | 58 |  | Capacity |  |  |  | https://www.pjm.com/pub/planning/project-queues/feas_docs/af1319_fea.pdf | https://www.pjm.com/pub/planning/project-queues/impact_studies/af1319_imp.pdf | [13 empty] | N | No
PJM | SunEast Hooversville Solar |  | 9/30/2019 | [7 empty] | Solar |  |  |  | 12 |  |  |  |  | 20 | [7 empty] | Somerset | PA |  |  | Hooversville 115 kV I | 5/1/2026 | 8/1/2026 |  | Document Posted | Document Posted | Document Posted |  | Document Posted |  |  | PENELEC | [23 empty] | AF1-321 | [5 empty] | Generation Interconnection | [7 empty] | Engineering and Procurement | 20 |  | Capacity |  |  |  | https://www.pjm.com/pub/planning/project-queues/feas_docs/af1321_fea.pdf | https://www.pjm.com/pub/planning/project-queues/impact_studies/af1321_imp.htm | https://www.pjm.com/pub/planning/project-queues/facilities/af1321_fac.pdf | https://www.pjm.com/pub/planning/project-queues/isa/af1_321_isa.pdf |  | https://www.pjm.com/pub/planning/project-queues/csa/af1_321_csa.pdf | Document Posted |  |  |  |  | 5/1/2026 |  | 8/1/2026 |  | N | No
PJM |  |  | 9/23/2019 | [7 empty] | Solar |  |  |  | 84 |  |  |  |  | 200 | [7 empty] | White | IN |  |  | Meadow Lake 345 kV |  | 8/15/2022 |  | Document Posted | Document Posted | In Progress |  |  |  |  | AEP | [23 empty] | AF1-322 | [5 empty] | Generation Interconnection | [7 empty] | Active | 200 |  | Capacity |  |  |  | https://www.pjm.com/pub/planning/project-queues/feas_docs/af1322_fea.pdf | https://www.pjm.com/pub/planning/project-queues/impact_studies/af1322_imp.htm | [13 empty] | N | No
PJM |  |  | 9/30/2019 | [7 empty] | Solar |  |  |  | 33 |  |  |  |  | 55 | [7 empty] | Albemarle | VA |  |  | Scottsville-Colleen 138 kV |  | 12/12/2022 |  | Document Posted | Document Posted | In Progress |  |  |  |  | AEP | [23 empty] | AF1-323 - moved to TC1 | [5 empty] | Generation Interconnection | [7 empty] | Active | 55 |  | Capacity |  |  |  | https://www.pjm.com/pub/planning/project-queues/feas_docs/af1323_fea.pdf | https://www.pjm.com/pub/planning/project-queues/impact_studies/af1323_imp.pdf | [13 empty] | N | No
PJM | Houses Corner Storage |  | 9/30/2019 | [7 empty] | Storage |  |  |  | 0 |  |  |  |  | 20 | [7 empty] | Sussex | NJ |  |  | Sparta-Woodruff's Gap 34.5 kV | 12/1/2025 | 1/1/2026 |  | Document Posted | Document Posted | Document Posted |  | Document Posted |  |  | JCPL | [23 empty] | AF1-325 | [5 empty] | Generation Interconnection | [7 empty] | Engineering and Procurement | 20 |  | Energy |  |  |  | https://www.pjm.com/pub/planning/project-queues/feas_docs/af1325_fea.pdf | https://www.pjm.com/pub/planning/project-queues/impact_studies/af1325_imp.htm | https://www.pjm.com/pub/planning/project-queues/facilities/af1325_fac.pdf | https://www.pjm.com/pub/planning/project-queues/isa/af1_325_isa.pdf |  | https://www.pjm.com/pub/planning/project-queues/csa/af1_325_csa.pdf | Document Posted |  |  |  |  | 12/15/2025 |  | 1/1/2026 |  | N | No
PJM | Mansfield #3 |  | 9/30/2019 | [7 empty] | Storage |  |  |  | 0 |  |  |  |  | 20 | [7 empty] | Warren | NJ |  |  | Hackettstown-Pohatcong 34.5 kV | 2/17/2025 | 6/30/2024 |  | Document Posted | Document Posted | Document Posted |  | Document Posted |  |  | JCPL | [23 empty] | AF1-328 | [5 empty] | Generation Interconnection | [7 empty] | Engineering and Procurement | 20 |  | Energy |  |  |  | https://www.pjm.com/pub/planning/project-queues/feas_docs/af1328_fea.pdf | https://www.pjm.com/pub/planning/project-queues/impact_studies/af1328_imp.pdf | https://www.pjm.com/pub/planning/project-queues/facilities/af1328_fac.pdf | https://www.pjm.com/pub/planning/project-queues/isa/af1_328_isa.pdf |  | https://www.pjm.com/pub/planning/project-queues/csa/af1_328_csa.pdf | Document Posted |  |  |  |  | 2/18/2025 |  | 6/30/2024 |  | N | No
PJM |  |  | 9/30/2019 | [7 empty] | Solar |  |  |  | 16.4 |  |  |  |  | 20 | [7 empty] | McHenry | IL |  |  | Marengo 34.5 kV |  | 9/15/2021 |  | Document Posted | Document Posted | Not Required |  |  |  |  | ComEd | [23 empty] | AF1-330 | [5 empty] | Generation Interconnection | [7 empty] | Active | 20 |  | Capacity |  |  |  | https://www.pjm.com/pub/planning/project-queues/feas_docs/af1330_fea.pdf | https://www.pjm.com/pub/planning/project-queues/impact_studies/af1330_imp.htm |  |  |  |  | Not Required | [8 empty] | N | No
PJM |  |  | 9/30/2019 | [7 empty] | Solar |  |  |  | 20 |  |  |  |  | 20 | [7 empty] | Ogle | IL |  |  | Twombley Road |  | 9/15/2021 |  | Document Posted | Document Posted | In Progress |  |  |  |  | ComEd | [23 empty] | AF1-331 | [5 empty] | Generation Interconnection | [7 empty] | Active | 60 |  | Capacity |  |  |  | https://www.pjm.com/pub/planning/project-queues/feas_docs/af1331_fea.pdf | https://www.pjm.com/pub/planning/project-queues/impact_studies/af1331_imp.pdf | [13 empty] | N | No
PJM |  |  | 9/27/2019 | [7 empty] | Solar |  |  |  | 12 |  |  |  |  | 20 | [7 empty] | Union | PA |  |  | Laurelton-Mifflinburg 69 kV |  | 3/1/2021 |  | Document Posted | Document Posted | Document Posted |  |  |  |  | PPL | [23 empty] | AF1-333 | [5 empty] | Generation Interconnection | [7 empty] | Active | 20 |  | Capacity |  |  |  | https://www.pjm.com/pub/planning/project-queues/feas_docs/af1333_fea.pdf | https://www.pjm.com/pub/planning/project-queues/impact_studies/af1333_imp.htm | https://www.pjm.com/pub/planning/project-queues/facilities/af1333_fac.pdf | [12 empty] | N | No
PJM |  |  | 9/27/2019 | [7 empty] | Solar |  |  |  | 12 |  |  |  |  | 20 | [7 empty] | Union | PA |  |  | Laurelton-Mifflinburg 69 kV |  | 3/1/2021 |  | Document Posted | Document Posted | Document Posted |  |  |  |  | PPL | [23 empty] | AF1-337 | [5 empty] | Generation Interconnection | [7 empty] | Active | 20 |  | Capacity |  |  |  | https://www.pjm.com/pub/planning/project-queues/feas_docs/af1337_fea.pdf | https://www.pjm.com/pub/planning/project-queues/impact_studies/af1337_imp.htm | https://www.pjm.com/pub/planning/project-queues/facilities/af1337_fac.pdf | [12 empty] | N | No
PJM |  |  | 9/27/2019 | [7 empty] | Solar |  |  |  | 12 |  |  |  |  | 20 | [7 empty] | Union | PA |  |  | Laurelton-Mifflinburg 69 kV |  | 3/1/2021 |  | Document Posted | Document Posted | Document Posted |  |  |  |  | PPL | [23 empty] | AF1-338 | [5 empty] | Generation Interconnection | [7 empty] | Active | 20 |  | Capacity |  |  |  | https://www.pjm.com/pub/planning/project-queues/feas_docs/af1338_fea.pdf | https://www.pjm.com/pub/planning/project-queues/impact_studies/af1338_imp.htm | https://www.pjm.com/pub/planning/project-queues/facilities/af1338_fac.pdf | [12 empty] | N | No
PJM |  |  | 9/27/2019 | [7 empty] | Solar |  |  |  | 12 |  |  |  |  | 20 | [7 empty] | Union | PA |  |  | Laurelton-Mifflinburg 69 kV |  | 3/1/2021 |  | Document Posted | Document Posted | Document Posted |  |  |  |  | PPL | [23 empty] | AF1-339 | [5 empty] | Generation Interconnection | [7 empty] | Active | 20 |  | Capacity |  |  |  | https://www.pjm.com/pub/planning/project-queues/feas_docs/af1339_fea.pdf | https://www.pjm.com/pub/planning/project-queues/impact_studies/af1339_imp.htm | https://www.pjm.com/pub/planning/project-queues/facilities/af1339_fac.pdf | [12 empty] | N | No
PJM | SunEast Hooversville Solar |  | 10/1/2019 | [7 empty] | Solar |  |  |  | 12 |  |  |  |  | 20 | [7 empty] | Somerset | PA |  |  | Hooversville 115 kV II | 5/1/2026 | 8/1/2026 |  | Document Posted | Document Posted | Document Posted |  | Document Posted |  |  | PENELEC | [23 empty] | AF2-001 | [5 empty] | Generation Interconnection | [7 empty] | Engineering and Procurement | 40 |  | Capacity |  |  |  | https://www.pjm.com/pub/planning/project-queues/feas_docs/af2001_fea.pdf | https://www.pjm.com/pub/planning/project-queues/impact_studies/af2001_imp.htm | https://www.pjm.com/pub/planning/project-queues/facilities/af2001_fac.pdf | https://www.pjm.com/pub/planning/project-queues/isa/af2_001_isa.pdf |  | https://www.pjm.com/pub/planning/project-queues/csa/af2_001_csa.pdf | Document Posted |  |  |  |  | 5/1/2026 |  | 8/1/2026 |  | N | No
PJM | SunEast Hooversville Solar |  | 10/1/2019 | [7 empty] | Solar |  |  |  | 6 |  |  |  |  | 10 | [7 empty] | Somerset | PA |  |  | Hooversville 115 kV III | 5/1/2026 | 8/1/2026 |  | Document Posted | Document Posted | Document Posted |  | Document Posted |  |  | PENELEC | [23 empty] | AF2-002 | [5 empty] | Generation Interconnection | [7 empty] | Engineering and Procurement | 50 |  | Capacity |  |  |  | https://www.pjm.com/pub/planning/project-queues/feas_docs/af2002_fea.pdf | https://www.pjm.com/pub/planning/project-queues/impact_studies/af2002_imp.htm | https://www.pjm.com/pub/planning/project-queues/facilities/af2002_fac.pdf | https://www.pjm.com/pub/planning/project-queues/isa/af2_002_isa.pdf |  | https://www.pjm.com/pub/planning/project-queues/csa/af2_002_csa.pdf | Document Posted |  |  |  |  | 5/1/2026 |  | 8/1/2026 |  | N | No
PJM |  |  | 10/1/2019 | [7 empty] | Natural Gas |  |  |  | 33 |  |  |  |  | 33 | [7 empty] | Lorain | OH |  |  | Beaver 345 kV |  | 11/1/2020 |  | Document Posted | Document Posted | In Progress |  |  |  |  | ATSI | [23 empty] | AF2-004 | [5 empty] | Generation Interconnection | [7 empty] | Active | 378.2 |  | Capacity |  |  |  | https://www.pjm.com/pub/planning/project-queues/feas_docs/af2004_fea.pdf | https://www.pjm.com/pub/planning/project-queues/impact_studies/af2004_imp.pdf | [13 empty] | N | No
PJM |  |  | 10/1/2019 | [7 empty] | Natural Gas |  |  |  | 8 |  |  |  |  | 8 | [7 empty] | Lorain | OH |  |  | Beaver 138 kV |  | 11/1/2020 |  | Document Posted | Document Posted | In Progress |  |  |  |  | ATSI | [23 empty] | AF2-005 | [5 empty] | Generation Interconnection | [7 empty] | Active | 95.2 |  | Capacity |  |  |  | https://www.pjm.com/pub/planning/project-queues/feas_docs/af2005_fea.pdf | https://www.pjm.com/pub/planning/project-queues/impact_studies/af2005_imp.pdf | [13 empty] | N | No
PJM |  |  | 10/11/2019 | [7 empty] | Solar |  |  |  | 46 |  |  |  |  | 77 | [7 empty] | Erie | PA |  |  | Union City-Titusville 115 kV |  | 12/15/2022 |  | Document Posted | Document Posted | In Progress |  |  |  |  | PENELEC | [23 empty] | AF2-010 - moved to TC1 | [5 empty] | Generation Interconnection | [7 empty] | Active | 77 |  | Capacity |  |  |  | https://www.pjm.com/pub/planning/project-queues/feas_docs/af2010_fea.pdf | https://www.pjm.com/pub/planning/project-queues/impact_studies/af2010_imp.pdf | [13 empty] | N | No
PJM |  |  | 10/15/2019 | [7 empty] | Storage |  |  |  | 100 |  |  |  |  | 100 | [7 empty] | King George | VA |  |  | Arnold's Corner-Dahlgren 230 kV |  | 10/1/2023 |  | Document Posted | Document Posted | In Progress |  |  |  |  | Dominion | [23 empty] | AF2-013 | [5 empty] | Generation Interconnection | [7 empty] | Active | 100 |  | Capacity |  |  |  | https://www.pjm.com/pub/planning/project-queues/feas_docs/af2013_fea.pdf | https://www.pjm.com/pub/planning/project-queues/impact_studies/af2013_imp.pdf | [13 empty] | N | No
PJM |  |  | 10/18/2019 | [7 empty] | Solar |  |  |  | 90 |  |  |  |  | 150 | [7 empty] | Van Wert | OH |  |  | Maddox Creek 345 kV |  | 12/31/2023 |  | Document Posted | Document Posted | In Progress |  |  |  |  | AEP | [23 empty] | AF2-014 | [5 empty] | Generation Interconnection | [7 empty] | Active | 150 |  | Capacity |  |  |  | https://www.pjm.com/pub/planning/project-queues/feas_docs/af2014_fea.pdf | https://www.pjm.com/pub/planning/project-queues/impact_studies/af2014_imp.pdf | [13 empty] | N | No
PJM |  |  | 11/1/2019 | [7 empty] | Solar |  |  |  | 133.9 |  |  |  |  | 200 | [7 empty] | Martin | KY |  |  | Inez 138 kV |  | 12/1/2023 |  | Document Posted | Document Posted | In Progress |  |  |  |  | AEP | [23 empty] | AF2-018 | [5 empty] | Generation Interconnection | [7 empty] | Active | 200 |  | Capacity |  |  |  | https://www.pjm.com/pub/planning/project-queues/feas_docs/af2018_fea.pdf | https://www.pjm.com/pub/planning/project-queues/impact_studies/af2018_imp.htm | [13 empty] | N | No
PJM |  |  | 11/15/2019 | [7 empty] | Storage |  |  |  | 8 |  |  |  |  | 20 | [7 empty] | Cape May | NJ |  |  | Middle 69 kV |  | 6/1/2021 |  | Document Posted | Document Posted | In Progress |  |  |  |  | AEC | [23 empty] | AF2-019 | [5 empty] | Generation Interconnection | [7 empty] | Active | 20 |  | Capacity |  |  |  | https://www.pjm.com/pub/planning/project-queues/feas_docs/af2019_fea.pdf | https://www.pjm.com/pub/planning/project-queues/impact_studies/af2019_imp.pdf | [13 empty] | N | No
PJM |  |  | 11/15/2019 | [7 empty] | Storage |  |  |  | 8 |  |  |  |  | 20 | [7 empty] | Cumberland | NJ |  |  | Carll's Corner 69 kV |  | 6/1/2021 |  | Document Posted | Document Posted | In Progress |  |  |  |  | AEC | [23 empty] | AF2-020 | [5 empty] | Generation Interconnection | [7 empty] | Active | 20 |  | Capacity |  |  |  | https://www.pjm.com/pub/planning/project-queues/feas_docs/af2020_fea.pdf | https://www.pjm.com/pub/planning/project-queues/impact_studies/af2020_imp.pdf | [13 empty] | N | No
PJM |  |  | 11/15/2019 | [7 empty] | Storage |  |  |  | 9.6 |  |  |  |  | 24 | [7 empty] | Gloucester | NJ |  |  | Mickleton 69 kV |  | 6/1/2021 |  | Document Posted | Document Posted | In Progress |  |  |  |  | AEC | [23 empty] | AF2-024 | [5 empty] | Generation Interconnection | [7 empty] | Active | 24 |  | Capacity |  |  |  | https://www.pjm.com/pub/planning/project-queues/feas_docs/af2024_fea.pdf | https://www.pjm.com/pub/planning/project-queues/impact_studies/af2024_imp.htm | [13 empty] | N | No
PJM |  |  | 11/15/2019 | [7 empty] | Storage |  |  |  | 8 |  |  |  |  | 20 | [7 empty] | Atlantic | NJ |  |  | Ontario 69 kV |  | 6/1/2021 |  | Document Posted | Document Posted | In Progress |  |  |  |  | AEC | [23 empty] | AF2-025 - moved to TC1 | [5 empty] | Generation Interconnection | [7 empty] | Active | 20 |  | Capacity |  |  |  | https://www.pjm.com/pub/planning/project-queues/feas_docs/af2025_fea.pdf | https://www.pjm.com/pub/planning/project-queues/impact_studies/af2025_imp.pdf | [13 empty] | N | No
PJM |  |  | 11/15/2019 | [7 empty] | Storage |  |  |  | 20 |  |  |  |  | 50 | [7 empty] | Lake | IL |  |  | Zion Energy Center 345 kV |  | 6/1/2021 |  | Document Posted | Document Posted | In Progress |  |  |  |  | ComEd | [23 empty] | AF2-027 | [5 empty] | Generation Interconnection | [7 empty] | Active | 635 |  | Capacity |  |  |  | https://www.pjm.com/pub/planning/project-queues/feas_docs/af2027_fea.pdf | https://www.pjm.com/pub/planning/project-queues/impact_studies/af2027_imp.pdf | [13 empty] | N | No
PJM |  |  | 10/28/2019 | [7 empty] | Storage |  |  |  | 8 |  |  |  |  | 20 | [7 empty] | Fayette | PA |  |  | Ronco 500 kV |  | 6/1/2021 |  | Document Posted | Document Posted | In Progress |  |  |  |  | APS | [23 empty] | AF2-029 | [5 empty] | Generation Interconnection | [7 empty] | Active | 726 |  | Capacity |  |  |  | https://www.pjm.com/pub/planning/project-queues/feas_docs/af2029_fea.pdf | https://www.pjm.com/pub/planning/project-queues/impact_studies/af2029_imp.htm | [13 empty] | N | No
PJM |  |  | 10/28/2019 | [7 empty] | Storage |  |  |  | 8 |  |  |  |  | 20 | [7 empty] | Berks | PA |  |  | Ontelaunee 230 kV |  | 6/1/2021 |  | Document Posted | Document Posted | In Progress |  |  |  |  | ME | [23 empty] | AF2-030 | [5 empty] | Generation Interconnection | [7 empty] | Active | 650 |  | Capacity |  |  |  | https://www.pjm.com/pub/planning/project-queues/feas_docs/af2030_fea.pdf | https://www.pjm.com/pub/planning/project-queues/impact_studies/af2030_imp.htm | [13 empty] | N | No
PJM |  |  | 10/28/2019 | [7 empty] | Storage |  |  |  | 8 |  |  |  |  | 20 | [7 empty] | Cook | IL |  |  | Calumet |  | 6/1/2021 |  | Document Posted | Document Posted | In Progress |  |  |  |  | ComEd | [23 empty] | AF2-031 | [5 empty] | Generation Interconnection | [7 empty] | Active | 347 |  | Capacity |  |  |  | https://www.pjm.com/pub/planning/project-queues/feas_docs/af2031_fea.pdf | https://www.pjm.com/pub/planning/project-queues/impact_studies/af2031_imp.pdf | [13 empty] | N | No
PJM |  |  | 10/28/2019 | [7 empty] | Solar; Storage |  |  |  | 13.6 |  |  |  |  | 20 | [7 empty] | Christian | IL |  |  | Kincaid 345 kV |  | 6/1/2021 |  | Document Posted | Document Posted | In Progress |  |  |  |  | ComEd | [23 empty] | AF2-032 | [5 empty] | Generation Interconnection | [7 empty] | Active | 1132 |  | Capacity |  |  |  | https://www.pjm.com/pub/planning/project-queues/feas_docs/af2032_fea.pdf | https://www.pjm.com/pub/planning/project-queues/impact_studies/af2032_imp.pdf | [13 empty] | N | No
PJM |  |  | 10/28/2019 | [7 empty] | Solar; Storage |  |  |  | 10.8 |  |  |  |  | 20 | [7 empty] | Kendall | IL |  |  | Kendall 345kV |  | 6/1/2021 |  | Document Posted | Document Posted | In Progress |  |  |  |  | ComEd | [23 empty] | AF2-034 - moved to TC1 | [5 empty] | Generation Interconnection | [7 empty] | Active | 1238.8 |  | Capacity |  |  |  | https://www.pjm.com/pub/planning/project-queues/feas_docs/af2034_fea.pdf | https://www.pjm.com/pub/planning/project-queues/impact_studies/af2034_imp.pdf | [13 empty] | N | No
PJM |  |  | 11/27/2019 | [7 empty] | Solar |  |  |  | 48 |  |  |  |  | 72 | [7 empty] | Hanover | VA |  |  | St. Johns 115 kV |  | 10/27/2023 |  | Document Posted | Document Posted | Withdrawn |  |  |  |  | Dominion | [23 empty] | AF2-035 - moved to TC1 | [5 empty] | Generation Interconnection | [7 empty] | Active | 72 |  | Capacity |  |  |  | https://www.pjm.com/pub/planning/project-queues/feas_docs/af2035_fea.pdf | https://www.pjm.com/pub/planning/project-queues/impact_studies/af2035_imp.pdf | [13 empty] | N | No
PJM |  |  | 11/29/2019 | [7 empty] | Solar |  |  |  | 56.4 |  |  |  |  | 94 | [7 empty] | Louisa | VA |  |  | Louisa-North Anna 230 kV |  | 7/1/2021 |  | Document Posted | Document Posted | In Progress |  |  |  |  | Dominion | [23 empty] | AF2-037 - moved to TC1 | [5 empty] | Generation Interconnection | [7 empty] | Active | 94 |  | Capacity |  |  |  | https://www.pjm.com/pub/planning/project-queues/feas_docs/af2037_fea.pdf | https://www.pjm.com/pub/planning/project-queues/impact_studies/af2037_imp.pdf | [13 empty] | N | No
PJM |  |  | 11/29/2019 | [7 empty] | Solar |  |  |  | 8.1 |  |  |  |  | 13.5 | [7 empty] | Clearfield | PA |  |  | Shawville-Clearfield 34.5 kV |  | 9/1/2026 |  | Document Posted | Document Posted | Not Required |  | Wholesale Market Participation Agreement |  |  | PENELEC | [23 empty] | AF2-039 | [5 empty] | Generation Interconnection | [7 empty] | Engineering and Procurement | 13.5 |  | Capacity |  |  |  | https://www.pjm.com/pub/planning/project-queues/feas_docs/af2039_fea.pdf | https://www.pjm.com/pub/planning/project-queues/impact_studies/af2039_imp.htm |  |  | https://www.pjm.com/pub/planning/project-queues/wmpa/af2039_wmpa.pdf | https://www.pjm.com/pub/planning/project-queues/csa/af2039_wmpa.pdf | Not Required |  |  |  |  | 7/3/2026 |  | 9/1/2026 |  | N | No
PJM |  |  | 12/9/2019 | [7 empty] | Solar |  |  |  | 180 |  |  |  |  | 300 | [7 empty] | Lee | IL |  |  | Nelson-Electric Junction 345 kV |  | 11/1/2023 |  | Document Posted | Document Posted | In Progress |  |  |  |  | ComEd | [23 empty] | AF2-041 - moved to TC1 | [5 empty] | Generation Interconnection | [7 empty] | Active | 300 |  | Capacity |  |  |  | https://www.pjm.com/pub/planning/project-queues/feas_docs/af2041_fea.pdf | https://www.pjm.com/pub/planning/project-queues/impact_studies/af2041_imp.pdf | [13 empty] | N | No
PJM |  |  | 12/9/2019 | [7 empty] | Solar |  |  |  | 300 |  |  |  |  | 500 | [7 empty] | Halifax | VA |  |  | Clover-Rawlings 500 kV |  | 12/31/2022 |  | Document Posted | Document Posted | In Progress |  |  |  |  | Dominion | [23 empty] | AF2-042 - moved to TC1 | [5 empty] | Generation Interconnection | [7 empty] | Active | 500 |  | Capacity |  |  |  | https://www.pjm.com/pub/planning/project-queues/feas_docs/af2042_fea.pdf | https://www.pjm.com/pub/planning/project-queues/impact_studies/af2042_imp.pdf | [13 empty] | N | No
PJM |  |  | 12/19/2019 | [7 empty] | Solar |  |  |  | 99.8 |  |  |  |  | 150 | [7 empty] | Hertford | NC |  |  | Tunis-Mapleton 115 kV |  | 6/1/2022 |  | Document Posted | Document Posted | In Progress |  |  |  |  | Dominion | [23 empty] | AF2-046 - moved to TC1 | [5 empty] | Generation Interconnection | [7 empty] | Active | 150 |  | Capacity |  |  |  | https://www.pjm.com/pub/planning/project-queues/feas_docs/af2046_fea.pdf | https://www.pjm.com/pub/planning/project-queues/impact_studies/af2046_imp.pdf | [13 empty] | N | No
PJM |  |  | 12/19/2019 | [7 empty] | Solar |  |  |  | 46.6 |  |  |  |  | 70 | [7 empty] | Jackson | OH |  |  | Rio-Lick 138 kV |  | 12/31/2021 |  | Document Posted | Document Posted | In Progress |  |  |  |  | AEP | [23 empty] | AF2-048 | [5 empty] | Generation Interconnection | [7 empty] | Active | 140 |  | Capacity |  |  |  | https://www.pjm.com/pub/planning/project-queues/feas_docs/af2048_fea.pdf | https://www.pjm.com/pub/planning/project-queues/impact_studies/af2048_imp.htm | [13 empty] | N | No
PJM |  |  | 12/23/2019 | [7 empty] | Solar |  |  |  | 30 |  |  |  |  | 50 | [7 empty] | Cambria | PA |  |  | Bearrock-Johnstown 230 kV |  | 9/1/2021 |  | Document Posted | Document Posted | In Progress |  |  |  |  | PENELEC | [23 empty] | AF2-050 - moved to TC1 | [5 empty] | Generation Interconnection | [7 empty] | Active | 150 |  | Capacity |  |  |  | https://www.pjm.com/pub/planning/project-queues/feas_docs/af2050_fea.pdf | https://www.pjm.com/pub/planning/project-queues/impact_studies/af2050_imp.pdf | [13 empty] | N | No
PJM | Camellia Solar |  | 1/10/2020 | [7 empty] | Solar |  |  |  | 11.94 |  |  |  |  | 19.9 | [7 empty] | Gloucester | VA |  |  | Wan 34.5 kV |  | 8/29/2027 |  | Document Posted | Document Posted | Not Required |  | Wholesale Market Participation Agreement |  |  | Dominion | [23 empty] | AF2-054 | [5 empty] | Generation Interconnection | [7 empty] | Engineering and Procurement | 19.9 |  | Capacity |  |  |  | https://www.pjm.com/pub/planning/project-queues/feas_docs/af2054_fea.pdf | https://www.pjm.com/pub/planning/project-queues/impact_studies/af2054_imp.pdf |  |  | https://www.pjm.com/pub/planning/project-queues/wmpa/af2054_wmpa.pdf | https://www.pjm.com/pub/planning/project-queues/csa/af2054_wmpa.pdf | Not Required | [6 empty] | 8/29/2027 |  | N | No
PJM |  |  | 1/16/2020 | [7 empty] | Solar |  |  |  | 33 |  |  |  |  | 50 | [7 empty] | Schuylkill | PA |  |  | Shenandoah Tap 1– Mahanoy Tap 2 69 kV |  | 6/1/2023 |  | Document Posted | Document Posted | In Progress |  |  |  |  | PPL | [23 empty] | AF2-056 - moved to TC1 | [5 empty] | Generation Interconnection | [7 empty] | Active | 50 |  | Capacity |  |  |  | https://www.pjm.com/pub/planning/project-queues/feas_docs/af2056_fea.pdf | https://www.pjm.com/pub/planning/project-queues/impact_studies/af2056_imp.pdf | [13 empty] | N | No
PJM | Scout Storage I |  | 1/25/2020 | [7 empty] | Storage |  |  |  | 9 |  |  |  |  | 9 | [7 empty] | Accomack | VA |  |  | Wattsville 12 kV |  | 10/1/2024 |  | Document Posted | Document Posted | Not Required |  | Wholesale Market Participation Agreement |  |  | DPL | [23 empty] | AF2-060 | [5 empty] | Generation Interconnection | [7 empty] | Engineering and Procurement | 9 |  | Capacity |  |  |  | https://www.pjm.com/pub/planning/project-queues/feas_docs/af2060_fea.pdf | https://www.pjm.com/pub/planning/project-queues/impact_studies/af2060_imp.htm |  |  | https://www.pjm.com/pub/planning/project-queues/wmpa/af2060_wmpa.pdf | https://www.pjm.com/pub/planning/project-queues/csa/af2060_wmpa.pdf | Not Required |  |  |  |  | 10/1/2024 |  | 10/1/2024 |  | N | No
PJM |  |  | 1/24/2020 | [7 empty] | Storage |  |  |  | 40 |  |  |  |  | 40 | [7 empty] | Accomack | VA |  |  | Wattsville 69kV |  | 6/30/2021 |  | Document Posted | Document Posted | In Progress |  |  |  |  | DPL | [23 empty] | AF2-061 | [5 empty] | Generation Interconnection | [7 empty] | Active | 40 |  | Capacity |  |  |  | https://www.pjm.com/pub/planning/project-queues/feas_docs/af2061_fea.pdf | https://www.pjm.com/pub/planning/project-queues/impact_studies/af2061_imp.htm | [13 empty] | N | No
PJM |  |  | 1/29/2020 | [7 empty] | Solar |  |  |  | 90 |  |  |  |  | 150 | [7 empty] | Louisa | VA |  |  | Louisa-North Anna 230 kV |  | 2/1/2023 |  | Document Posted | Document Posted | In Progress |  |  |  |  | Dominion | [23 empty] | AF2-063 - moved to TC1 | [5 empty] | Generation Interconnection | [7 empty] | Active | 150 |  | Capacity |  |  |  | https://www.pjm.com/pub/planning/project-queues/feas_docs/af2063_fea.pdf | https://www.pjm.com/pub/planning/project-queues/impact_studies/af2063_imp.pdf | [13 empty] | N | No
PJM |  |  | 1/30/2020 | [7 empty] | Solar |  |  |  | 48 |  |  |  |  | 80 | [7 empty] | Preble | OH |  |  | West Manchester-Crown 69kV |  | 10/3/2022 |  | Document Posted | Document Posted | In Progress |  |  |  |  | Dayton | [23 empty] | AF2-066 | [5 empty] | Generation Interconnection | [7 empty] | Active | 80 |  | Capacity |  |  |  | https://www.pjm.com/pub/planning/project-queues/feas_docs/af2066_fea.pdf | https://www.pjm.com/pub/planning/project-queues/impact_studies/af2066_imp.pdf | [13 empty] | N | No
PJM |  |  | 1/30/2020 | [7 empty] | Solar |  |  |  | 24 |  |  |  |  | 40 | [7 empty] | Preble | OH |  |  | West Manchester 69 kV |  | 10/3/2022 |  | Document Posted | Document Posted | In Progress |  |  |  |  | Dayton | [23 empty] | AF2-067 | [5 empty] | Generation Interconnection | [7 empty] | Active | 40 |  | Capacity |  |  |  | https://www.pjm.com/pub/planning/project-queues/feas_docs/af2067_fea.pdf | https://www.pjm.com/pub/planning/project-queues/impact_studies/af2067_imp.htm | [13 empty] | N | No
PJM |  |  | 1/30/2020 | [7 empty] | Solar |  |  |  | 90 |  |  |  |  | 150 | [7 empty] | Blackford | IN |  |  | Jay 138 kV |  | 10/3/2022 |  | Document Posted | Document Posted | In Progress |  |  |  |  | AEP | [23 empty] | AF2-068 - moved to TC1 | [5 empty] | Generation Interconnection | [7 empty] | Active | 150 |  | Capacity |  |  |  | https://www.pjm.com/pub/planning/project-queues/feas_docs/af2068_fea.pdf | https://www.pjm.com/pub/planning/project-queues/impact_studies/af2068_imp.pdf | [13 empty] | N | No
PJM |  |  | 1/31/2020 | [7 empty] | Wind |  |  |  | 2.2 |  |  |  |  | 9.3 | [7 empty] | Bureau | IL |  |  | Crescent Ridge 138 kV |  | 10/4/2021 |  | Document Posted | Document Posted | In Progress |  |  |  |  | ComEd | [23 empty] | AF2-069 - moved to TC1 | [5 empty] | Generation Interconnection | [7 empty] | Active | 88.7 |  | Capacity |  |  |  | https://www.pjm.com/pub/planning/project-queues/feas_docs/af2069_fea.pdf | https://www.pjm.com/pub/planning/project-queues/impact_studies/af2069_imp.pdf | [13 empty] | N | No
PJM |  |  | 1/31/2020 | [7 empty] | Wind |  |  |  | 3.1 |  |  |  |  | 18.15 | [7 empty] | Bureau | IL |  |  | Crescent Ridge 138 kV |  | 10/4/2021 |  | Document Posted | In Progress | [5 empty] | ComEd | [23 empty] | AF2-070 - moved to TC1 | [5 empty] | Generation Interconnection | [7 empty] | Active | 72.6 |  | Capacity |  |  |  | https://www.pjm.com/pub/planning/project-queues/feas_docs/af2070_fea.pdf | [14 empty] | N | No
PJM | Bartonsville Energy Facility |  | 2/1/2020 | [7 empty] | Solar |  |  |  | 30 |  |  |  |  | 50 | [7 empty] | Frederick | VA |  |  | Bartonsville-Meadow Brook 138 kV III | 10/11/2024 | 7/1/2024 |  | Document Posted | Document Posted | Document Posted |  | Document Posted |  |  | APS | [23 empty] | AF2-075 | [5 empty] | Generation Interconnection | [7 empty] | Under Construction | 130 |  | Capacity |  |  |  | https://www.pjm.com/pub/planning/project-queues/feas_docs/af2075_fea.pdf | https://www.pjm.com/pub/planning/project-queues/impact_studies/af2075_imp.pdf | https://www.pjm.com/pub/planning/project-queues/facilities/af2075_fac.pdf | https://www.pjm.com/pub/planning/project-queues/isa/af2_075_isa.pdf |  | https://www.pjm.com/pub/planning/project-queues/csa/af2_075_csa.pdf | Document Posted |  |  |  |  | 10/25/2024 |  | 7/1/2024 |  | N | No
PJM | Winterberry Solar |  | 2/1/2020 | [7 empty] | Solar |  |  |  | 12 |  |  |  |  | 20 | [7 empty] | Gloucester | VA |  |  | White Marsh 34.5 kV |  | 8/14/2024 |  | Document Posted | Document Posted | Not Required |  | Wholesale Market Participation Agreement |  |  | Dominion | [23 empty] | AF2-077 | [5 empty] | Generation Interconnection | [7 empty] | Partially in Service - Under Construction | 20 | 20 | Capacity |  |  |  | https://www.pjm.com/pub/planning/project-queues/feas_docs/af2077_fea.pdf | https://www.pjm.com/pub/planning/project-queues/impact_studies/af2077_imp.pdf |  |  | https://www.pjm.com/pub/planning/project-queues/wmpa/af2077_wmpa.pdf | https://www.pjm.com/pub/planning/project-queues/csa/af2077_wmpa.pdf | Not Required |  |  |  |  | 6/26/2024 |  | 8/14/2024 |  | N | No
PJM |  |  | 2/1/2020 | [7 empty] | Solar; Storage |  |  |  | 120 |  |  |  |  | 200 | [7 empty] | White | IN |  |  | Reynolds-Olive #1 345 kV |  | 10/31/2022 |  | Document Posted | Document Posted | In Progress |  |  |  |  | AEP | [23 empty] | AF2-078 | [5 empty] | Generation Interconnection | [7 empty] | Active | 200 |  | Capacity |  |  |  | https://www.pjm.com/pub/planning/project-queues/feas_docs/af2078_fea.pdf | https://www.pjm.com/pub/planning/project-queues/impact_studies/af2078_imp.html | [13 empty] | N | No
PJM |  |  | 1/31/2020 | [7 empty] | Solar |  |  |  | 48.5 |  |  |  |  | 70 | [7 empty] | Pitt | NC |  |  | Chinquapin-Everetts 230 kV |  | 6/30/2022 |  | Document Posted | Document Posted | In Progress |  |  |  |  | Dominion | [23 empty] | AF2-080 - moved to TC1 | [5 empty] | Generation Interconnection | [7 empty] | Active | 150 |  | Capacity |  |  |  | https://www.pjm.com/pub/planning/project-queues/feas_docs/af2080_fea.pdf | https://www.pjm.com/pub/planning/project-queues/impact_studies/af2080_imp.pdf | [13 empty] | N | No
PJM |  |  | 1/31/2020 | [7 empty] | Solar |  |  |  | 56 |  |  |  |  | 80 | [7 empty] | Currituck | NC |  |  | Moyock 230 kV |  | 12/1/2023 |  | Document Posted | Document Posted | In Progress |  |  |  |  | Dominion | [23 empty] | AF2-081 - moved to TC1 | [5 empty] | Generation Interconnection | [7 empty] | Active | 80 |  | Capacity |  |  |  | https://www.pjm.com/pub/planning/project-queues/feas_docs/af2081_fea.pdf | https://www.pjm.com/pub/planning/project-queues/impact_studies/af2081_imp.pdf | [13 empty] | N | No
PJM |  |  | 1/31/2020 | [7 empty] | Solar |  |  |  | 33 |  |  |  |  | 55 | [7 empty] | Dauphin | PA |  |  | Dauphin PG Tie–Dauphin Juniata Tie 69 k |  | 12/1/2022 |  | Document Posted | Document Posted | In Progress |  |  |  |  | PPL | [23 empty] | AF2-082 | [5 empty] | Generation Interconnection | [7 empty] | Active | 55 |  | Capacity |  |  |  | https://www.pjm.com/pub/planning/project-queues/feas_docs/af2082_fea.pdf | https://www.pjm.com/pub/planning/project-queues/impact_studies/af2082_imp.pdf | [13 empty] | N | No
PJM |  |  | 1/31/2020 | [7 empty] | Solar |  |  |  | 100 |  |  |  |  | 150 | [7 empty] | Cass | MI |  |  | Kenzie Creek-Stone Lake 69 kV |  | 10/21/2022 |  | Document Posted | Document Posted | In Progress |  | Interim Study |  |  | AEP | [23 empty] | AF2-083 | [5 empty] | Generation Interconnection | [7 empty] | Active | 150 |  | Capacity |  |  |  | https://www.pjm.com/pub/planning/project-queues/feas_docs/af2083_fea.pdf | https://www.pjm.com/pub/planning/project-queues/impact_studies/af2083_imp.pdf |  | https://www.pjm.com/pub/planning/project-queues/isa/af2_083_isa2.pdf | [11 empty] | N | No
PJM |  |  | 1/31/2020 | [7 empty] | Solar |  |  |  | 28.1 |  |  |  |  | 42 | [7 empty] | Union | OH |  |  | Honda-Marysville Tap 69 kV |  | 12/30/2022 |  | Document Posted | Document Posted | In Progress |  |  |  |  | Dayton | [23 empty] | AF2-084 | [5 empty] | Generation Interconnection | [7 empty] | Active | 100 |  | Capacity |  |  |  | https://www.pjm.com/pub/planning/project-queues/feas_docs/af2084_fea.pdf | https://www.pjm.com/pub/planning/project-queues/impact_studies/af2084_imp.pdf | [13 empty] | N | No
PJM |  |  | 2/3/2020 | [7 empty] | Solar |  |  |  | 12 |  |  |  |  | 20 | [7 empty] | Columbia | PA |  |  | Scott Tap-Bowmans Mill Tap 69 kV |  | 8/1/2022 |  | Document Posted | Document Posted | In Progress |  |  |  |  | PPL | [23 empty] | AF2-086 | [5 empty] | Generation Interconnection | [7 empty] | Active | 20 |  | Capacity |  |  |  | https://www.pjm.com/pub/planning/project-queues/feas_docs/af2086_fea.pdf | https://www.pjm.com/pub/planning/project-queues/impact_studies/af2086_imp.pdf | [13 empty] | N | No
PJM |  |  | 2/5/2020 | [7 empty] | Solar |  |  |  | 3.9 |  |  |  |  | 6.5 | [7 empty] | Clearfield | PA |  |  | Shawville-Clearfield 34.5 kV II |  | 9/1/2026 |  | Document Posted | Document Posted | Not Required |  | Wholesale Market Participation Agreement |  |  | PENELEC | [23 empty] | AF2-088 | [5 empty] | Generation Interconnection | [7 empty] | Engineering and Procurement | 20 |  | Capacity |  |  |  | https://www.pjm.com/pub/planning/project-queues/feas_docs/af2088_fea.pdf | https://www.pjm.com/pub/planning/project-queues/impact_studies/af2088_imp.htm |  |  | https://www.pjm.com/pub/planning/project-queues/wmpa/af2088_wmpa.pdf | https://www.pjm.com/pub/planning/project-queues/csa/af2088_wmpa.pdf | Not Required |  |  |  |  | 7/3/2026 |  | 9/1/2026 |  | N | No
PJM |  |  | 2/6/2020 | [7 empty] | Solar |  |  |  | 73.6 |  |  |  |  | 110 | [7 empty] | Hardin | KY |  |  | Central Hardin 138 kV |  | 10/1/2022 |  | Document Posted | Document Posted | In Progress |  |  |  |  | EKPC | [23 empty] | AF2-090 | [5 empty] | Generation Interconnection | [7 empty] | Active | 110 |  | Capacity |  |  |  | https://www.pjm.com/pub/planning/project-queues/feas_docs/af2090_fea.pdf | https://www.pjm.com/pub/planning/project-queues/impact_studies/af2090_imp.pdf | [13 empty] | N | No
PJM |  |  | 2/7/2020 | [7 empty] | Solar |  |  |  | 14.28 |  |  |  |  | 34 | [7 empty] | King George | VA |  |  | Oak Grove-Dahlgren 230 kV |  | 11/30/2021 |  | Document Posted | Document Posted | In Progress |  |  |  |  | Dominion | [23 empty] | AF2-091 | [5 empty] | Generation Interconnection | [7 empty] | Active | 134 |  | Capacity |  |  |  | https://www.pjm.com/pub/planning/project-queues/feas_docs/af2091_fea.pdf | https://www.pjm.com/pub/planning/project-queues/impact_studies/af2091_imp.pdf | [13 empty] | N | No
PJM |  |  | 2/12/2020 | [7 empty] | Solar |  |  |  | 26.4 |  |  |  |  | 40 | [7 empty] | Huntington | IN |  |  | Huntington Jct. 138 kV |  | 2/1/2022 |  | Document Posted | Document Posted | In Progress |  |  |  |  | AEP | [23 empty] | AF2-094 | [5 empty] | Generation Interconnection | [7 empty] | Active | 190 |  | Capacity |  |  |  | https://www.pjm.com/pub/planning/project-queues/feas_docs/af2094_fea.pdf | https://www.pjm.com/pub/planning/project-queues/impact_studies/af2094_imp.pdf | [13 empty] | N | No
PJM |  |  | 2/13/2020 | [7 empty] | Solar; Storage |  |  |  | 96 |  |  |  |  | 160 | [7 empty] | Kankakee | IL |  |  | Davis Creek 138 kV |  | 5/31/2021 |  | Document Posted | Document Posted | In Progress |  |  |  |  | ComEd | [23 empty] | AF2-095 - moved to TC1 | [5 empty] | Generation Interconnection | [7 empty] | Active | 160 |  | Capacity |  |  |  | https://www.pjm.com/pub/planning/project-queues/feas_docs/af2095_fea.pdf | https://www.pjm.com/pub/planning/project-queues/impact_studies/af2095_imp.pdf | [13 empty] | N | No
PJM |  |  | 2/12/2020 | [7 empty] | Solar; Storage |  |  |  | 255 |  |  |  |  | 375 | [7 empty] | Will | IL |  |  | Braidwood-East Frankfort 345 kV |  | 5/31/2022 |  | Document Posted | In Progress | [5 empty] | ComEd | [23 empty] | AF2-096 - moved to TC1 | [5 empty] | Generation Interconnection | [7 empty] | Active | 375 |  | Capacity |  |  |  | https://www.pjm.com/pub/planning/project-queues/feas_docs/af2096_fea.pdf | [14 empty] | N | No
PJM | Northwest Ohio Wind |  | 3/17/2020 | [7 empty] | Solar; Storage |  |  |  | 1.32 |  |  |  |  | 3.15 | [7 empty] | Paulding | OH |  |  | Haviland 138 kV |  | 2/1/2021 |  | Document Posted | Document Posted | Not Required |  | Document Posted |  |  | AEP | [23 empty] | AF2-103 | [5 empty] | Generation Interconnection | [7 empty] | Partially in Service - Under Construction | 103.15 | 2 | Capacity |  |  |  | https://www.pjm.com/pub/planning/project-queues/feas_docs/af2103_fea.pdf | https://www.pjm.com/pub/planning/project-queues/impact_studies/af2103_imp.pdf |  | https://www.pjm.com/pub/planning/project-queues/isa/af2_103_isa.pdf |  |  | Not Required | [6 empty] | 2/1/2021 | 6/1/2021 | N | No
PJM |  |  | 1/31/2020 | [7 empty] | Solar |  |  |  | 60 |  |  |  |  | 100 | [7 empty] | Pulaski | VA |  |  | Morgans Cut-Glen Lyn #2 138 kV |  | 3/28/2022 |  | Document Posted | Document Posted | Document Posted |  |  |  |  | AEP | [23 empty] | AF2-105 | [5 empty] | Generation Interconnection | [7 empty] | Active | 100 |  | Capacity |  |  |  | https://www.pjm.com/pub/planning/project-queues/feas_docs/af2105_fea.pdf | https://www.pjm.com/pub/planning/project-queues/impact_studies/af2105_imp.htm | https://www.pjm.com/pub/planning/project-queues/facilities/af2105_fac.pdf | [12 empty] | N | No
PJM |  |  | 1/31/2020 | [7 empty] | Solar |  |  |  | 90 |  |  |  |  | 150 | [7 empty] | Pulaski | VA |  |  | Hazel Hollow-Glen Lyn #1 138 kV |  | 3/28/2022 |  | Document Posted | Document Posted | In Progress |  |  |  |  | AEP | [23 empty] | AF2-106 | [5 empty] | Generation Interconnection | [7 empty] | Active | 150 |  | Capacity |  |  |  | https://www.pjm.com/pub/planning/project-queues/feas_docs/af2106_fea.pdf | https://www.pjm.com/pub/planning/project-queues/impact_studies/af2106_imp.pdf | [13 empty] | N | No
PJM |  |  | 2/24/2020 | [7 empty] | Solar |  |  |  | 32.3 |  |  |  |  | 50 | [7 empty] | Amherst | VA |  |  | Clifford 138 kV |  | 2/1/2022 |  | Document Posted | Document Posted | In Progress |  |  |  |  | AEP | [23 empty] | AF2-107 | [5 empty] | Generation Interconnection | [7 empty] | Active | 50 |  | Capacity |  |  |  | https://www.pjm.com/pub/planning/project-queues/feas_docs/af2107_fea.pdf | https://www.pjm.com/pub/planning/project-queues/impact_studies/af2107_imp.pdf | [13 empty] | N | No
PJM | Switchgrass Solar 1 |  | 2/27/2020 | [7 empty] | Solar |  |  |  | 7.72 |  |  |  |  | 20 | [7 empty] | Accomack | VA |  |  | Suffolk 115 kV | 8/12/2025 | 12/31/2024 |  | Document Posted | Document Posted | Not Required |  | Document Posted |  |  | Dominion | [23 empty] | AF2-110 | [5 empty] | Generation Interconnection | [7 empty] | Engineering and Procurement | 69 |  | Capacity |  |  |  | https://www.pjm.com/pub/planning/project-queues/feas_docs/af2110_fea.pdf | https://www.pjm.com/pub/planning/project-queues/impact_studies/af2110_imp.pdf |  | https://www.pjm.com/pub/planning/project-queues/isa/af2_110_isa.pdf |  | https://www.pjm.com/pub/planning/project-queues/csa/af2_110_csa.pdf | Document Posted |  |  |  |  | 9/15/2025 |  | 12/31/2024 |  | N | No
PJM |  |  | 2/28/2020 | [7 empty] | Solar |  |  |  | 150 |  |  |  |  | 250 | [7 empty] | Mason | KY |  |  | North Clark-Spurlock 345 kV |  | 12/31/2023 |  | Document Posted | Document Posted | In Progress |  |  |  |  | EKPC | [23 empty] | AF2-111 - moved to TC1 | [5 empty] | Generation Interconnection | [7 empty] | Active | 250 |  | Capacity |  |  |  | https://www.pjm.com/pub/planning/project-queues/feas_docs/af2111_fea.pdf | https://www.pjm.com/pub/planning/project-queues/impact_studies/af2111_imp.pdf | [13 empty] | N | No
PJM |  |  | 2/28/2020 | [7 empty] | Solar |  |  |  | 9 |  |  |  |  | 15 | [7 empty] | Jefferson | WV |  |  | Old Chapel-Millville 138 kV II |  | 9/30/2022 |  | Document Posted | Document Posted | In Progress |  |  |  |  | APS | [23 empty] | AF2-114 | [5 empty] | Generation Interconnection | [7 empty] | Active | 92.5 |  | Capacity |  |  |  | https://www.pjm.com/pub/planning/project-queues/feas_docs/af2114_fea.pdf | https://www.pjm.com/pub/planning/project-queues/impact_studies/af2114_imp.pdf | [13 empty] | N | No
PJM |  |  | 2/28/2020 | [7 empty] | Solar |  |  |  | 15 |  |  |  |  | 25 | [7 empty] | Amelia | VA |  |  | Jetersville-Ponton 115 kV |  | 12/1/2022 |  | Document Posted | Document Posted | In Progress |  |  |  |  | Dominion | [23 empty] | AF2-115 - moved to TC1 | [5 empty] | Generation Interconnection | [7 empty] | Active | 66 |  | Capacity |  |  |  | https://www.pjm.com/pub/planning/project-queues/feas_docs/af2115_fea.pdf | https://www.pjm.com/pub/planning/project-queues/impact_studies/af2115_imp.pdf | [13 empty] | N | No
PJM |  |  | 2/28/2020 | [7 empty] | Solar |  |  |  | 13.3 |  |  |  |  | 20 | [7 empty] | Fulton | PA |  |  | McConnellsburg 138 kV |  | 3/1/2022 |  | Document Posted | Document Posted | Document Posted |  |  |  |  | APS | [23 empty] | AF2-116 | [5 empty] | Generation Interconnection | [7 empty] | Active | 90 |  | Capacity |  |  |  | https://www.pjm.com/pub/planning/project-queues/feas_docs/af2116_fea.pdf | https://www.pjm.com/pub/planning/project-queues/impact_studies/af2116_imp.htm | https://www.pjm.com/pub/planning/project-queues/facilities/af2116_fac.pdf | [12 empty] | N | No
PJM |  |  | 2/28/2020 | [7 empty] | Solar |  |  |  | 46.67 |  |  |  |  | 70 | [7 empty] | Fulton | PA |  |  | Warfordsburg-McConnellsburg 138 kV |  | 9/1/2023 |  | Document Posted | Document Posted | In Progress |  |  |  |  | APS | [23 empty] | AF2-117 | [5 empty] | Generation Interconnection | [7 empty] | Active | 70 |  | Capacity |  |  |  | https://www.pjm.com/pub/planning/project-queues/feas_docs/af2117_fea.pdf | https://www.pjm.com/pub/planning/project-queues/impact_studies/af2117_imp.pdf | [13 empty] | N | No
PJM |  |  | 2/28/2020 | [7 empty] | Solar |  |  |  | 37.2 |  |  |  |  | 62 | [7 empty] | Richmond | VA |  |  | Garner-Northern Neck 115 kV | 12/1/2025 | 12/1/2023 |  | Document Posted | Document Posted | In Progress |  | Interim Study |  |  | Dominion | [23 empty] | AF2-120 - moved to TC1 | [5 empty] | Generation Interconnection | [7 empty] | Active | 62 |  | Capacity |  |  |  | https://www.pjm.com/pub/planning/project-queues/feas_docs/af2120_fea.pdf | https://www.pjm.com/pub/planning/project-queues/impact_studies/af2120_imp.pdf |  | https://www.pjm.com/pub/planning/project-queues/isa/af2_120_isa2.pdf |  | https://www.pjm.com/pub/planning/project-queues/csa/af2_120_csa.pdf | Document Posted |  |  |  |  | 2/6/2026 |  |  |  | N | No
PJM |  |  | 2/28/2020 | [7 empty] | Solar |  |  |  | 12 |  |  |  |  | 20 | [7 empty] | Clearfield | PA |  |  | Philipsburg-Shawville 34.5 kV |  | 6/1/2021 |  | Document Posted | Document Posted | Withdrawn |  |  |  |  | PENELEC | [23 empty] | AF2-121 - moved to TC1 | [5 empty] | Generation Interconnection | [7 empty] | Active | 20 |  | Capacity |  |  |  | https://www.pjm.com/pub/planning/project-queues/feas_docs/af2121_fea.pdf | https://www.pjm.com/pub/planning/project-queues/impact_studies/af2121_imp.htm | [13 empty] | N | No
PJM | Union Ridge Solar |  | 2/29/2020 | [7 empty] | Solar |  |  |  | 64.62 |  |  |  |  | 107.7 | [7 empty] | Licking | OH |  |  | Kirk 138 kV |  | 12/31/2025 |  | Document Posted | Document Posted | Document Posted |  | Document Posted |  |  | AEP | [23 empty] | AF2-122 | [5 empty] | Generation Interconnection | [7 empty] | Engineering and Procurement | 107.7 |  | Capacity |  |  |  | https://www.pjm.com/pub/planning/project-queues/feas_docs/af2122_fea.pdf | https://www.pjm.com/pub/planning/project-queues/impact_studies/af2122_imp.htm | https://www.pjm.com/pub/planning/project-queues/facilities/af2122_fac.pdf | https://www.pjm.com/pub/planning/project-queues/isa/af2_122_isa.pdf |  | https://www.pjm.com/pub/planning/project-queues/csa/af2_122_csa.pdf | Document Posted |  |  |  |  | 10/15/2025 |  | 12/31/2025 |  | N | No
PJM |  |  | 2/28/2020 | [7 empty] | Solar |  |  |  | 50.4 |  |  |  |  | 120 | [7 empty] | Highland | OH |  |  | Kyger Creek-Pierce 345 kV |  | 12/31/2023 |  | Document Posted | Document Posted | In Progress |  |  |  |  | OVEC | [23 empty] | AF2-124 | [5 empty] | Generation Interconnection | [7 empty] | Active | 120 |  | Capacity |  |  |  | https://www.pjm.com/pub/planning/project-queues/feas_docs/af2124_fea.pdf | https://www.pjm.com/pub/planning/project-queues/impact_studies/af2124_imp.pdf | [13 empty] | N | No
PJM |  |  | 2/28/2020 | [7 empty] | Solar |  |  |  | 35.5 |  |  |  |  | 54 | [7 empty] | DeKalb | IN |  |  | Varner 138 kV |  | 4/3/2023 |  | Document Posted | Document Posted | In Progress |  |  |  |  | AEP | [23 empty] | AF2-125 | [5 empty] | Generation Interconnection | [7 empty] | Active | 150 |  | Capacity |  |  |  | https://www.pjm.com/pub/planning/project-queues/feas_docs/af2125_fea.pdf | https://www.pjm.com/pub/planning/project-queues/impact_studies/af2125_imp.htm | [13 empty] | N | No
PJM |  |  | 2/28/2020 | [7 empty] | Solar |  |  |  | 8 |  |  |  |  | 12 | [7 empty] | Wood | OH |  |  | Weston 69 kV II |  | 12/31/2021 |  | Document Posted | Document Posted | In Progress |  |  |  |  | ATSI | [23 empty] | AF2-126 - moved to TC1 | [5 empty] | Generation Interconnection | [7 empty] | Active | 62 |  | Capacity |  |  |  | https://www.pjm.com/pub/planning/project-queues/feas_docs/af2126_fea.pdf | https://www.pjm.com/pub/planning/project-queues/impact_studies/af2126_imp.pdf | [13 empty] | N | No
PJM |  |  | 2/28/2020 | [7 empty] | Solar |  |  |  | 24.9 |  |  |  |  | 38 | [7 empty] | Defiance | OH |  |  | Lockwood Road 138 kV |  | 3/31/2022 |  | Document Posted | Document Posted | In Progress |  | Interim Study |  |  | AEP | [23 empty] | AF2-127 | [5 empty] | Generation Interconnection | [7 empty] | Active | 68 |  | Capacity |  |  |  | https://www.pjm.com/pub/planning/project-queues/feas_docs/af2127_fea.pdf | https://www.pjm.com/pub/planning/project-queues/impact_studies/af2127_imp.pdf |  | https://www.pjm.com/pub/planning/project-queues/isa/af2_127_isa2.pdf | [11 empty] | N | No
PJM | Cobalt Solar |  | 3/3/2020 | [7 empty] | Solar |  |  |  | 12 |  |  |  |  | 20 | [7 empty] | Clarion | PA |  |  | Wolfs Corners 34.5 kV | 8/30/2024 | 12/15/2024 |  | Document Posted | Document Posted | Document Posted |  | Document Posted |  |  | PENELEC | [23 empty] | AF2-130 | [5 empty] | Generation Interconnection | [7 empty] | Under Construction | 20 |  | Capacity |  |  |  | https://www.pjm.com/pub/planning/project-queues/feas_docs/af2130_fea.pdf | https://www.pjm.com/pub/planning/project-queues/impact_studies/af2130_imp.pdf | https://www.pjm.com/pub/planning/project-queues/facilities/af2130_fac.pdf | https://www.pjm.com/pub/planning/project-queues/isa/af2_130_isa.pdf |  | https://www.pjm.com/pub/planning/project-queues/csa/af2_130_csa.pdf | Document Posted |  |  |  |  | 9/2/2024 |  | 12/15/2024 |  | N | No
PJM |  |  | 3/4/2020 | [7 empty] | Solar |  |  |  | 180 |  |  |  |  | 300 | [7 empty] | Pulaski | IN |  |  | Reynolds-Olive #1 345 kV |  | 5/31/2021 |  | Document Posted | Document Posted | In Progress |  |  |  |  | AEP | [23 empty] | AF2-132 | [5 empty] | Generation Interconnection | [7 empty] | Active | 300 |  | Capacity |  |  |  | https://www.pjm.com/pub/planning/project-queues/feas_docs/af2132_fea.pdf | https://www.pjm.com/pub/planning/project-queues/impact_studies/af2132_imp.pdf | [13 empty] | N | No
PJM |  |  | 3/4/2020 | [7 empty] | Solar |  |  |  | 180 |  |  |  |  | 300 | [7 empty] | Pulaski | IN |  |  | Reynolds-Olive #2 345 kV |  | 5/31/2021 |  | Document Posted | Document Posted | In Progress |  |  |  |  | AEP | [23 empty] | AF2-133 | [5 empty] | Generation Interconnection | [7 empty] | Active | 300 |  | Capacity |  |  |  | https://www.pjm.com/pub/planning/project-queues/feas_docs/af2133_fea.pdf | https://www.pjm.com/pub/planning/project-queues/impact_studies/af2133_imp.pdf | [13 empty] | N | No
PJM | Mammoth North Solar Project |  | 3/6/2020 | [7 empty] | Solar |  |  |  | 60 |  |  |  |  | 100 | [7 empty] | Starke | IN |  |  | Olive-Reynolds #2 345 kV | 8/20/2024 | 6/30/2024 |  | Document Posted | Document Posted | Document Posted |  | Document Posted |  |  | AEP | [23 empty] | AF2-134 | [5 empty] | Generation Interconnection | [7 empty] | Under Construction | 400 |  | Capacity |  |  |  | https://www.pjm.com/pub/planning/project-queues/feas_docs/af2134_fea.pdf | https://www.pjm.com/pub/planning/project-queues/impact_studies/af2134_imp.htm | https://www.pjm.com/pub/planning/project-queues/facilities/af2134_fac.pdf | https://www.pjm.com/pub/planning/project-queues/isa/af2_134_isa.pdf |  | https://www.pjm.com/pub/planning/project-queues/csa/af2_134_csa.pdf | Document Posted |  |  |  |  | 8/21/2024 |  | 6/30/2024 |  | N | No
PJM |  |  | 3/6/2020 | [7 empty] | Solar |  |  |  | 210 |  |  |  |  | 500 | [7 empty] | Logan | OH |  |  | Marysville-Sorenson 765 kV |  | 12/31/2023 |  | Document Posted | Document Posted | In Progress |  |  |  |  | AEP | [23 empty] | AF2-137 | [5 empty] | Generation Interconnection | [7 empty] | Active | 500 |  | Capacity |  |  |  | https://www.pjm.com/pub/planning/project-queues/feas_docs/af2137_fea.pdf | https://www.pjm.com/pub/planning/project-queues/impact_studies/af2137_imp.pdf | [13 empty] | N | No
PJM |  |  | 3/11/2020 | [7 empty] | Natural Gas |  |  |  | 30 |  |  |  |  | 0 | [7 empty] | Lycoming | PA |  |  | Saegers 230 kV |  | 5/1/2021 |  | Document Posted | Document Posted | In Progress |  |  |  |  | PPL | [23 empty] | AF2-140 | [5 empty] | Generation Interconnection | [7 empty] | Active | 907 |  | Capacity |  |  |  | https://www.pjm.com/pub/planning/project-queues/feas_docs/af2140_fea.pdf | https://www.pjm.com/pub/planning/project-queues/impact_studies/af2140_imp.htm | [13 empty] | N | No
PJM |  |  | 3/12/2020 | [7 empty] | Solar |  |  |  | 90 |  |  |  |  | 150 | [7 empty] | Lasalle | IL |  |  | Nevada 345 kV |  | 12/31/2023 |  | Document Posted | Document Posted | In Progress |  |  |  |  | ComEd | [23 empty] | AF2-142 - moved to TC1 | [5 empty] | Generation Interconnection | [7 empty] | Active | 150 |  | Capacity |  |  |  | https://www.pjm.com/pub/planning/project-queues/feas_docs/af2142_fea.pdf | https://www.pjm.com/pub/planning/project-queues/impact_studies/af2142_imp.pdf | [13 empty] | N | No
PJM |  |  | 3/12/2020 | [7 empty] | Solar |  |  |  | 90 |  |  |  |  | 150 | [7 empty] | Lasalle | IL |  |  | Powerton-Nevada 345 kV |  | 12/31/2023 |  | Document Posted | Document Posted | In Progress |  |  |  |  | ComEd | [23 empty] | AF2-143 - moved to TC1 | [5 empty] | Generation Interconnection | [7 empty] | Active | 150 |  | Capacity |  |  |  | https://www.pjm.com/pub/planning/project-queues/feas_docs/af2143_fea.pdf | https://www.pjm.com/pub/planning/project-queues/impact_studies/af2143_imp.pdf | [13 empty] | N | No
PJM |  |  | 3/12/2020 | [7 empty] | Solar |  |  |  | 32 |  |  |  |  | 80 | [7 empty] | Knox | OH |  |  | Sharp Road 69 kV |  | 12/31/2023 |  | Document Posted | Document Posted | In Progress |  |  |  |  | AEP | [23 empty] | AF2-149 | [5 empty] | Generation Interconnection | [7 empty] | Active | 80 |  | Capacity |  |  |  | https://www.pjm.com/pub/planning/project-queues/feas_docs/af2149_fea.pdf | https://www.pjm.com/pub/planning/project-queues/impact_studies/af2149_imp.pdf | [13 empty] | N | No
PJM | Blossom Solar |  | 3/13/2020 | [7 empty] | Solar |  |  |  | 36.96 |  |  |  |  | 88 | [7 empty] | Morrow | OH |  |  | Galion 138 kV | 1/31/2026 | 4/30/2026 |  | Document Posted | Document Posted | Document Posted |  | Document Posted |  |  | ATSI | [23 empty] | AF2-150 | [5 empty] | Generation Interconnection | [7 empty] | Engineering and Procurement | 88 |  | Capacity |  |  |  | https://www.pjm.com/pub/planning/project-queues/feas_docs/af2150_fea.pdf | https://www.pjm.com/pub/planning/project-queues/impact_studies/af2150_imp.htm | https://www.pjm.com/pub/planning/project-queues/facilities/af2150_fac.pdf | https://www.pjm.com/pub/planning/project-queues/isa/af2_150_isa.pdf |  | https://www.pjm.com/pub/planning/project-queues/csa/af2_150_csa.pdf | Document Posted |  |  |  |  | 1/31/2026 |  | 4/30/2026 |  | N | No
PJM |  |  | 3/16/2020 | [7 empty] | Solar |  |  |  | 30 |  |  |  |  | 45 | [7 empty] | Blackford | IN |  |  | Keystone-Desoto 345 kV |  | 6/1/2023 |  | Document Posted | Document Posted | In Progress |  |  |  |  | AEP | [23 empty] | AF2-162 | [5 empty] | Generation Interconnection | [7 empty] | Active | 245 |  | Capacity |  |  |  | https://www.pjm.com/pub/planning/project-queues/feas_docs/af2162_fea.pdf | https://www.pjm.com/pub/planning/project-queues/impact_studies/af2162_imp.pdf | [13 empty] | N | No
PJM | Cardinal Solar |  | 3/18/2020 | [7 empty] | Solar |  |  |  | 12 |  |  |  |  | 20 | [7 empty] | Venango | PA |  |  | Clark Summit-Emlenton 34.5 kV |  | 12/15/2024 |  | Document Posted | Document Posted | Not Required |  | Wholesale Market Participation Agreement |  |  | PENELEC | [23 empty] | AF2-165 | [5 empty] | Generation Interconnection | [7 empty] | Engineering and Procurement | 20 |  | Capacity |  |  |  | https://www.pjm.com/pub/planning/project-queues/feas_docs/af2165_fea.pdf | https://www.pjm.com/pub/planning/project-queues/impact_studies/af2165_imp.htm |  |  | https://www.pjm.com/pub/planning/project-queues/wmpa/af2165_wmpa.pdf | https://www.pjm.com/pub/planning/project-queues/csa/af2165_wmpa.pdf | Not Required |  |  |  |  | 10/31/2024 |  | 12/15/2024 |  | N | No
PJM |  |  | 3/19/2020 | [7 empty] | Solar |  |  |  | 90 |  |  |  |  | 150 | [7 empty] | Prince Edward | VA |  |  | Madisonville 115 kV |  | 3/31/2022 |  | Document Posted | Document Posted | In Progress |  |  |  |  | Dominion | [23 empty] | AF2-171 - moved to TC1 | [5 empty] | Generation Interconnection | [7 empty] | Active | 150 |  | Capacity |  |  |  | https://www.pjm.com/pub/planning/project-queues/feas_docs/af2171_fea.pdf | https://www.pjm.com/pub/planning/project-queues/impact_studies/af2171_imp.pdf | [13 empty] | N | No
PJM |  |  | 3/19/2020 | [7 empty] | Solar |  |  |  | 84 |  |  |  |  | 200 | [7 empty] | Delaware | IN |  |  | Desoto 345 kV |  | 10/31/2023 |  | Document Posted | Document Posted | In Progress |  |  |  |  | AEP | [23 empty] | AF2-173 - moved to TC1 | [5 empty] | Generation Interconnection | [7 empty] | Active | 200 |  | Capacity |  |  |  | https://www.pjm.com/pub/planning/project-queues/feas_docs/af2173_fea.pdf | https://www.pjm.com/pub/planning/project-queues/impact_studies/af2173_imp.pdf | [13 empty] | N | No
PJM |  |  | 3/20/2020 | [7 empty] | Wind |  |  |  | 26 |  |  |  |  | 200 | [7 empty] | Blackford | IN |  |  | Sorenson-DeSoto #2 345 kV |  | 10/31/2023 |  | Document Posted | Document Posted | In Progress |  |  |  |  | AEP | [23 empty] | AF2-177 - moved to TC1 | [5 empty] | Generation Interconnection | [7 empty] | Active | 200 |  | Capacity |  |  |  | https://www.pjm.com/pub/planning/project-queues/feas_docs/af2177_fea.pdf | https://www.pjm.com/pub/planning/project-queues/impact_studies/af2177_imp.pdf | [13 empty] | N | No
PJM |  |  | 3/21/2020 | [7 empty] | Solar |  |  |  | 0 |  |  |  |  | 300 | [7 empty] | Lee | IL |  |  | Nelson-Lee County 345 kV II |  | 12/1/2022 |  | Document Posted | In Progress | [5 empty] | ComEd | [23 empty] | AF2-182 - moved to TC1 | [5 empty] | Generation Interconnection | [7 empty] | Active | 500 |  | Energy |  |  |  | https://www.pjm.com/pub/planning/project-queues/feas_docs/af2182_fea.pdf | [14 empty] | N | No
PJM |  |  | 3/22/2020 | [7 empty] | Solar |  |  |  | 78 |  |  |  |  | 120 | [7 empty] | Wayne | OH |  |  | Brookside-Cloverdale 138 kV |  | 6/30/2023 |  | Document Posted | Document Posted | Document Posted |  |  |  |  | ATSI | [23 empty] | AF2-187 | [5 empty] | Generation Interconnection | [7 empty] | Active | 120 |  | Capacity |  |  |  | https://www.pjm.com/pub/planning/project-queues/feas_docs/af2187_fea.pdf | https://www.pjm.com/pub/planning/project-queues/impact_studies/af2187_imp.htm | https://www.pjm.com/pub/planning/project-queues/facilities/af2187_fac.pdf | [12 empty] | N | No
PJM |  |  | 3/22/2020 | [7 empty] | Solar |  |  |  | 66 |  |  |  |  | 110 | [7 empty] | St. Joseph | IN |  |  | New Carlisle 138 kV |  | 6/30/2023 |  | Document Posted | Document Posted | In Progress |  |  |  |  | AEP | [23 empty] | AF2-191 | [5 empty] | Generation Interconnection | [7 empty] | Active | 110 |  | Capacity |  |  |  | https://www.pjm.com/pub/planning/project-queues/feas_docs/af2191_fea.pdf | https://www.pjm.com/pub/planning/project-queues/impact_studies/af2191_imp.pdf | [13 empty] | N | No
PJM | Barbertown Solar |  | 3/23/2020 | [7 empty] | Solar |  |  |  | 3.4 |  |  |  |  | 7 | [7 empty] | Hunterdon | NJ |  |  | Frenchtown Solar-West Flemington 34.5 kV | 3/31/2026 | 6/30/2026 |  | Document Posted | Document Posted | Document Posted |  | Document Posted |  |  | JCPL | [23 empty] | AF2-192 | [5 empty] | Generation Interconnection | [7 empty] | Engineering and Procurement | 7 |  | Capacity |  |  |  | https://www.pjm.com/pub/planning/project-queues/feas_docs/af2192_fea.pdf | https://www.pjm.com/pub/planning/project-queues/impact_studies/af2192_imp.pdf | https://www.pjm.com/pub/planning/project-queues/facilities/af2192_fac.pdf | https://www.pjm.com/pub/planning/project-queues/isa/af2_192_isa.pdf |  | https://www.pjm.com/pub/planning/project-queues/csa/af2_192_csa.pdf | Document Posted |  |  |  |  | 4/30/2026 |  | 6/30/2026 |  | N | No
PJM |  |  | 3/24/2020 | [7 empty] | Solar |  |  |  | 60 |  |  |  |  | 100 | [7 empty] | Lee | IL |  |  | Nelson-Electric Junction 345 kV |  | 11/1/2023 |  | Document Posted | Document Posted | In Progress |  |  |  |  | ComEd | [23 empty] | AF2-199 - moved to TC1 | [5 empty] | Generation Interconnection | [7 empty] | Active | 400 |  | Capacity |  |  |  | https://www.pjm.com/pub/planning/project-queues/feas_docs/af2199_fea.pdf | https://www.pjm.com/pub/planning/project-queues/impact_studies/af2199_imp.pdf | [13 empty] | N | No
PJM |  |  | 3/24/2020 | [7 empty] | Solar |  |  |  | 120 |  |  |  |  | 200 | [7 empty] | Lee | IL |  |  | Nelson-Electric Junction 345 kV |  | 11/1/2023 |  | Document Posted | Document Posted | In Progress |  |  |  |  | ComEd | [23 empty] | AF2-200 - moved to TC1 | [5 empty] | Generation Interconnection | [7 empty] | Active | 600 |  | Capacity |  |  |  | https://www.pjm.com/pub/planning/project-queues/feas_docs/af2200_fea.pdf | https://www.pjm.com/pub/planning/project-queues/impact_studies/af2200_imp.pdf | [13 empty] | N | No
PJM |  |  | 3/24/2020 | [7 empty] | Wind; Solar |  |  |  | 51.4 |  |  |  |  | 199 | [7 empty] | Stephenson | IL |  |  | Lena - Lancaster 138 kV |  | 5/31/2023 |  | Document Posted | In Progress | [5 empty] | ComEd | [23 empty] | AF2-201 - moved to TC1 | [5 empty] | Generation Interconnection | [7 empty] | Active | 199 |  | Capacity |  |  |  | https://www.pjm.com/pub/planning/project-queues/feas_docs/af2201_fea.pdf | [14 empty] | N | No
PJM |  |  | 3/24/2020 | [7 empty] | Solar; Storage |  |  |  | 72 |  |  |  |  | 110 | [7 empty] | Grant | IN |  |  | Van Buren-Delaware 138 kV |  | 6/1/2023 |  | Document Posted | Document Posted | In Progress |  |  |  |  | AEP | [23 empty] | AF2-204 | [5 empty] | Generation Interconnection | [7 empty] | Active | 110 |  | Capacity |  |  |  | https://www.pjm.com/pub/planning/project-queues/feas_docs/af2204_fea.pdf | https://www.pjm.com/pub/planning/project-queues/impact_studies/af2204_imp.pdf | [13 empty] | N | No
PJM | Moss Creek Solar |  | 3/25/2020 | [7 empty] | Solar |  |  |  | 120 |  |  |  |  | 200 | [7 empty] | Pulaski | IN |  |  | Olive-Reynolds #2 345 kV | 10/30/2027 | 11/30/2027 |  | Document Posted | Document Posted | In Progress |  | Interim Study |  |  | AEP | [23 empty] | AF2-205 | [5 empty] | Generation Interconnection | [7 empty] | Active | 200 |  | Capacity |  |  |  | https://www.pjm.com/pub/planning/project-queues/feas_docs/af2205_fea.pdf | https://www.pjm.com/pub/planning/project-queues/impact_studies/af2205_imp.pdf |  | https://www.pjm.com/pub/planning/project-queues/isa/af2_205_isa2.pdf | [7 empty] | 11/30/2027 |  | 11/30/2027 |  | N | No
PJM |  |  | 3/25/2020 | [7 empty] | Solar |  |  |  | 19.6 |  |  |  |  | 140 | [7 empty] | Defiance | OH |  |  | South Hicksville-Sowers 138 kV |  | 6/2/2023 |  | Document Posted | Document Posted | In Progress |  |  |  |  | AEP | [23 empty] | AF2-209 - moved to TC1 | [5 empty] | Generation Interconnection | [7 empty] | Active | 140 |  | Capacity |  |  |  | https://www.pjm.com/pub/planning/project-queues/feas_docs/af2209_fea.pdf | https://www.pjm.com/pub/planning/project-queues/impact_studies/af2209_imp.pdf | [13 empty] | N | No
PJM | Stony Creek Solar |  | 3/25/2020 | [7 empty] | Solar |  |  |  | 6.3 |  |  |  |  | 15 | [7 empty] | Somerset | PA |  |  | Scalp Level 22.9 kV |  | 10/1/2025 |  | Document Posted | Document Posted |  |  | Wholesale Market Participation Agreement |  |  | PENELEC | [23 empty] | AF2-221 | [5 empty] | Generation Interconnection | [7 empty] | Engineering and Procurement | 15 |  | Capacity |  |  |  | https://www.pjm.com/pub/planning/project-queues/feas_docs/af2221_fea.pdf | https://www.pjm.com/pub/planning/project-queues/impact_studies/af2221_imp.html |  |  | https://www.pjm.com/pub/planning/project-queues/wmpa/af2221_wmpa.pdf | https://www.pjm.com/pub/planning/project-queues/csa/af2221_wmpa.pdf | Not Required |  |  |  |  | 8/1/2025 |  | 10/1/2025 |  | N | No
PJM |  |  | 3/25/2020 | [7 empty] | Solar |  |  |  | 100 |  |  |  |  | 167 | [7 empty] | Charlotte | VA |  |  | Madisonville DP-Twitty's Creek 115 kV | 12/31/2025 | 5/31/2023 |  | Document Posted | Document Posted | In Progress |  | Interim Study |  |  | Dominion | [23 empty] | AF2-222 - moved to TC1 | [5 empty] | Generation Interconnection | [7 empty] | Active | 167 |  | Capacity |  |  |  | https://www.pjm.com/pub/planning/project-queues/feas_docs/af2222_fea.pdf | https://www.pjm.com/pub/planning/project-queues/impact_studies/af2222_imp.pdf |  | https://www.pjm.com/pub/planning/project-queues/isa/af2_222_isa2.pdf |  | https://www.pjm.com/pub/planning/project-queues/csa/af2_222_csa.pdf | Document Posted |  |  |  |  | 3/31/2027 |  |  |  | N | No
PJM |  |  | 3/26/2020 | [7 empty] | Solar |  |  |  | 42 |  |  |  |  | 100 | [7 empty] | Allen | IN |  |  | Allen 345 kV |  | 9/30/2022 |  | Document Posted | Document Posted | In Progress |  |  |  |  | AEP | [23 empty] | AF2-224 | [5 empty] | Generation Interconnection | [7 empty] | Active | 100 |  | Capacity |  |  |  | https://www.pjm.com/pub/planning/project-queues/feas_docs/af2224_fea.pdf | https://www.pjm.com/pub/planning/project-queues/impact_studies/af2224_imp.pdf | [13 empty] | N | No
PJM |  |  | 3/26/2020 | [7 empty] | Solar |  |  |  | 63 |  |  |  |  | 150 | [7 empty] | McLean | IL |  |  | McLean 345 kV |  | 10/31/2022 |  | Document Posted | Document Posted | In Progress |  |  |  |  | ComEd | [23 empty] | AF2-225 - moved to TC1 | [5 empty] | Generation Interconnection | [7 empty] | Active | 150 |  | Capacity |  |  |  | https://www.pjm.com/pub/planning/project-queues/feas_docs/af2225_fea.pdf | https://www.pjm.com/pub/planning/project-queues/impact_studies/af2225_imp.pdf | [13 empty] | N | No
PJM |  |  | 3/26/2020 | [7 empty] | Storage |  |  |  | 20 |  |  |  |  | 50 | [7 empty] | Lasalle | IL |  |  | Katydid Road 345 kV |  | 10/31/2023 |  | Document Posted | Document Posted | In Progress |  |  |  |  | ComEd | [23 empty] | AF2-226 - moved to TC1 | [5 empty] | Generation Interconnection | [7 empty] | Active | 50 |  | Capacity |  |  |  | https://www.pjm.com/pub/planning/project-queues/feas_docs/af2226_fea.pdf | https://www.pjm.com/pub/planning/project-queues/impact_studies/af2226_imp.pdf | [13 empty] | N | No
PJM |  |  | 3/26/2020 | [7 empty] | Solar |  |  |  | 10.9 |  |  |  |  | 20 | [7 empty] | Cumberland | PA |  |  | Roxbury 23 kV |  | 11/30/2021 |  | Document Posted | Document Posted | In Progress |  |  |  |  | PENELEC | [23 empty] | AF2-229 | [5 empty] | Generation Interconnection | [7 empty] | Active | 20 |  | Capacity |  |  |  | https://www.pjm.com/pub/planning/project-queues/feas_docs/af2229_fea.pdf | https://www.pjm.com/pub/planning/project-queues/impact_studies/af2229_imp.htm | [13 empty] | N | No
PJM |  |  | 3/26/2020 | [7 empty] | Solar; Storage |  |  |  | 12 |  |  |  |  | 20 | [7 empty] | Snyder | PA |  |  | Penns-Richfield Tie #1 69 kV |  | 12/15/2021 |  | Document Posted | Document Posted | In Progress |  |  |  |  | PPL | [23 empty] | AF2-233 | [5 empty] | Generation Interconnection | [7 empty] | Active | 20 |  | Capacity |  |  |  | https://www.pjm.com/pub/planning/project-queues/feas_docs/af2233_fea.pdf | https://www.pjm.com/pub/planning/project-queues/impact_studies/af2233_imp.pdf | [13 empty] | N | No
PJM |  |  | 3/26/2020 | [7 empty] | Solar; Storage |  |  |  | 24 |  |  |  |  | 40 | [7 empty] | Snyder | PA |  |  | Sunbury Yard #1-Richfield Tie #2 69 kV |  | 12/15/2021 |  | Document Posted | Document Posted | In Progress |  |  |  |  | PPL | [23 empty] | AF2-234 | [5 empty] | Generation Interconnection | [7 empty] | Active | 40 |  | Capacity |  |  |  | https://www.pjm.com/pub/planning/project-queues/feas_docs/af2234_fea.pdf | https://www.pjm.com/pub/planning/project-queues/impact_studies/af2234_imp.pdf | [13 empty] | N | No
PJM | Big Bell Solar |  | 3/27/2020 | [7 empty] | Solar |  |  |  | 6 |  |  |  |  | 10 | [7 empty] | Crawford | PA |  |  | Titusville-Oil Creek 34.5 kV | 4/30/2027 | 7/31/2027 |  | Document Posted | Document Posted | Document Posted |  | Document Posted |  |  | PENELEC | [23 empty] | AF2-235 | [5 empty] | Generation Interconnection | [7 empty] | Engineering and Procurement | 10 |  | Capacity |  |  |  | https://www.pjm.com/pub/planning/project-queues/feas_docs/af2235_fea.pdf | https://www.pjm.com/pub/planning/project-queues/impact_studies/af2235_imp.htm | https://www.pjm.com/pub/planning/project-queues/facilities/af2235_fac.pdf | https://www.pjm.com/pub/planning/project-queues/gia/af2_235_gia.pdf | [7 empty] | 6/7/2027 |  | 7/31/2027 |  | N | No
PJM | Farmers Valley Solar |  | 3/26/2020 | [7 empty] | Solar |  |  |  | 12 |  |  |  |  | 20 | [7 empty] | Bradford | PA |  |  | Mansfield-South Troy 34.5 kV |  | 7/31/2027 |  | Document Posted | Document Posted | Document Posted |  |  |  |  | PENELEC | [23 empty] | AF2-238 | [5 empty] | Generation Interconnection | [7 empty] | Active | 20 |  | Capacity |  |  |  | https://www.pjm.com/pub/planning/project-queues/feas_docs/af2238_fea.pdf | https://www.pjm.com/pub/planning/project-queues/impact_studies/af2238_imp.htm | https://www.pjm.com/pub/planning/project-queues/facilities/af2238_fac.pdf | [10 empty] | 7/31/2027 |  | N | No
PJM | Pearl Solar |  | 3/27/2020 | [7 empty] | Solar |  |  |  | 9 |  |  |  |  | 15 | [7 empty] | Venango | PA |  |  | Clark Summit 34.5 kV |  | 9/2/2026 |  | Document Posted | Document Posted | Not Required |  | Wholesale Market Participation Agreement |  |  | PENELEC | [23 empty] | AF2-243 | [5 empty] | Generation Interconnection | [7 empty] | Engineering and Procurement | 15 |  | Capacity |  |  |  | https://www.pjm.com/pub/planning/project-queues/feas_docs/af2243_fea.pdf | https://www.pjm.com/pub/planning/project-queues/impact_studies/af2243_imp.htm |  |  | https://www.pjm.com/pub/planning/project-queues/wmpa/af2243_wmpa.pdf | https://www.pjm.com/pub/planning/project-queues/csa/af2243_wmpa.pdf | Not Required |  |  |  |  | 7/3/2026 |  | 9/2/2026 |  | N | No
PJM | Citron Storage |  | 3/27/2020 | [7 empty] | Storage |  |  |  | 0.6 |  |  |  |  | 3 | [7 empty] | Wicomico | MD |  |  | Edgewood 12 kV II |  | 11/30/2023 |  | Document Posted | Document Posted | Not Required |  | Wholesale Market Participation Agreement |  |  | DPL | [23 empty] | AF2-249 | [5 empty] | Generation Interconnection | [7 empty] | Engineering and Procurement | 3 |  | Capacity |  |  |  | https://www.pjm.com/pub/planning/project-queues/feas_docs/af2249_fea.pdf | https://www.pjm.com/pub/planning/project-queues/impact_studies/af2249_imp.pdf |  |  | https://www.pjm.com/pub/planning/project-queues/wmpa/af2249_wmpa.pdf | https://www.pjm.com/pub/planning/project-queues/csa/af2249_wmpa.pdf | Not Required |  |  |  |  | 12/2/2024 |  | 11/30/2023 |  | N | No
PJM |  |  | 3/27/2020 | [7 empty] | Storage |  |  |  | 20 |  |  |  |  | 50 | [7 empty] | McLean | IL |  |  | Blue Mound 345 kV |  | 10/31/2023 |  | Document Posted | Document Posted | In Progress |  |  |  |  | ComEd | [23 empty] | AF2-252 | [5 empty] | Generation Interconnection | [7 empty] | Active | 248 |  | Capacity |  |  |  | https://www.pjm.com/pub/planning/project-queues/feas_docs/af2252_fea.pdf | https://www.pjm.com/pub/planning/project-queues/impact_studies/af2252_imp.pdf | [13 empty] | N | No
PJM |  |  | 3/27/2020 | [7 empty] | Solar |  |  |  | 53 |  |  |  |  | 85 | [7 empty] | Hardin | KY |  |  | Stephensburg-Central Hardin 69 kV |  | 12/31/2023 |  | Document Posted | Document Posted | In Progress |  |  |  |  | EKPC | [23 empty] | AF2-260 | [5 empty] | Generation Interconnection | [7 empty] | Active | 85 |  | Capacity |  |  |  | https://www.pjm.com/pub/planning/project-queues/feas_docs/af2260_fea.pdf | https://www.pjm.com/pub/planning/project-queues/impact_studies/af2260_imp.pdf | [13 empty] | N | No
PJM |  |  | 3/28/2020 | [7 empty] | Solar |  |  |  | 60 |  |  |  |  | 100 | [7 empty] | Mason | WV |  |  | Sporn South-Leon 138 kV |  | 5/1/2022 |  | Document Posted | Document Posted | In Progress |  |  |  |  | AEP | [23 empty] | AF2-291 | [5 empty] | Generation Interconnection | [7 empty] | Active | 100 |  | Capacity |  |  |  | https://www.pjm.com/pub/planning/project-queues/feas_docs/af2291_fea.pdf | https://www.pjm.com/pub/planning/project-queues/impact_studies/af2291_imp.pdf | [13 empty] | N | No
PJM | Evergreen Solar |  | 3/28/2020 | [7 empty] | Solar |  |  |  | 12 |  |  |  |  | 20 | [7 empty] | Elk | PA |  |  | Wilcox-Paper City 46 kV |  | 7/30/2027 |  | Document Posted | Document Posted | In Progress |  | Wholesale Market Participation Agreement |  |  | APS | [23 empty] | AF2-295 | [5 empty] | Generation Interconnection | [7 empty] | Engineering and Procurement | 20 |  | Capacity |  |  |  | https://www.pjm.com/pub/planning/project-queues/feas_docs/af2295_fea.pdf | https://www.pjm.com/pub/planning/project-queues/impact_studies/af2295_imp.htm |  |  | https://www.pjm.com/pub/planning/project-queues/wmpa/af2295_wmpa.pdf | https://www.pjm.com/pub/planning/project-queues/csa/af2295_wmpa.pdf | Not Required | [6 empty] | 7/30/2027 |  | N | No
PJM |  |  | 3/28/2020 | [7 empty] | Solar |  |  |  | 12 |  |  |  |  | 20 | [7 empty] | Clearfield | PA |  |  | Madera 34.5 kV |  | 10/1/2021 |  | Document Posted | Document Posted | Withdrawn |  |  |  |  | PENELEC | [23 empty] | AF2-296 - moved to TC1 | [5 empty] | Generation Interconnection | [7 empty] | Active | 20 |  | Capacity |  |  |  | https://www.pjm.com/pub/planning/project-queues/feas_docs/af2296_fea.pdf | https://www.pjm.com/pub/planning/project-queues/impact_studies/af2296_imp.pdf | [13 empty] | N | No
PJM |  |  | 3/28/2020 | [7 empty] | Solar |  |  |  | 48 |  |  |  |  | 80 | [7 empty] | Halifax | VA |  |  | Sedge Hill 115 kV |  | 3/12/2022 |  | Document Posted | Document Posted | In Progress |  |  |  |  | Dominion | [23 empty] | AF2-297 - moved to TC1 | [5 empty] | Generation Interconnection | [7 empty] | Active | 80 |  | Capacity |  |  |  | https://www.pjm.com/pub/planning/project-queues/feas_docs/af2297_fea.pdf | https://www.pjm.com/pub/planning/project-queues/impact_studies/af2297_imp.pdf | [13 empty] | N | No
PJM |  |  | 3/30/2020 | [7 empty] | Solar |  |  |  | 29.9 |  |  |  |  | 49.9 | [7 empty] | Montgomery | OH |  |  | Crown-New Lebanon 69 kV |  | 5/1/2022 |  | Document Posted | Document Posted | In Progress |  |  |  |  | Dayton | [23 empty] | AF2-298 | [5 empty] | Generation Interconnection | [7 empty] | Active | 49.9 |  | Capacity |  |  |  | https://www.pjm.com/pub/planning/project-queues/feas_docs/af2298_fea.pdf | https://www.pjm.com/pub/planning/project-queues/impact_studies/af2298_imp.pdf | [13 empty] | N | No
PJM | Jarratt Energy Facility 2 |  | 3/30/2020 | [7 empty] | Solar |  |  |  | 11.7 |  |  |  |  | 25 | [7 empty] | Greensville | VA |  |  | Fields 34.5 kV |  | 12/12/2022 |  | Document Posted | Document Posted | In Progress |  |  |  |  | Dominion | [23 empty] | AF2-299 - moved to TC1 | [5 empty] | Generation Interconnection | [7 empty] | Active | 19.5 |  | Capacity |  |  |  | https://www.pjm.com/pub/planning/project-queues/feas_docs/af2299_fea.pdf | https://www.pjm.com/pub/planning/project-queues/impact_studies/af2299_imp.pdf | [13 empty] | N | No
PJM |  |  | 3/30/2020 | [7 empty] | Solar |  |  |  | 12 |  |  |  |  | 20 | [7 empty] | Caroline | VA |  |  | St. Johns 115 kV |  | 12/12/2022 |  | Document Posted | Document Posted | In Progress |  |  |  |  | Dominion | [23 empty] | AF2-300 | [5 empty] | Generation Interconnection | [7 empty] | Active | 64 |  | Capacity |  |  |  | https://www.pjm.com/pub/planning/project-queues/feas_docs/af2300_fea.pdf | https://www.pjm.com/pub/planning/project-queues/impact_studies/af2300_imp.pdf | [13 empty] | N | No
PJM |  |  | 3/30/2020 | [7 empty] | Solar |  |  |  | 12 |  |  |  |  | 20 | [7 empty] | Albemarle | VA |  |  | Scottsville-Colleen 138 kV |  | 12/12/2022 |  | Document Posted | Document Posted | In Progress |  |  |  |  | AEP | [23 empty] | AF2-302 - moved to TC1 | [5 empty] | Generation Interconnection | [7 empty] | Active | 75 |  | Capacity |  |  |  | https://www.pjm.com/pub/planning/project-queues/feas_docs/af2302_fea.pdf | https://www.pjm.com/pub/planning/project-queues/impact_studies/af2302_imp.pdf | [13 empty] | N | No
PJM |  |  | 3/30/2020 | [7 empty] | Solar; Storage |  |  |  | 100 |  |  |  |  | 100 | [7 empty] | Edgecombe | NC |  |  | Edgecombe 230 kV |  | 8/3/2023 |  | Document Posted | Document Posted | In Progress |  |  |  |  | Dominion | [23 empty] | AF2-303 | [5 empty] | Generation Interconnection | [7 empty] | Active | 100 |  | Capacity |  |  |  | https://www.pjm.com/pub/planning/project-queues/feas_docs/af2303_fea.pdf | https://www.pjm.com/pub/planning/project-queues/impact_studies/af2303_imp.pdf | [13 empty] | N | No | This project slid to the next queue
PJM |  |  | 3/30/2020 | [7 empty] | Solar; Storage |  |  |  | 89 |  |  |  |  | 89 | [7 empty] | Surry | VA |  |  | Surry-Hopewell 230 kV |  | 8/3/2023 |  | Document Posted | Document Posted | In Progress |  |  |  |  | Dominion | [23 empty] | AF2-304 | [5 empty] | Generation Interconnection | [7 empty] | Active | 89 |  | Capacity |  |  |  | https://www.pjm.com/pub/planning/project-queues/feas_docs/af2304_fea.pdf | https://www.pjm.com/pub/planning/project-queues/impact_studies/af2304_imp.pdf | [13 empty] | N | No | This project slid to the next queue
PJM |  |  | 3/30/2020 | [7 empty] | Storage |  |  |  | 26 |  |  |  |  | 26 | [7 empty] | Barren | KY |  |  | Hope-Blevins Valley Tap 69 kV |  | 9/1/2023 |  | Document Posted | Document Posted | In Progress |  |  |  |  | EKPC | [23 empty] | AF2-306 | [5 empty] | Generation Interconnection | [7 empty] | Active | 26 |  | Capacity |  |  |  | https://www.pjm.com/pub/planning/project-queues/feas_docs/af2306_fea.pdf | https://www.pjm.com/pub/planning/project-queues/impact_studies/af2306_imp.htm | [13 empty] | N | No
PJM |  |  | 3/30/2020 | [7 empty] | Solar |  |  |  | 39.6 |  |  |  |  | 66 | [7 empty] | Bath | KY |  |  | Hope-Blevins Valley Tap 69 kV |  | 9/1/2023 |  | Document Posted | Document Posted | In Progress |  |  |  |  | EKPC | [23 empty] | AF2-307 - moved to TC1 | [5 empty] | Generation Interconnection | [7 empty] | Active | 66 |  | Capacity |  |  |  | https://www.pjm.com/pub/planning/project-queues/feas_docs/af2307_fea.pdf | https://www.pjm.com/pub/planning/project-queues/impact_studies/af2307_imp.pdf | [13 empty] | N | No
PJM |  |  | 3/30/2020 | [7 empty] | Storage |  |  |  | 28 |  |  |  |  | 28 | [7 empty] | Hardin | KY |  |  | Central Hardin-Stephensburg 69 kV |  | 9/1/2023 |  | Document Posted | Document Posted | In Progress |  |  |  |  | EKPC | [23 empty] | AF2-308 | [5 empty] | Generation Interconnection | [7 empty] | Active | 28 |  | Capacity |  |  |  | https://www.pjm.com/pub/planning/project-queues/feas_docs/af2308_fea.pdf | https://www.pjm.com/pub/planning/project-queues/impact_studies/af2308_imp.pdf | [13 empty] | N | No
PJM |  |  | 3/30/2020 | [7 empty] | Solar |  |  |  | 42 |  |  |  |  | 70 | [7 empty] | Hardin | KY |  |  | Central Hardin-Stephensburg 69 kV |  | 9/1/2023 |  | Document Posted | Document Posted | In Progress |  |  |  |  | EKPC | [23 empty] | AF2-309 | [5 empty] | Generation Interconnection | [7 empty] | Active | 70 |  | Capacity |  |  |  | https://www.pjm.com/pub/planning/project-queues/feas_docs/af2309_fea.pdf | https://www.pjm.com/pub/planning/project-queues/impact_studies/af2309_imp.pdf | [13 empty] | N | No
PJM |  |  | 3/30/2020 | [7 empty] | Solar |  |  |  | 55 |  |  |  |  | 100 | [7 empty] | Nicholas | WV |  |  | Gilboa-Jones Branch 138 kV |  | 12/1/2023 |  | Document Posted | Document Posted | In Progress |  |  |  |  | APS | [23 empty] | AF2-311 | [5 empty] | Generation Interconnection | [7 empty] | Active | 100 |  | Capacity |  |  |  | https://www.pjm.com/pub/planning/project-queues/feas_docs/af2311_fea.pdf | https://www.pjm.com/pub/planning/project-queues/impact_studies/af2311_imp.pdf | [13 empty] | N | No
PJM |  |  | 3/30/2020 | [7 empty] | Solar |  |  |  | 82.7 |  |  |  |  | 150 | [7 empty] | Nicholas | WV |  |  | Gilboa-Jones Branch 138 kV II |  | 12/1/2023 |  | Document Posted | Document Posted | In Progress |  |  |  |  | APS | [23 empty] | AF2-316 | [5 empty] | Generation Interconnection | [7 empty] | Active | 150 |  | Capacity |  |  |  | https://www.pjm.com/pub/planning/project-queues/feas_docs/af2316_fea.pdf | https://www.pjm.com/pub/planning/project-queues/impact_studies/af2316_imp.pdf | [13 empty] | N | No
PJM |  |  | 3/30/2020 | [7 empty] | Storage |  |  |  | 20 |  |  |  |  | 50 | [7 empty] | Lasalle | IL |  |  | Katydid Road 345 kV |  | 10/31/2023 |  | Document Posted | Document Posted | In Progress |  |  |  |  | ComEd | [23 empty] | AF2-319 - moved to TC1 | [5 empty] | Generation Interconnection | [7 empty] | Active | 50 |  | Capacity |  |  |  | https://www.pjm.com/pub/planning/project-queues/feas_docs/af2319_fea.pdf | https://www.pjm.com/pub/planning/project-queues/impact_studies/af2319_imp.pdf | [13 empty] | N | No
PJM |  |  | 3/30/2020 | [7 empty] | Solar |  |  |  | 88.8 |  |  |  |  | 148 | [7 empty] | Williams | OH |  |  | Stryker-Ridgeville 138 kV |  | 12/31/2023 |  | Document Posted | In Progress | [5 empty] | ATSI | [23 empty] | AF2-321 - moved to TC1 | [5 empty] | Generation Interconnection | [7 empty] | Active | 148 |  | Capacity |  |  |  | https://www.pjm.com/pub/planning/project-queues/feas_docs/af2321_fea.pdf | [14 empty] | N | No
PJM |  |  | 3/30/2020 | [7 empty] | Solar |  |  |  | 45 |  |  |  |  | 75 | [7 empty] | Edgecombe | NC |  |  | Edgecombe 230 kV |  | 11/30/2022 |  | Document Posted | In Progress | [5 empty] | Dominion | [23 empty] | AF2-324 - moved to TC1 | [5 empty] | Generation Interconnection | [7 empty] | Active | 75 |  | Capacity |  |  |  | https://www.pjm.com/pub/planning/project-queues/feas_docs/af2324_fea.pdf | [14 empty] | N | No
PJM | SBC Solar |  | 3/30/2020 | [7 empty] | Solar; Storage |  |  |  | 4.2 |  |  |  |  | 10 | [7 empty] | Dorchester | MD |  |  | Jacktown 12 kV |  | 12/31/2027 |  | Document Posted | Document Posted | Not Required |  | Wholesale Market Participation Agreement |  |  | DPL | [23 empty] | AF2-325 | [5 empty] | Generation Interconnection | [7 empty] | Engineering and Procurement | 10 |  | Capacity |  |  |  | https://www.pjm.com/pub/planning/project-queues/feas_docs/af2325_fea.pdf | https://www.pjm.com/pub/planning/project-queues/impact_studies/af2325_imp.htm |  |  | https://www.pjm.com/pub/planning/project-queues/wmpa/af2325_wmpa.pdf | https://www.pjm.com/pub/planning/project-queues/csa/af2325_wmpa.pdf | Not Required |  |  |  |  | 12/31/2027 |  | 12/31/2027 |  | N | No
PJM |  |  | 3/30/2020 | [7 empty] | Storage |  |  |  | 42.2 |  |  |  |  | 42.2 | [7 empty] | Kendall | IL |  |  | Sandwich-Plano 138 kV |  | 12/1/2023 |  | Document Posted | Document Posted | In Progress |  |  |  |  | ComEd | [23 empty] | AF2-329 - moved to TC1 | [5 empty] | Generation Interconnection | [7 empty] | Active | 292.2 |  | Capacity |  |  |  | https://www.pjm.com/pub/planning/project-queues/feas_docs/af2329_fea.pdf | https://www.pjm.com/pub/planning/project-queues/impact_studies/af2329_imp.pdf | [13 empty] | N | No
PJM |  |  | 3/30/2020 | [7 empty] | Solar |  |  |  | 30 |  |  |  |  | 50 | [7 empty] | Montour | PA |  |  | Montour 230 kV |  | 12/31/2023 |  | Document Posted | Document Posted | In Progress |  |  |  |  | PPL | [23 empty] | AF2-331 | [5 empty] | Generation Interconnection | [7 empty] | Active | 50 |  | Capacity |  |  |  | https://www.pjm.com/pub/planning/project-queues/feas_docs/af2331_fea.pdf | https://www.pjm.com/pub/planning/project-queues/impact_studies/af2331_imp.pdf | [13 empty] | N | No
PJM |  |  | 3/30/2020 | [7 empty] | Solar |  |  |  | 30 |  |  |  |  | 50 | [7 empty] | Montour | PA |  |  | Montour 230 kV |  | 12/31/2023 |  | Document Posted | Document Posted | In Progress |  |  |  |  | PPL | [23 empty] | AF2-332 | [5 empty] | Generation Interconnection | [7 empty] | Active | 100 |  | Capacity |  |  |  | https://www.pjm.com/pub/planning/project-queues/feas_docs/af2332_fea.pdf | https://www.pjm.com/pub/planning/project-queues/impact_studies/af2332_imp.pdf | [13 empty] | N | No
PJM |  |  | 3/30/2020 | [7 empty] | Solar |  |  |  | 12 |  |  |  |  | 20 | [7 empty] | Montour | PA |  |  | Montour 230 kV |  | 12/31/2023 |  | Document Posted | Document Posted | In Progress |  |  |  |  | PPL | [23 empty] | AF2-333 | [5 empty] | Generation Interconnection | [7 empty] | Active | 120 |  | Capacity |  |  |  | https://www.pjm.com/pub/planning/project-queues/feas_docs/af2333_fea.pdf | https://www.pjm.com/pub/planning/project-queues/impact_studies/af2333_imp.pdf | [13 empty] | N | No
PJM |  |  | 3/30/2020 | [7 empty] | Solar |  |  |  | 12 |  |  |  |  | 20 | [7 empty] | Montour | PA |  |  | Montour 230 kV |  | 12/31/2023 |  | Document Posted | Document Posted | In Progress |  |  |  |  | PPL | [23 empty] | AF2-334 | [5 empty] | Generation Interconnection | [7 empty] | Active | 140 |  | Capacity |  |  |  | https://www.pjm.com/pub/planning/project-queues/feas_docs/af2334_fea.pdf | https://www.pjm.com/pub/planning/project-queues/impact_studies/af2334_imp.pdf | [13 empty] | N | No
PJM |  |  | 3/31/2020 | [7 empty] | Solar |  |  |  | 60 |  |  |  |  | 100 | [7 empty] | Delaware | IN |  |  | Delaware-Royerton 138 kV |  | 12/31/2023 |  | Document Posted | Document Posted | In Progress |  |  |  |  | AEP | [23 empty] | AF2-335 - moved to TC1 | [5 empty] | Generation Interconnection | [7 empty] | Active | 100 |  | Capacity |  |  |  | https://www.pjm.com/pub/planning/project-queues/feas_docs/af2335_fea.pdf | https://www.pjm.com/pub/planning/project-queues/impact_studies/af2335_imp.pdf | [13 empty] | N | No
PJM |  |  | 3/31/2020 | [7 empty] | Solar |  |  |  | 12 |  |  |  |  | 20 | [7 empty] | Bedford | PA |  |  | Snake Spring 115 kV I |  | 12/31/2023 |  | Document Posted | Document Posted | Document Posted |  |  |  |  | PENELEC | [23 empty] | AF2-336 | [5 empty] | Generation Interconnection | [7 empty] | Active | 20 |  | Capacity |  |  |  | https://www.pjm.com/pub/planning/project-queues/feas_docs/af2336_fea.pdf | https://www.pjm.com/pub/planning/project-queues/impact_studies/af2336_imp.htm | https://www.pjm.com/pub/planning/project-queues/facilities/af2336_fac.pdf | [12 empty] | N | No
PJM |  |  | 3/31/2020 | [7 empty] | Solar |  |  |  | 12 |  |  |  |  | 20 | [7 empty] | Bedford | PA |  |  | Snake Spring 115 kV II |  | 12/31/2023 |  | Document Posted | Document Posted | Document Posted |  |  |  |  | PENELEC | [23 empty] | AF2-337 | [5 empty] | Generation Interconnection | [7 empty] | Active | 40 |  | Capacity |  |  |  | https://www.pjm.com/pub/planning/project-queues/feas_docs/af2337_fea.pdf | https://www.pjm.com/pub/planning/project-queues/impact_studies/af2337_imp.htm | https://www.pjm.com/pub/planning/project-queues/facilities/af2337_fac.pdf | [12 empty] | N | No
PJM |  |  | 3/31/2020 | [7 empty] | Solar |  |  |  | 150 |  |  |  |  | 250 | [7 empty] | Madison | KY |  |  | North Clark-Spurlock 345 kV |  | 7/1/2022 |  | Document Posted | Document Posted | In Progress |  |  |  |  | EKPC | [23 empty] | AF2-348 - moved to TC1 | [5 empty] | Generation Interconnection | [7 empty] | Active | 250 |  | Capacity |  |  |  | https://www.pjm.com/pub/planning/project-queues/feas_docs/af2348_fea.pdf | https://www.pjm.com/pub/planning/project-queues/impact_studies/af2348_imp.pdf | [13 empty] | N | No
PJM |  |  | 3/31/2020 | [7 empty] | Solar |  |  |  | 0 |  |  |  |  | 300 | [7 empty] | McHenry | IL |  |  | SILVER LAKE- CHERRY VALLEY 345 KV |  | 12/1/2023 |  | Document Posted | Document Posted | In Progress |  |  |  |  | ComEd | [23 empty] | AF2-349 - moved to TC1 | [5 empty] | Generation Interconnection | [7 empty] | Active | 300 |  | Energy |  |  |  | https://www.pjm.com/pub/planning/project-queues/feas_docs/af2349_fea.pdf | https://www.pjm.com/pub/planning/project-queues/impact_studies/af2349_imp.pdf | [13 empty] | N | No
PJM |  |  | 3/31/2020 | [7 empty] | Solar |  |  |  | 60 |  |  |  |  | 100 | [7 empty] | Kankakee | IL |  |  | Kensington 138 kV |  | 12/1/2023 |  | Document Posted | Document Posted | In Progress |  |  |  |  | ComEd | [23 empty] | AF2-350 - moved to TC1 | [5 empty] | Generation Interconnection | [7 empty] | Active | 100 |  | Capacity |  |  |  | https://www.pjm.com/pub/planning/project-queues/feas_docs/af2350_fea.pdf | https://www.pjm.com/pub/planning/project-queues/impact_studies/af2350_imp.pdf | [13 empty] | N | No
PJM |  |  | 3/31/2020 | [7 empty] | Storage |  |  |  | 20 |  |  |  |  | 50 | [7 empty] | McLean | IL |  |  | Blue Mound 345 kV |  | 10/31/2023 |  | Document Posted | Document Posted | In Progress |  |  |  |  | ComEd | [23 empty] | AF2-352 | [5 empty] | Generation Interconnection | [7 empty] | Active | 248 |  | Capacity |  |  |  | https://www.pjm.com/pub/planning/project-queues/feas_docs/af2352_fea.pdf | https://www.pjm.com/pub/planning/project-queues/impact_studies/af2352_imp.pdf | [13 empty] | N | No
PJM | Washington Solar PH II |  | 3/31/2020 | [7 empty] | Solar |  |  |  | 4.62 |  |  |  |  | 11 | [7 empty] | Warren | NJ |  |  | Washington 34.5 kV II |  | 8/29/2025 |  | Document Posted | Document Posted | Not Required |  | Document Posted |  |  | JCPL | [23 empty] | AF2-354 | [5 empty] | Generation Interconnection | [7 empty] | Engineering and Procurement | 19.8 |  | Capacity |  |  |  | https://www.pjm.com/pub/planning/project-queues/feas_docs/af2354_fea.pdf | https://www.pjm.com/pub/planning/project-queues/impact_studies/af2354_imp.pdf |  | https://www.pjm.com/pub/planning/project-queues/isa/af2_354_isa.pdf |  | https://www.pjm.com/pub/planning/project-queues/csa/af2_354_csa.pdf | Document Posted |  |  |  |  | 6/29/2025 |  | 8/29/2025 |  | N | No
PJM |  |  | 3/31/2020 | [7 empty] | Solar |  |  |  | 135 |  |  |  |  | 225 | [7 empty] | Madison | KY |  |  | West Gerrard-J.K. Smith 345 kV |  | 7/1/2022 |  | Document Posted | Document Posted | In Progress |  |  |  |  | EKPC | [23 empty] | AF2-355 - moved to TC1 | [5 empty] | Generation Interconnection | [7 empty] | Active | 225 |  | Capacity |  |  |  | https://www.pjm.com/pub/planning/project-queues/feas_docs/af2355_fea.pdf | https://www.pjm.com/pub/planning/project-queues/impact_studies/af2355_imp.pdf | [13 empty] | N | No
PJM | CPV Backbone Solar |  | 3/31/2020 | [7 empty] | Solar |  |  |  | 105 |  |  |  |  | 175 | [7 empty] | Garrett | MD |  |  | Albright-Mt. Zion 138 kV | 11/8/2024 | 8/31/2025 |  | Document Posted | Document Posted | Document Posted |  | Document Posted |  |  | APS | [23 empty] | AF2-356 | [5 empty] | Generation Interconnection | [7 empty] | Under Construction | 175 |  | Capacity |  |  |  | https://www.pjm.com/pub/planning/project-queues/feas_docs/af2356_fea.pdf | https://www.pjm.com/pub/planning/project-queues/impact_studies/af2356_imp.htm | https://www.pjm.com/pub/planning/project-queues/facilities/af2356_fac.pdf | https://www.pjm.com/pub/planning/project-queues/isa/af2_356_isa.pdf |  | https://www.pjm.com/pub/planning/project-queues/csa/af2_356_csa.pdf | Document Posted |  |  |  |  | 11/10/2024 |  | 8/31/2025 |  | N | No
PJM |  |  | 3/31/2020 | [7 empty] | Solar |  |  |  | 60 |  |  |  |  | 100 | [7 empty] | Dorchester | MD |  |  | Airey-Vienna 69 kV |  | 12/15/2023 |  | Document Posted | Document Posted | In Progress |  |  |  |  | DPL | [23 empty] | AF2-358 - moved to TC1 | [5 empty] | Generation Interconnection | [7 empty] | Active | 100 |  | Capacity |  |  |  | https://www.pjm.com/pub/planning/project-queues/feas_docs/af2358_fea.pdf | https://www.pjm.com/pub/planning/project-queues/impact_studies/af2358_imp.pdf | [13 empty] | N | No
PJM |  |  | 3/31/2020 | [7 empty] | Solar |  |  |  | 75 |  |  |  |  | 125 | [7 empty] | LaPorte | IN |  |  | Olive-University Park 345 kV |  | 12/15/2023 |  | Document Posted | Document Posted | In Progress |  |  |  |  | AEP | [23 empty] | AF2-359 | [5 empty] | Generation Interconnection | [7 empty] | Active | 125 |  | Capacity |  |  |  | https://www.pjm.com/pub/planning/project-queues/feas_docs/af2359_fea.pdf | https://www.pjm.com/pub/planning/project-queues/impact_studies/af2359_imp.pdf | [13 empty] | N | No
PJM |  |  | 3/31/2020 | [7 empty] | Solar |  |  |  | 48.84 |  |  |  |  | 81.4 | [7 empty] | DeKalb | IL |  |  | Cherry Valley-Glidden 138 kV |  | 12/31/2020 |  | Document Posted | Document Posted | In Progress |  |  |  |  | ComEd | [23 empty] | AF2-363 | [5 empty] | Generation Interconnection | [7 empty] | Active | 81.4 |  | Capacity |  |  |  | https://www.pjm.com/pub/planning/project-queues/feas_docs/af2363_fea.pdf | https://www.pjm.com/pub/planning/project-queues/impact_studies/af2363_imp.pdf | [13 empty] | N | No
PJM |  |  | 3/31/2020 | [7 empty] | Solar |  |  |  | 30 |  |  |  |  | 50 | [7 empty] | Hart | KY |  |  | Munfordville KU Tap-Horse Cave Jct. 69 kV |  | 12/31/2022 |  | Document Posted | Document Posted | In Progress |  |  |  |  | EKPC | [23 empty] | AF2-365 | [5 empty] | Generation Interconnection | [7 empty] | Active | 50 |  | Capacity |  |  |  | https://www.pjm.com/pub/planning/project-queues/feas_docs/af2365_fea.pdf | https://www.pjm.com/pub/planning/project-queues/impact_studies/af2365_imp.pdf | [13 empty] | N | No
PJM |  |  | 3/31/2020 | [7 empty] | Solar |  |  |  | 56.94 |  |  |  |  | 94.9 | [7 empty] | Adams | IL |  |  | Crego Rd 138 kV |  | 12/31/2022 |  | Document Posted | In Progress | [5 empty] | ComEd | [23 empty] | AF2-366 | [5 empty] | Generation Interconnection | [7 empty] | Active | 94.9 |  | Capacity |  |  |  | https://www.pjm.com/pub/planning/project-queues/feas_docs/af2366_fea.pdf | [14 empty] | N | No
PJM | Emsworth Back Channel Dam Hydroelectric Project |  | 3/31/2020 | [7 empty] | Hydro |  |  |  | 12 |  |  |  |  | 12 | [7 empty] | Allegheny | PA |  |  | Neville 23 kV |  | 12/31/2024 |  | Document Posted | Document Posted | Not Required |  | Wholesale Market Participation Agreement |  |  | DL | [23 empty] | AF2-367 | [5 empty] | Generation Interconnection | [7 empty] | Engineering and Procurement | 12 |  | Capacity |  |  |  | https://www.pjm.com/pub/planning/project-queues/feas_docs/af2367_fea.pdf | https://www.pjm.com/pub/planning/project-queues/impact_studies/af2367_imp.pdf |  |  | https://www.pjm.com/pub/planning/project-queues/wmpa/af2367_wmpa.pdf | https://www.pjm.com/pub/planning/project-queues/csa/af2367_wmpa.pdf | Not Required |  |  |  |  | 10/31/2024 |  | 12/31/2024 |  | N | No
PJM | Allegheny Lock and Dam No. 2 Hydroelectric Project |  | 3/31/2020 | [7 empty] | Hydro |  |  |  | 9.5 |  |  |  |  | 9.5 | [7 empty] | Allegheny | PA |  |  | Pine Creek 23 kV |  | 12/31/2029 |  | Document Posted | Document Posted | Not Required |  | Wholesale Market Participation Agreement |  |  | DL | [23 empty] | AF2-368 | [5 empty] | Generation Interconnection | [7 empty] | Engineering and Procurement | 9.5 |  | Capacity |  |  |  | https://www.pjm.com/pub/planning/project-queues/feas_docs/af2368_fea.pdf | https://www.pjm.com/pub/planning/project-queues/impact_studies/af2368_imp.pdf |  |  | https://www.pjm.com/pub/planning/project-queues/wmpa/af2368_wmpa.pdf | https://www.pjm.com/pub/planning/project-queues/csa/af2368_wmpa.pdf | Not Required |  |  |  |  | 10/31/2029 |  | 12/31/2029 |  | N | No
PJM |  |  | 3/31/2020 | [7 empty] | Storage |  |  |  | 20 |  |  |  |  | 0 | [7 empty] | Delaware | IN |  |  | Delaware-Royerton 138 kV |  | 12/31/2023 |  | Document Posted | Document Posted | In Progress |  |  |  |  | AEP | [23 empty] | AF2-370 - moved to TC1 | [5 empty] | Generation Interconnection | [7 empty] | Active | 100 |  | Capacity |  |  |  | https://www.pjm.com/pub/planning/project-queues/feas_docs/af2370_fea.pdf | https://www.pjm.com/pub/planning/project-queues/impact_studies/af2370_imp.pdf | [13 empty] | N | No
PJM |  |  | 3/31/2020 | [7 empty] | Solar |  |  |  | 50.4 |  |  |  |  | 84 | [7 empty] | Fairfield | OH |  |  | Harrison-Good Hope 138 kV |  | 12/31/2023 |  | Document Posted | Document Posted | In Progress |  |  |  |  | AEP | [23 empty] | AF2-371 | [5 empty] | Generation Interconnection | [7 empty] | Active | 84 |  | Capacity |  |  |  | https://www.pjm.com/pub/planning/project-queues/feas_docs/af2371_fea.pdf | https://www.pjm.com/pub/planning/project-queues/impact_studies/af2371_imp.htm | [13 empty] | N | No
PJM |  |  | 3/31/2020 | [7 empty] | Solar |  |  |  | 77.76 |  |  |  |  | 129.6 | [7 empty] | Hancock | OH |  |  | Ebersole-Fostoria 138 kV |  | 12/31/2022 |  | Document Posted | Document Posted | In Progress |  |  |  |  | AEP | [23 empty] | AF2-375 | [5 empty] | Generation Interconnection | [7 empty] | Active | 129.6 |  | Capacity |  |  |  | https://www.pjm.com/pub/planning/project-queues/feas_docs/af2375_fea.pdf | https://www.pjm.com/pub/planning/project-queues/impact_studies/af2375_imp.pdf | [13 empty] | N | No
PJM |  |  | 3/31/2020 | [7 empty] | Storage |  |  |  | 20 |  |  |  |  | 50 | [7 empty] | Paulding | OH |  |  | Timber Switch 138 kV |  | 10/31/2023 |  | Document Posted | Document Posted | In Progress |  |  |  |  | AEP | [23 empty] | AF2-376 | [5 empty] | Generation Interconnection | [7 empty] | Active | 50 |  | Capacity |  |  |  | https://www.pjm.com/pub/planning/project-queues/feas_docs/af2376_fea.pdf | https://www.pjm.com/pub/planning/project-queues/impact_studies/af2376_imp.pdf | [13 empty] | N | No
PJM |  |  | 3/31/2020 | [7 empty] | Storage |  |  |  | 20 |  |  |  |  | 50 | [7 empty] | Paulding | OH |  |  | Logtown 138 kV |  | 10/31/2023 |  | Document Posted | Document Posted | In Progress |  |  |  |  | AEP | [23 empty] | AF2-377 | [5 empty] | Generation Interconnection | [7 empty] | Active | 50 |  | Capacity |  |  |  | https://www.pjm.com/pub/planning/project-queues/feas_docs/af2377_fea.pdf | https://www.pjm.com/pub/planning/project-queues/impact_studies/af2377_imp.pdf | [13 empty] | N | No
PJM | GGC Solar |  | 3/31/2020 | [7 empty] | Solar; Storage |  |  |  | 1.11 |  |  |  |  | 2.65 | [7 empty] | Dorchester | MD |  |  | Cambridge 12 kV |  | 3/31/2024 |  | Document Posted | Document Posted | Not Required |  | Wholesale Market Participation Agreement |  |  | DPL | [23 empty] | AF2-378 | [5 empty] | Generation Interconnection | [7 empty] | Engineering and Procurement | 2.65 |  | Capacity |  |  |  | https://www.pjm.com/pub/planning/project-queues/feas_docs/af2378_fea.pdf | https://www.pjm.com/pub/planning/project-queues/impact_studies/af2378_imp.pdf |  |  | https://www.pjm.com/pub/planning/project-queues/wmpa/af2378_wmpa.pdf | https://www.pjm.com/pub/planning/project-queues/csa/af2378_wmpa.pdf | Not Required |  |  |  |  | 3/31/2026 |  | 3/31/2024 |  | N | No
PJM | RHC Solar |  | 4/1/2020 | [7 empty] | Solar; Storage |  |  |  | 1.638 |  |  |  |  | 3.9 | [7 empty] | Somerset | MD |  |  | Princess Anne 25 kV |  | 12/1/2024 |  | Document Posted | Document Posted | Not Required |  | Wholesale Market Participation Agreement |  |  | DPL | [23 empty] | AF2-379 | [5 empty] | Generation Interconnection | [7 empty] | Under Construction | 3.9 |  | Capacity |  |  |  | https://www.pjm.com/pub/planning/project-queues/feas_docs/af2379_fea.pdf | https://www.pjm.com/pub/planning/project-queues/impact_studies/af2379_imp.pdf |  |  | https://www.pjm.com/pub/planning/project-queues/wmpa/af2379_wmpa.pdf | https://www.pjm.com/pub/planning/project-queues/csa/af2379_wmpa.pdf | Not Required |  |  |  |  | 12/1/2024 |  | 12/1/2024 |  | N | No
PJM | Richardson Solar |  | 3/31/2020 | [7 empty] | Solar |  |  |  | 9 |  |  |  |  | 15 | [7 empty] | Clarion | PA |  |  | Karns City-Bear Creek 25 kV |  | 7/30/2027 |  | Document Posted | Document Posted | Not Required |  | Wholesale Market Participation Agreement |  |  | APS | [23 empty] | AF2-380 | [5 empty] | Generation Interconnection | [7 empty] | Engineering and Procurement | 15 |  | Capacity |  |  |  | https://www.pjm.com/pub/planning/project-queues/feas_docs/af2380_fea.pdf | https://www.pjm.com/pub/planning/project-queues/impact_studies/af2380_imp.htm |  |  | https://www.pjm.com/pub/planning/project-queues/wmpa/af2380_wmpa.pdf | https://www.pjm.com/pub/planning/project-queues/csa/af2380_wmpa.pdf | Not Required | [6 empty] | 7/30/2027 |  | N | No
PJM |  |  | 3/31/2020 | [7 empty] | Solar |  |  |  | 45 |  |  |  |  | 75 | [7 empty] | Buchanan | VA |  |  | Hurley 69 kV |  | 12/1/2023 |  | Document Posted | Document Posted | In Progress |  |  |  |  | AEP | [23 empty] | AF2-382 | [5 empty] | Generation Interconnection | [7 empty] | Active | 75 |  | Capacity |  |  |  | https://www.pjm.com/pub/planning/project-queues/feas_docs/af2382_fea.pdf | https://www.pjm.com/pub/planning/project-queues/impact_studies/af2382_imp.htm | [13 empty] | N | No
PJM |  |  | 3/31/2020 | [7 empty] | Solar; Storage |  |  |  | 20 |  |  |  |  | 20 | [7 empty] | York | PA |  |  | Tolna 115 kV |  | 12/1/2023 |  | Document Posted | Document Posted | In Progress |  |  |  |  | ME | [23 empty] | AF2-383 | [5 empty] | Generation Interconnection | [7 empty] | Active | 20 |  | Capacity |  |  |  | https://www.pjm.com/pub/planning/project-queues/feas_docs/af2383_fea.pdf | https://www.pjm.com/pub/planning/project-queues/impact_studies/af2383_imp.pdf | [13 empty] | N | No
PJM |  |  | 3/31/2020 | [7 empty] | Solar; Storage |  |  |  | 20 |  |  |  |  | 20 | [7 empty] | Allegheny | PA |  |  | Brunot Island 138 kV |  | 12/1/2023 |  | Document Posted | Document Posted | In Progress |  |  |  |  | DL | [23 empty] | AF2-384 | [5 empty] | Generation Interconnection | [7 empty] | Active | 20 |  | Capacity |  |  |  | https://www.pjm.com/pub/planning/project-queues/feas_docs/af2384_fea.pdf | https://www.pjm.com/pub/planning/project-queues/impact_studies/af2384_imp.pdf | [13 empty] | N | No
PJM |  |  | 3/31/2020 | [7 empty] | Wind |  |  |  | 35.2 |  |  |  |  | 200 | [7 empty] | Blackford | IN |  |  | Keystone-Desoto 345 kV |  | 12/15/2023 |  | Document Posted | Document Posted | In Progress |  |  |  |  | AEP | [23 empty] | AF2-388 - moved to TC1 | [5 empty] | Generation Interconnection | [7 empty] | Active | 200 |  | Capacity |  |  |  | https://www.pjm.com/pub/planning/project-queues/feas_docs/af2388_fea.pdf | https://www.pjm.com/pub/planning/project-queues/impact_studies/af2388_imp.pdf | [13 empty] | N | No
PJM |  |  | 3/31/2020 | [7 empty] | Solar |  |  |  | 30 |  |  |  |  | 50 | [7 empty] | Cass | MI |  |  | Pokagon-Corey 69 kV |  | 10/31/2023 |  | Document Posted | Document Posted | In Progress |  |  |  |  | AEP | [23 empty] | AF2-389 | [5 empty] | Generation Interconnection | [7 empty] | Active | 50 |  | Capacity |  |  |  | https://www.pjm.com/pub/planning/project-queues/feas_docs/af2389_fea.pdf | https://www.pjm.com/pub/planning/project-queues/impact_studies/af2389_imp.pdf | [13 empty] | N | No
PJM |  |  | 3/31/2020 | [7 empty] | Solar; Storage |  |  |  | 72 |  |  |  |  | 120 | [7 empty] | Hardin | KY |  |  | Central Hardin 69 kV |  | 6/15/2023 |  | Document Posted | Document Posted | In Progress |  |  |  |  | EKPC | [23 empty] | AF2-391 | [5 empty] | Generation Interconnection | [7 empty] | Active | 120 |  | Capacity |  |  |  | https://www.pjm.com/pub/planning/project-queues/feas_docs/af2391_fea.pdf | https://www.pjm.com/pub/planning/project-queues/impact_studies/af2391_imp.pdf | [13 empty] | N | No
PJM |  |  | 3/31/2020 | [7 empty] | Wind |  |  |  | 35.2 |  |  |  |  | 199 | [7 empty] | Lee | IL |  |  | Nelson-Dixon 138 kV |  | 9/1/2024 |  | Document Posted | In Progress | [5 empty] | ComEd | [23 empty] | AF2-392 - moved to TC1 | [5 empty] | Generation Interconnection | [7 empty] | Active | 199 |  | Capacity |  |  |  | https://www.pjm.com/pub/planning/project-queues/feas_docs/af2392_fea.pdf | [14 empty] | N | No
PJM |  |  | 3/31/2020 | [7 empty] | Storage |  |  |  | 55 |  |  |  |  | 60 | [7 empty] | Adams | IL |  |  | Nelson-Dixon 138 kV |  | 9/1/2024 |  | Document Posted | Document Posted | In Progress |  |  |  |  | ComEd | [23 empty] | AF2-393 - moved to TC1 | [5 empty] | Generation Interconnection | [7 empty] | Active | 260 |  | Capacity |  |  |  | https://www.pjm.com/pub/planning/project-queues/feas_docs/af2393_fea.pdf | https://www.pjm.com/pub/planning/project-queues/impact_studies/af2393_imp.pdf | [13 empty] | N | No
PJM |  |  | 3/31/2020 | [7 empty] | Storage |  |  |  | 40 |  |  |  |  | 40 | [7 empty] | Adams | IL |  |  | Nelson-Dixon 138 kV |  | 9/1/2024 |  | Document Posted | Document Posted | In Progress |  |  |  |  | ComEd | [23 empty] | AF2-394 - moved to TC1 | [5 empty] | Generation Interconnection | [7 empty] | Active | 300 |  | Capacity |  |  |  | https://www.pjm.com/pub/planning/project-queues/feas_docs/af2394_fea.pdf | https://www.pjm.com/pub/planning/project-queues/impact_studies/af2394_imp.pdf | [13 empty] | N | No
PJM |  |  | 3/31/2020 | [7 empty] | Solar; Storage |  |  |  | 200 |  |  |  |  | 200 | [7 empty] | Cass | MI |  |  | Stinger 138 kV |  | 12/31/2023 |  | Document Posted | Document Posted | In Progress |  |  |  |  | AEP | [23 empty] | AF2-396 - moved to TC1 | [5 empty] | Generation Interconnection | [7 empty] | Active | 200 |  | Capacity |  |  |  | https://www.pjm.com/pub/planning/project-queues/feas_docs/af2396_fea.pdf | https://www.pjm.com/pub/planning/project-queues/impact_studies/af2396_imp.pdf | [13 empty] | N | No
PJM | Shockoe Storage / Shockoe DP-Chatham 69 kV |  | 3/31/2020 | [7 empty] | Storage |  |  |  | 8 |  |  |  |  | 0 | [7 empty] | Fluvanna | VA |  |  | Shockoe DP-Chatham 69 kV |  | 12/15/2022 |  | Document Posted | Document Posted | In Progress |  |  |  |  | Dominion | [23 empty] | AF2-403 - moved to TC1 | [5 empty] | Generation Interconnection | [7 empty] | Active | 60 |  | Capacity |  |  |  | https://www.pjm.com/pub/planning/project-queues/feas_docs/af2403_fea.pdf | https://www.pjm.com/pub/planning/project-queues/impact_studies/af2403_imp.pdf | [13 empty] | N | No
PJM |  |  | 3/31/2020 | [7 empty] | Storage |  |  |  | 0 |  |  |  |  | 0 | [7 empty] | Campbell | VA |  |  | Gladys DP-Stonemill 69 kV |  | 12/15/2022 |  | Document Posted | Document Posted | In Progress |  |  |  |  | Dominion | [23 empty] | AF2-404 - moved to TC1 | [5 empty] | Generation Interconnection | [7 empty] | Active | 60 |  | Energy |  |  |  | https://www.pjm.com/pub/planning/project-queues/feas_docs/af2404_fea.pdf | https://www.pjm.com/pub/planning/project-queues/impact_studies/af2404_imp.pdf | [13 empty] | N | No
PJM |  |  | 3/31/2020 | [7 empty] | Storage |  |  |  | 10 |  |  |  |  | 10 | [7 empty] | Bradford | PA |  |  | East Sayre 34.5 kV III |  | 6/1/2021 |  | Document Posted | Document Posted | In Progress |  |  |  |  | PENELEC | [23 empty] | AF2-405 | [5 empty] | Generation Interconnection | [7 empty] | Active | 10 |  | Capacity |  |  |  | https://www.pjm.com/pub/planning/project-queues/feas_docs/af2405_fea.pdf | https://www.pjm.com/pub/planning/project-queues/impact_studies/af2405_imp.pdf | [13 empty] | N | No
PJM |  |  | 3/31/2020 | [7 empty] | Storage |  |  |  | 300 |  |  |  |  | 300 | [7 empty] | Madison | IN |  |  | Fall Creek 345 kV |  | 6/1/2022 |  | Document Posted | Document Posted | In Progress |  |  |  |  | AEP | [23 empty] | AF2-407 - moved to TC1 | [5 empty] | Generation Interconnection | [7 empty] | Active | 300 |  | Capacity |  |  |  | https://www.pjm.com/pub/planning/project-queues/feas_docs/af2407_fea.pdf | https://www.pjm.com/pub/planning/project-queues/impact_studies/af2407_imp.pdf | [13 empty] | N | No
PJM |  |  | 3/31/2020 | [7 empty] | Storage |  |  |  | 80 |  |  |  |  | 80 | [7 empty] | Madison | IN |  |  | Fall Creek 138 kV |  | 6/1/2022 |  | Document Posted | Document Posted | In Progress |  |  |  |  | AEP | [23 empty] | AF2-408 | [5 empty] | Generation Interconnection | [7 empty] | Active | 80 |  | Capacity |  |  |  | https://www.pjm.com/pub/planning/project-queues/feas_docs/af2408_fea.pdf | https://www.pjm.com/pub/planning/project-queues/impact_studies/af2408_imp.pdf | [13 empty] | N | No
PJM |  |  | 3/31/2020 | [7 empty] | Storage |  |  |  | 130 |  |  |  |  | 130 | [7 empty] | Tioga | PA |  |  | Mainesburg 115 kV |  | 6/1/2022 |  | Document Posted | In Progress | [5 empty] | PENELEC | [23 empty] | AF2-412 - moved to TC1 | [5 empty] | Generation Interconnection | [7 empty] | Active | 130 |  | Capacity |  |  |  | https://www.pjm.com/pub/planning/project-queues/feas_docs/af2412_fea.pdf | [14 empty] | N | No
PJM |  |  | 3/31/2020 | [7 empty] | Storage |  |  |  | 250 |  |  |  |  | 250 | [7 empty] | Atlantic | NJ |  |  | Raritan River 230 kV |  | 6/1/2022 |  | Document Posted | In Progress | [5 empty] | JCPL | [23 empty] | AF2-413 | [5 empty] | Generation Interconnection | [7 empty] | Active | 250 |  | Capacity |  |  |  | https://www.pjm.com/pub/planning/project-queues/feas_docs/af2413_fea.pdf | [14 empty] | N | No
PJM |  |  | 3/31/2020 | [7 empty] | Storage |  |  |  | 150 |  |  |  |  | 150 | [7 empty] | Hudson | NJ |  |  | Bergen 138 kV |  | 6/1/2022 |  | Document Posted | Document Posted | Document Posted |  |  |  |  | PSEG | [23 empty] | AF2-415 | [5 empty] | Generation Interconnection | [7 empty] | Active | 150 |  | Capacity |  |  |  | https://www.pjm.com/pub/planning/project-queues/feas_docs/af2415_fea.pdf | https://www.pjm.com/pub/planning/project-queues/impact_studies/af2415_imp.htm | https://www.pjm.com/pub/planning/project-queues/facilities/af2415_fac.pdf | [12 empty] | N | No
PJM |  |  | 3/31/2020 | [7 empty] | Solar |  |  |  | 12 |  |  |  |  | 20 | [7 empty] | Adams | PA |  |  | West Damascus Tap-West Damascus 69 kV |  | 4/1/2022 |  | Document Posted | Document Posted | In Progress |  |  |  |  | PPL | [23 empty] | AF2-417 | [5 empty] | Generation Interconnection | [7 empty] | Active | 20 |  | Capacity |  |  |  | https://www.pjm.com/pub/planning/project-queues/feas_docs/af2417_fea.pdf | https://www.pjm.com/pub/planning/project-queues/impact_studies/af2417_imp.pdf | [13 empty] | N | No
PJM |  |  | 4/1/2020 | [7 empty] | Solar |  |  |  | 12 |  |  |  |  | 20 | [7 empty] | Adams | PA |  |  | East Hazelton-Weatherly Tap 69 |  | 3/1/2022 |  | Document Posted | Document Posted | In Progress |  |  |  |  | PPL | [23 empty] | AF2-421 | [5 empty] | Generation Interconnection | [7 empty] | Active | 20 |  | Capacity |  |  |  | https://www.pjm.com/pub/planning/project-queues/feas_docs/af2421_fea.pdf | https://www.pjm.com/pub/planning/project-queues/impact_studies/af2421_imp.pdf | [13 empty] | N | No
PJM |  |  | 3/31/2020 | [7 empty] | Solar |  |  |  | 12 |  |  |  |  | 20 | [7 empty] | Northumberland | PA |  |  | Reed-Reed Tap #1 69 kV |  | 3/1/2022 |  | Document Posted | Document Posted | In Progress |  |  |  |  | PPL | [23 empty] | AF2-424 | [5 empty] | Generation Interconnection | [7 empty] | Active | 20 |  | Capacity |  |  |  | https://www.pjm.com/pub/planning/project-queues/feas_docs/af2424_fea.pdf | https://www.pjm.com/pub/planning/project-queues/impact_studies/af2424_imp.pdf | [13 empty] | N | No
PJM |  |  | 3/31/2020 | [7 empty] | Solar |  |  |  | 12 |  |  |  |  | 20 | [7 empty] | Adams | PA |  |  | Sunbury-Eldred #2 69 kV |  | 3/1/2022 |  | Document Posted | Document Posted | In Progress |  |  |  |  | PPL | [23 empty] | AF2-425 | [5 empty] | Generation Interconnection | [7 empty] | Active | 20 |  | Capacity |  |  |  | https://www.pjm.com/pub/planning/project-queues/feas_docs/af2425_fea.pdf | https://www.pjm.com/pub/planning/project-queues/impact_studies/af2425_imp.pdf | [13 empty] | N | No
PJM |  |  | 3/31/2020 | [7 empty] | Solar |  |  |  | 12 |  |  |  |  | 20 | [7 empty] | Columbia | PA |  |  | Columbia-Geisinger Tap #1 69 kV |  | 6/1/2022 |  | Document Posted | Document Posted | In Progress |  |  |  |  | PPL | [23 empty] | AF2-433 | [5 empty] | Generation Interconnection | [7 empty] | Active | 20 |  | Capacity |  |  |  | https://www.pjm.com/pub/planning/project-queues/feas_docs/af2433_fea.pdf | https://www.pjm.com/pub/planning/project-queues/impact_studies/af2433_imp.pdf | [13 empty] | N | No
PJM |  |  | 3/31/2020 | [7 empty] | Solar |  |  |  | 12 |  |  |  |  | 20 | [7 empty] | Anne Arundel | MD |  |  | Columbia-Geisinger Tap #1 69 kV |  | 6/1/2022 |  | Document Posted | Document Posted | In Progress |  |  |  |  | PPL | [23 empty] | AF2-434 | [5 empty] | Generation Interconnection | [7 empty] | Active | 20 |  | Capacity |  |  |  | https://www.pjm.com/pub/planning/project-queues/feas_docs/af2434_fea.pdf | https://www.pjm.com/pub/planning/project-queues/impact_studies/af2434_imp.pdf | [13 empty] | N | No
PJM |  |  | 3/31/2020 | [7 empty] | Solar |  |  |  | 25 |  |  |  |  | 50 | [7 empty] | Highland | OH |  |  | Hillsboro-Middleboro 138 kV |  | 12/31/2023 |  | Document Posted | Document Posted | In Progress |  |  |  |  | AEP | [23 empty] | AF2-440 | [5 empty] | Generation Interconnection | [7 empty] | Active | 50 |  | Capacity |  |  |  | https://www.pjm.com/pub/planning/project-queues/feas_docs/af2440_fea.pdf | https://www.pjm.com/pub/planning/project-queues/impact_studies/af2440_imp.pdf | [13 empty] | N | No
PJM |  |  | 3/31/2020 | [7 empty] | Storage |  |  |  | 80 |  |  |  |  | 200 | [7 empty] | Cook | IL |  |  | Burnham 138kV |  | 5/31/2024 |  | Document Posted | In Progress | [5 empty] | ComEd | [23 empty] | AF2-441 - moved to TC1 | [5 empty] | Generation Interconnection | [7 empty] | Active | 200 |  | Capacity |  |  |  | https://www.pjm.com/pub/planning/project-queues/feas_docs/af2441_fea.pdf | [14 empty] | N | No
PJM |  |  | 3/31/2020 | [7 empty] | Solar |  |  |  | 11.8 |  |  |  |  | 19.8 | [7 empty] | Northumberland | PA |  |  | Reed-Fairview Tap #2 69 kV |  | 6/1/2021 |  | Document Posted | Document Posted | In Progress |  |  |  |  | PPL | [23 empty] | AF2-444 | [5 empty] | Generation Interconnection | [7 empty] | Active | 19.8 |  | Capacity |  |  |  | https://www.pjm.com/pub/planning/project-queues/feas_docs/af2444_fea.pdf | https://www.pjm.com/pub/planning/project-queues/impact_studies/af2444_imp.pdf | [13 empty] | N | No
PJM |  |  | 4/3/2020 | [7 empty] | Solar |  |  |  | 11.78 |  |  |  |  | 31 | [7 empty] | Cumberland | NJ |  |  | US Silica-Unimin 69 kV |  | 3/1/2023 |  | Document Posted | Document Posted | In Progress |  |  |  |  | AEC | [23 empty] | AG1-001 | [5 empty] | Generation Interconnection | [7 empty] | Active | 31 |  | Capacity |  |  |  | https://www.pjm.com/pub/planning/project-queues/feas_docs/ag1001_fea.pdf | https://www.pjm.com/pub/planning/project-queues/impact_studies/ag1001_imp.pdf | [13 empty] | N | No
PJM |  |  | 4/20/2020 | [7 empty] | Solar; Storage |  |  |  | 226 |  |  |  |  | 400 | [7 empty] | Logan | OH |  |  | Marysville-Sorenson 765 kV |  | 12/31/2023 |  | Document Posted | Document Posted | In Progress |  |  |  |  | AEP | [23 empty] | AG1-003 | [5 empty] | Generation Interconnection | [7 empty] | Active | 900 |  | Capacity |  |  |  | https://www.pjm.com/pub/planning/project-queues/feas_docs/ag1003_fea.pdf | https://www.pjm.com/pub/planning/project-queues/impact_studies/ag1003_imp.pdf | [13 empty] | N | No
PJM |  |  | 4/20/2020 | [7 empty] | Storage |  |  |  | 200 |  |  |  |  | 200 | [7 empty] | Logan | OH |  |  | Marysville-Sorenson 765 kV |  | 12/31/2023 |  | Document Posted | Document Posted | In Progress |  |  |  |  | AEP | [23 empty] | AG1-004 | [5 empty] | Generation Interconnection | [7 empty] | Active | 1100 |  | Capacity |  |  |  | https://www.pjm.com/pub/planning/project-queues/feas_docs/ag1004_fea.pdf | https://www.pjm.com/pub/planning/project-queues/impact_studies/ag1004_imp.pdf | [13 empty] | N | No
PJM |  |  | 4/29/2020 | [7 empty] | Solar |  |  |  | 150 |  |  |  |  | 250 | [7 empty] | Stephenson | IL |  |  | Corbin-Crescent Ridge 138 kV |  | 10/1/2023 |  | Document Posted | In Progress | [5 empty] | ComEd | [23 empty] | AG1-005 - moved to TC1 | [5 empty] | Generation Interconnection | [7 empty] | Active | 250 |  | Capacity |  |  |  | https://www.pjm.com/pub/planning/project-queues/feas_docs/ag1005_fea.pdf | [14 empty] | N | No
PJM |  |  | 5/1/2020 | [7 empty] | Solar |  |  |  | 6 |  |  |  |  | 9.4 | [7 empty] | Edgecombe | NC |  |  | Tar River 12.5 kV |  | 12/15/2021 |  | Document Posted | Document Posted | In Progress |  |  |  |  | Dominion | [23 empty] | AG1-007 | [5 empty] | Generation Interconnection | [7 empty] | Active | 9.4 |  | Capacity |  |  |  | https://www.pjm.com/pub/planning/project-queues/feas_docs/ag1007_fea.pdf | https://www.pjm.com/pub/planning/project-queues/impact_studies/ag1007_imp.pdf | [13 empty] | N | No
PJM |  |  | 5/1/2020 | [7 empty] | Solar |  |  |  | 100 |  |  |  |  | 150 | [7 empty] | Hertford | NC |  |  | Tunis-Mapleton 115 kV |  | 12/15/2024 |  | Document Posted | In Progress | [5 empty] | Dominion | [23 empty] | AG1-008 - moved to TC1 | [5 empty] | Generation Interconnection | [7 empty] | Active | 150 |  | Capacity |  |  |  | https://www.pjm.com/pub/planning/project-queues/feas_docs/ag1008_fea.pdf | [14 empty] | N | No
PJM |  |  | 5/6/2020 | [7 empty] | Wind |  |  |  | 2.26 |  |  |  |  | 12.64 | [7 empty] | Jay | IN |  |  | Jay 138 kV |  | 9/30/2020 |  | Document Posted | Document Posted | In Progress |  |  |  |  | AEP | [23 empty] | AG1-017 | [5 empty] | Generation Interconnection | [7 empty] | Active | 142.64 |  | Capacity |  |  |  | https://www.pjm.com/pub/planning/project-queues/feas_docs/ag1017_fea.pdf | https://www.pjm.com/pub/planning/project-queues/impact_studies/ag1017_imp.pdf | [13 empty] | N | No
PJM |  |  | 5/26/2020 | [7 empty] | Solar |  |  |  | 12 |  |  |  |  | 20 | [7 empty] | Amelia | VA |  |  | Jetersville-Ponton 115 kV |  | 12/12/2023 |  | Document Posted | Document Posted | In Progress |  |  |  |  | Dominion | [23 empty] | AG1-021 - moved to TC1 | [5 empty] | Generation Interconnection | [7 empty] | Active | 86 |  | Capacity |  |  |  | https://www.pjm.com/pub/planning/project-queues/feas_docs/ag1021_fea.pdf | https://www.pjm.com/pub/planning/project-queues/impact_studies/ag1021_imp.pdf | [13 empty] | N | No
PJM |  |  | 5/26/2020 | [7 empty] | Solar |  |  |  | 12 |  |  |  |  | 20 | [7 empty] | Albemarle | VA |  |  | Scottsville-Colleen 138 kV |  | 12/12/2023 |  | Document Posted | Document Posted | In Progress |  |  |  |  | AEP | [23 empty] | AG1-022 - moved to TC1 | [5 empty] | Generation Interconnection | [7 empty] | Active | 95 |  | Capacity |  |  |  | https://www.pjm.com/pub/planning/project-queues/feas_docs/ag1022_fea.pdf | https://www.pjm.com/pub/planning/project-queues/impact_studies/ag1022_imp.pdf | [13 empty] | N | No
PJM |  |  | 6/1/2020 | [7 empty] | Solar |  |  |  | 35.7 |  |  |  |  | 85 | [7 empty] | Licking | OH |  |  | Centerburg 138 kV |  | 10/31/2023 |  | Document Posted | Document Posted | In Progress |  |  |  |  | AEP | [23 empty] | AG1-024 | [5 empty] | Generation Interconnection | [7 empty] | Active | 285 |  | Capacity |  |  |  | https://www.pjm.com/pub/planning/project-queues/feas_docs/ag1024_fea.pdf | https://www.pjm.com/pub/planning/project-queues/impact_studies/ag1024_imp.pdf | [13 empty] | N | No
PJM |  |  | 6/10/2020 | [7 empty] | Solar |  |  |  | 8.4 |  |  |  |  | 20 | [7 empty] | Fauquier | VA |  |  | Elk Run D.P.-Gainesville 230 kV |  | 11/30/2021 |  | Document Posted | Document Posted | In Progress |  |  |  |  | Dominion | [23 empty] | AG1-031 | [5 empty] | Generation Interconnection | [7 empty] | Active | 90 |  | Capacity |  |  |  | https://www.pjm.com/pub/planning/project-queues/feas_docs/ag1031_fea.pdf | https://www.pjm.com/pub/planning/project-queues/impact_studies/ag1031_imp.pdf | [13 empty] | N | No
PJM |  |  | 6/12/2020 | [7 empty] | Solar |  |  |  | 53.55 |  |  |  |  | 127.5 | [7 empty] | Licking | OH |  |  | Centerburg 138 kV |  | 10/31/2023 |  | Document Posted | Document Posted | In Progress |  |  |  |  | AEP | [23 empty] | AG1-034 | [5 empty] | Generation Interconnection | [7 empty] | Active | 412.5 |  | Capacity |  |  |  | https://www.pjm.com/pub/planning/project-queues/feas_docs/ag1034_fea.pdf | https://www.pjm.com/pub/planning/project-queues/impact_studies/ag1034_imp.pdf | [13 empty] | N | No
PJM |  |  | 6/16/2020 | [7 empty] | Solar; Storage |  |  |  | 3 |  |  |  |  | 5 | [7 empty] | Hertford | NC |  |  | Ahoskie 34.5 kV |  | 12/31/2021 |  | Document Posted | Document Posted | Not Required |  | Wholesale Market Participation Agreement |  |  | Dominion | [23 empty] | AG1-037 | [5 empty] | Generation Interconnection | [7 empty] | Active | 5 |  | Capacity |  |  |  | https://www.pjm.com/pub/planning/project-queues/feas_docs/ag1037_fea.pdf | https://www.pjm.com/pub/planning/project-queues/impact_studies/ag1037_imp.pdf |  |  | https://www.pjm.com/pub/planning/project-queues/wmpa/ag1037_wmpa.pdf | https://www.pjm.com/pub/planning/project-queues/csa/ag1037_wmpa.pdf | Not Required | [8 empty] | N | No
PJM |  |  | 6/16/2020 | [7 empty] | Solar |  |  |  | 18.9 |  |  |  |  | 45 | [7 empty] | Lancaster | VA |  |  | Garner DP-Lancaster 115 kV |  | 12/31/2022 |  | Document Posted | Document Posted | In Progress |  |  |  |  | Dominion | [23 empty] | AG1-038 | [5 empty] | Generation Interconnection | [7 empty] | Active | 176 |  | Capacity |  |  |  | https://www.pjm.com/pub/planning/project-queues/feas_docs/ag1038_fea.pdf | https://www.pjm.com/pub/planning/project-queues/impact_studies/ag1038_imp.pdf | [13 empty] | N | No
PJM |  |  | 6/18/2020 | [7 empty] | Solar |  |  |  | 23.52 |  |  |  |  | 56 | [7 empty] | Morrow | OH |  |  | Galion 138 kV II |  | 12/31/2023 |  | Document Posted | Document Posted | In Progress |  |  |  |  | ATSI | [23 empty] | AG1-039 | [5 empty] | Generation Interconnection | [7 empty] | Active | 144 |  | Capacity |  |  |  | https://www.pjm.com/pub/planning/project-queues/feas_docs/ag1039_fea.pdf | https://www.pjm.com/pub/planning/project-queues/impact_studies/ag1039_imp.pdf | [13 empty] | N | No
PJM |  |  | 6/20/2020 | [7 empty] | Solar |  |  |  | 12 |  |  |  |  | 20 | [7 empty] | Crawford | PA |  |  | Morgan Street-Mount Hope 34.5 kV |  | 12/1/2022 |  | Document Posted | Document Posted | Document Posted |  |  |  |  | PENELEC | [23 empty] | AG1-040 | [5 empty] | Generation Interconnection | [7 empty] | Active | 20 |  | Capacity |  |  |  | https://www.pjm.com/pub/planning/project-queues/feas_docs/ag1040_fea.pdf | https://www.pjm.com/pub/planning/project-queues/impact_studies/ag1040_imp.htm | https://www.pjm.com/pub/planning/project-queues/facilities/ag1040_fac.pdf | [12 empty] | N | No
PJM |  |  | 7/13/2020 | [7 empty] | Solar |  |  |  | 60 |  |  |  |  | 100 | [7 empty] | Jay | IN |  |  | Jay 138 kV |  | 10/1/2023 |  | Document Posted | Document Posted | In Progress |  |  |  |  | AEP | [23 empty] | AG1-047 | [5 empty] | Generation Interconnection | [7 empty] | Active | 100 |  | Capacity |  |  |  | https://www.pjm.com/pub/planning/project-queues/feas_docs/ag1047_fea.pdf | https://www.pjm.com/pub/planning/project-queues/impact_studies/ag1047_imp.pdf | [13 empty] | N | No
PJM |  |  | 7/17/2020 | [7 empty] | Storage |  |  |  | 20 |  |  |  |  | 20 | [7 empty] | Northumberland | PA |  |  | Milton 69 kV |  | 6/30/2022 |  | Document Posted | Document Posted | In Progress |  |  |  |  | PPL | [23 empty] | AG1-050 | [5 empty] | Generation Interconnection | [7 empty] | Active | 90 |  | Capacity |  |  |  | https://www.pjm.com/pub/planning/project-queues/feas_docs/ag1050_fea.pdf | https://www.pjm.com/pub/planning/project-queues/impact_studies/ag1050_imp.pdf | [13 empty] | N | No
PJM |  |  | 7/17/2020 | [7 empty] | Storage |  |  |  | 20 |  |  |  |  | 20 | [7 empty] | Mercer | PA |  |  | Maysville 69 kV III |  | 6/30/2022 |  | Document Posted | Document Posted | In Progress |  |  |  |  | ATSI | [23 empty] | AG1-051 - moved to TC1 | [5 empty] | Generation Interconnection | [7 empty] | Active | 70 |  | Capacity |  |  |  | https://www.pjm.com/pub/planning/project-queues/feas_docs/ag1051_fea.pdf | https://www.pjm.com/pub/planning/project-queues/impact_studies/ag1051_imp.pdf | [13 empty] | N | No
PJM |  |  | 7/17/2020 | [7 empty] | Storage |  |  |  | 20 |  |  |  |  | 20 | [7 empty] | York | PA |  |  | Zionsview-Middletown 115 kV II |  | 9/30/2021 |  | Document Posted | Document Posted | In Progress |  |  |  |  | ME | [23 empty] | AG1-052 | [5 empty] | Generation Interconnection | [7 empty] | Active | 99.6 |  | Capacity |  |  |  | https://www.pjm.com/pub/planning/project-queues/feas_docs/ag1052_fea.pdf | https://www.pjm.com/pub/planning/project-queues/impact_studies/ag1052_imp.pdf | [13 empty] | N | No
PJM |  |  | 7/17/2020 | [7 empty] | Storage |  |  |  | 20 |  |  |  |  | 20 | [7 empty] | York | PA |  |  | Jackson-Three Mile Island 230 kV III |  | 6/30/2022 |  | Document Posted | Document Posted | In Progress |  |  |  |  | ME | [23 empty] | AG1-053 | [5 empty] | Generation Interconnection | [7 empty] | Active | 95 |  | Capacity |  |  |  | https://www.pjm.com/pub/planning/project-queues/feas_docs/ag1053_fea.pdf | https://www.pjm.com/pub/planning/project-queues/impact_studies/ag1053_imp.pdf | [13 empty] | N | No
PJM |  |  | 7/21/2020 | [7 empty] | Solar |  |  |  | 25.2 |  |  |  |  | 40 | [7 empty] | Lawrence | PA |  |  | Potter-Harlan 69 kV |  | 5/1/2023 |  | Document Posted | Document Posted | In Progress |  |  |  |  | ATSI | [23 empty] | AG1-054 | [5 empty] | Generation Interconnection | [7 empty] | Active | 40 |  | Capacity |  |  |  | https://www.pjm.com/pub/planning/project-queues/feas_docs/ag1054_fea.pdf | https://www.pjm.com/pub/planning/project-queues/impact_studies/ag1054_imp.pdf | [13 empty] | N | No
PJM |  |  | 7/29/2020 | [7 empty] | Solar |  |  |  | 60 |  |  |  |  | 100 | [7 empty] | Westmoreland | PA |  |  | Robbins 138 kV |  | 1/1/2023 |  | Document Posted | Document Posted | In Progress |  |  |  |  | APS | [23 empty] | AG1-059 | [5 empty] | Generation Interconnection | [7 empty] | Active | 100 |  | Capacity |  |  |  | https://www.pjm.com/pub/planning/project-queues/feas_docs/ag1059_fea.pdf | https://www.pjm.com/pub/planning/project-queues/impact_studies/ag1059_imp.pdf | [13 empty] | N | No
PJM | Fairhaven Battery Energy Storage System |  | 7/31/2020 | [7 empty] | Storage |  |  |  | 0.7 |  |  |  |  | 2.5 | [7 empty] | Anne Arundel | MD |  |  | Fairhaven 13,8 kV |  | 9/30/2024 |  | Document Posted | Document Posted | Not Required |  | Wholesale Market Participation Agreement |  |  | BGE | [23 empty] | AG1-063 | [5 empty] | Generation Interconnection | [7 empty] | Under Construction | 2.5 |  | Capacity |  |  |  | https://www.pjm.com/pub/planning/project-queues/feas_docs/ag1063_fea.pdf | https://www.pjm.com/pub/planning/project-queues/impact_studies/ag1063_imp.pdf |  |  | https://www.pjm.com/pub/planning/project-queues/wmpa/ag1063_wmpa.pdf | https://www.pjm.com/pub/planning/project-queues/csa/ag1063_wmpa.pdf | Not Required |  |  |  |  | 9/30/2024 |  | 9/30/2024 |  | N | No
PJM |  |  | 7/30/2020 | [7 empty] | Solar |  |  |  | 48 |  |  |  |  | 80 | [7 empty] | Perry | KY |  |  | Bonnyman 69 kV |  | 10/2/2024 |  | Document Posted | Document Posted | In Progress |  |  |  |  | AEP | [23 empty] | AG1-066 | [5 empty] | Generation Interconnection | [7 empty] | Active | 80 |  | Capacity |  |  |  | https://www.pjm.com/pub/planning/project-queues/feas_docs/ag1066_fea.pdf | https://www.pjm.com/pub/planning/project-queues/impact_studies/ag1066_imp.pdf | [13 empty] | N | No
PJM |  |  | 7/30/2020 | [7 empty] | Solar |  |  |  | 24.8 |  |  |  |  | 38 | [7 empty] | Barren | KY |  |  | Temple Hill 69 kV |  | 6/30/2023 |  | Document Posted | Document Posted | In Progress |  |  |  |  | EKPC | [23 empty] | AG1-067 | [5 empty] | Generation Interconnection | [7 empty] | Active | 38 |  | Capacity |  |  |  | https://www.pjm.com/pub/planning/project-queues/feas_docs/ag1067_fea.pdf | https://www.pjm.com/pub/planning/project-queues/impact_studies/ag1067_imp.pdf | [13 empty] | N | No
PJM |  |  | 7/30/2020 | [7 empty] | Solar; Storage |  |  |  | 32.7 |  |  |  |  | 45 | [7 empty] | Barren | KY |  |  | Bon Ayr 69 kV |  | 6/1/2024 |  | Document Posted | Document Posted | In Progress |  |  |  |  | EKPC | [23 empty] | AG1-070 | [5 empty] | Generation Interconnection | [7 empty] | Active | 45 |  | Capacity |  |  |  | https://www.pjm.com/pub/planning/project-queues/feas_docs/ag1070_fea.pdf | https://www.pjm.com/pub/planning/project-queues/impact_studies/ag1070_imp.pdf | [13 empty] | N | No
PJM |  |  | 7/30/2020 | [7 empty] | Solar; Storage |  |  |  | 37.5 |  |  |  |  | 55 | [7 empty] | Barren | KY |  |  | Bon Ayr 69 kV |  | 6/1/2024 |  | Document Posted | Document Posted | In Progress |  |  |  |  | EKPC | [23 empty] | AG1-071 | [5 empty] | Generation Interconnection | [7 empty] | Active | 55 |  | Capacity |  |  |  | https://www.pjm.com/pub/planning/project-queues/feas_docs/ag1071_fea.pdf | https://www.pjm.com/pub/planning/project-queues/impact_studies/ag1071_imp.pdf | [13 empty] | N | No
PJM |  |  | 7/31/2020 | [7 empty] | Solar |  |  |  | 93.2 |  |  |  |  | 150 | [7 empty] | Greensville | VA |  |  | Purdy-Sapony 115 kV |  | 10/15/2024 |  | Document Posted | In Progress | [5 empty] | Dominion | [23 empty] | AG1-075 - moved to TC1 | [5 empty] | Generation Interconnection | [7 empty] | Active | 150 |  | Capacity |  |  |  | https://www.pjm.com/pub/planning/project-queues/feas_docs/ag1075_fea.pdf | [14 empty] | N | No
PJM |  |  | 7/31/2020 | [7 empty] | Solar; Storage |  |  |  | 12 |  |  |  |  | 20 | [7 empty] | Hertford | NC |  |  | Ahoskie 34.5 kV |  | 12/31/2021 |  | Document Posted | In Progress | [5 empty] | Dominion | [23 empty] | AG1-082 - moved to TC1 | [5 empty] | Generation Interconnection | [7 empty] | Active | 20 |  | Capacity |  |  |  | https://www.pjm.com/pub/planning/project-queues/feas_docs/ag1082_fea.pdf | [14 empty] | N | No
PJM |  |  | 7/31/2020 | [7 empty] | Solar; Storage |  |  |  | 12 |  |  |  |  | 20 | [7 empty] | Hertford | NC |  |  | Ahoskie 34.5 kV |  | 12/31/2021 |  | Document Posted | In Progress | [5 empty] | Dominion | [23 empty] | AG1-083 - moved to TC1 | [5 empty] | Generation Interconnection | [7 empty] | Active | 20 |  | Capacity |  |  |  | https://www.pjm.com/pub/planning/project-queues/feas_docs/ag1083_fea.pdf | [14 empty] | N | No
PJM | Findlay Solar Park |  | 7/31/2020 | [7 empty] | Solar; Storage |  |  |  | 10.5 |  |  |  |  | 17.5 | [7 empty] | Allegheny | PA |  |  | Findlay 23 kV |  | 12/31/2024 |  | Document Posted | Document Posted | Not Required |  | Wholesale Market Participation Agreement |  |  | DL | [23 empty] | AG1-086 | [5 empty] | Generation Interconnection | [7 empty] | Engineering and Procurement | 17.5 |  | Capacity |  |  |  | https://www.pjm.com/pub/planning/project-queues/feas_docs/ag1086_fea.pdf | https://www.pjm.com/pub/planning/project-queues/impact_studies/ag1086_imp.pdf |  |  | https://www.pjm.com/pub/planning/project-queues/wmpa/ag1086_wmpa.pdf | https://www.pjm.com/pub/planning/project-queues/csa/ag1086_wmpa.pdf | Not Required |  |  |  |  | 12/31/2025 |  | 12/31/2024 |  | N | No
PJM |  |  | 7/31/2020 | [7 empty] | Storage |  |  |  | 12 |  |  |  |  | 30 | [8 empty] | WV |  |  | Grandview-Clifftop 138 kV |  | 12/31/2021 |  | Document Posted | Document Posted | In Progress |  |  |  |  | AEP | [23 empty] | AG1-089 | [5 empty] | Generation Interconnection | [7 empty] | Active | 120 |  | Capacity |  |  |  | https://www.pjm.com/pub/planning/project-queues/feas_docs/ag1089_fea.pdf | https://www.pjm.com/pub/planning/project-queues/impact_studies/ag1089_imp.pdf | [13 empty] | N | No
PJM |  |  | 8/1/2020 | [7 empty] | Solar; Storage |  |  |  | 80 |  |  |  |  | 100 | [7 empty] | Centre | PA |  |  | Philipsburg 115 kV |  | 8/1/2023 |  | Document Posted | In Progress | [5 empty] | PENELEC | [23 empty] | AG1-090 - moved to TC1 | [5 empty] | Generation Interconnection | [7 empty] | Active | 100 |  | Capacity |  |  |  | https://www.pjm.com/pub/planning/project-queues/feas_docs/ag1090_fea.pdf | [14 empty] | N | No
PJM |  |  | 7/31/2020 | [7 empty] | Solar |  |  |  | 32.4 |  |  |  |  | 50 | [7 empty] | Pulaski | VA |  |  | Hickman-River Bend 69 kV |  | 6/30/2023 |  | Document Posted | Document Posted | In Progress |  |  |  |  | AEP | [23 empty] | AG1-091 | [5 empty] | Generation Interconnection | [7 empty] | Active | 50 |  | Capacity |  |  |  | https://www.pjm.com/pub/planning/project-queues/feas_docs/ag1091_fea.pdf | https://www.pjm.com/pub/planning/project-queues/impact_studies/ag1091_imp.pdf | [13 empty] | N | No
PJM |  |  | 8/17/2020 | [7 empty] | Solar |  |  |  | 13 |  |  |  |  | 0 | [7 empty] | Jefferson | WV |  |  | Old Chapel-Millville 138 kV |  | 9/30/2022 |  | Document Posted | Document Posted | In Progress |  |  |  |  | APS | [23 empty] | AG1-097 | [5 empty] | Generation Interconnection | [7 empty] | Active | 92.5 |  | Capacity |  |  |  | https://www.pjm.com/pub/planning/project-queues/feas_docs/ag1097_fea.pdf | https://www.pjm.com/pub/planning/project-queues/impact_studies/ag1097_imp.pdf | [13 empty] | N | No
PJM |  |  | 8/18/2020 | [7 empty] | Solar |  |  |  | 64.2 |  |  |  |  | 107 | [7 empty] | Mecklenburg | VA |  |  | Briery-Clover 230 kV |  | 12/1/2024 |  | Document Posted | In Progress | [5 empty] | Dominion | [23 empty] | AG1-098 - moved to TC1 | [5 empty] | Generation Interconnection | [7 empty] | Active | 107 |  | Capacity |  |  |  | https://www.pjm.com/pub/planning/project-queues/feas_docs/ag1098_fea.pdf | [14 empty] | N | No
PJM | Jade Meadow III |  | 8/18/2020 | [7 empty] | Solar; Storage |  |  |  | 20 |  |  |  |  | 20 | [7 empty] | Garrett | MD |  |  | Westernport 34.5 kV |  | 12/31/2025 |  | Document Posted | Document Posted | Not Required |  | Wholesale Market Participation Agreement |  |  | APS | [23 empty] | AG1-099 | [5 empty] | Generation Interconnection | [7 empty] | Engineering and Procurement | 20 |  | Capacity |  |  |  | https://www.pjm.com/pub/planning/project-queues/feas_docs/ag1099_fea.pdf | https://www.pjm.com/pub/planning/project-queues/impact_studies/ag1099_imp.htm |  |  | https://www.pjm.com/pub/planning/project-queues/wmpa/ag1099_wmpa.pdf | https://www.pjm.com/pub/planning/project-queues/csa/ag1099_wmpa.pdf | Not Required |  |  |  |  | 10/31/2025 |  | 12/31/2025 |  | N | No
PJM | Henry Solar |  | 8/18/2020 | [7 empty] | Solar |  |  |  | 12 |  |  |  |  | 20 | [7 empty] | Crawford | PA |  |  | Venango-Saegertown 34.5 kV | 10/15/2026 | 12/31/2026 |  | Document Posted | Document Posted | Document Posted |  | Document Posted |  |  | PENELEC | [23 empty] | AG1-100 | [5 empty] | Generation Interconnection | [7 empty] | Engineering and Procurement | 20 |  | Capacity |  |  |  | https://www.pjm.com/pub/planning/project-queues/feas_docs/ag1100_fea.pdf | https://www.pjm.com/pub/planning/project-queues/impact_studies/ag1100_imp.htm | https://www.pjm.com/pub/planning/project-queues/facilities/ag1100_fac.pdf | https://www.pjm.com/pub/planning/project-queues/gia/ag1_100_gia.pdf | [7 empty] | 10/26/2026 |  | 12/31/2026 |  | N | No
PJM | Gloucester Solar I |  | 8/24/2020 | [7 empty] | Storage |  |  |  | 0 |  |  |  |  | 0 | [7 empty] | Gloucester | NJ |  |  | Clayton-Williamstown 69 kV |  | 12/31/2026 |  | Document Posted | Document Posted | Not Required |  | Document Posted |  |  | AEC | [23 empty] | AG1-103 | [5 empty] | Generation Interconnection | [7 empty] | Engineering and Procurement | 44 |  | Energy |  |  |  | https://www.pjm.com/pub/planning/project-queues/feas_docs/ag1103_fea.pdf | https://www.pjm.com/pub/planning/project-queues/impact_studies/ag1103_imp.pdf |  | https://www.pjm.com/pub/planning/project-queues/isa/ag1_103_isa.pdf |  | https://www.pjm.com/pub/planning/project-queues/csa/ag1_103_csa.pdf | Document Posted |  |  |  |  | 12/31/2026 |  | 12/31/2026 |  | N | No
PJM |  |  | 8/25/2020 | [7 empty] | Storage |  |  |  | 120 |  |  |  |  | 300 | [7 empty] | Anne Arundel | MD |  |  | Waugh Chapel 230 kV |  | 6/1/2024 |  | Document Posted | Document Posted | In Progress |  |  |  |  | BGE | [23 empty] | AG1-104 | [5 empty] | Generation Interconnection | [7 empty] | Active | 300 |  | Capacity |  |  |  | https://www.pjm.com/pub/planning/project-queues/feas_docs/ag1104_fea.pdf | https://www.pjm.com/pub/planning/project-queues/impact_studies/ag1104_imp.pdf | [13 empty] | N | No
PJM |  |  | 8/27/2020 | [7 empty] | Solar |  |  |  | 54 |  |  |  |  | 90 | [7 empty] | Halifax | VA |  |  | Mount Laurel-Barnes Junction 115 kV |  | 12/1/2024 |  | Document Posted | In Progress | [5 empty] | Dominion | [23 empty] | AG1-105 - moved to TC1 | [5 empty] | Generation Interconnection | [7 empty] | Active | 90 |  | Capacity |  |  |  | https://www.pjm.com/pub/planning/project-queues/feas_docs/ag1105_fea.pdf | [14 empty] | N | No
PJM |  |  | 8/28/2020 | [7 empty] | Solar |  |  |  | 17.5 |  |  |  |  | 25.5 | [7 empty] | Northhampton | NC |  |  | Thelma 230 kV |  | 6/1/2024 |  | Document Posted | In Progress | [5 empty] | Dominion | [23 empty] | AG1-106 - moved to TC1 | [5 empty] | Generation Interconnection | [7 empty] | Active | 325.5 |  | Capacity |  |  |  | https://www.pjm.com/pub/planning/project-queues/feas_docs/ag1106_fea.pdf | [14 empty] | N | No
PJM |  |  | 8/31/2020 | [7 empty] | Solar |  |  |  | 85.7 |  |  |  |  | 150 | [7 empty] | Highland | OH |  |  | Hillsboro-Middleboro 138 kV |  | 12/31/2023 |  | Document Posted | Document Posted | In Progress |  |  |  |  | AEP | [23 empty] | AG1-107 | [5 empty] | Generation Interconnection | [7 empty] | Active | 200 |  | Capacity |  |  |  | https://www.pjm.com/pub/planning/project-queues/feas_docs/ag1107_fea.pdf | https://www.pjm.com/pub/planning/project-queues/impact_studies/ag1107_imp.pdf | [13 empty] | N | No
PJM |  |  | 8/31/2020 | [7 empty] | Storage |  |  |  | 25 |  |  |  |  | 0 | [7 empty] | Van Buren | MI |  |  | Valley 138 kV |  | 3/1/2022 |  | Document Posted | Document Posted | In Progress |  |  |  |  | AEP | [23 empty] | AG1-109 - moved to TC1 | [5 empty] | Generation Interconnection | [7 empty] | Active | 50 |  | Capacity |  |  |  | https://www.pjm.com/pub/planning/project-queues/feas_docs/ag1109_fea.pdf | https://www.pjm.com/pub/planning/project-queues/impact_studies/ag1109_imp.pdf | [13 empty] | N | No
PJM |  |  | 8/31/2020 | [7 empty] | Solar |  |  |  | 180 |  |  |  |  | 300 | [7 empty] | DeKalb | IL |  |  | Sugar Grove-Waterman 138kV |  | 12/29/2023 |  | Document Posted | In Progress | [5 empty] | ComEd | [23 empty] | AG1-118 - moved to TC1 | [5 empty] | Generation Interconnection | [7 empty] | Active | 300 |  | Capacity |  |  |  | https://www.pjm.com/pub/planning/project-queues/feas_docs/ag1118_fea.pdf | [14 empty] | N | No
PJM |  |  | 8/31/2020 | [7 empty] | Solar |  |  |  | 71.16 |  |  |  |  | 118.6 | [7 empty] | DeKalb | IL |  |  | Glidden-Cherry Valley 138 kV |  | 12/29/2023 |  | Document Posted | In Progress | [5 empty] | ComEd | [23 empty] | AG1-120 - moved to TC1 | [5 empty] | Generation Interconnection | [7 empty] | Active | 118.6 |  | Capacity |  |  |  | https://www.pjm.com/pub/planning/project-queues/feas_docs/ag1120_fea.pdf | [14 empty] | N | No
PJM |  |  | 8/31/2020 | [7 empty] | Solar |  |  |  | 53.01 |  |  |  |  | 90 | [7 empty] | Nelson | VA |  |  | Gladstone 138 kV |  | 12/1/2024 |  | Document Posted | Document Posted | In Progress |  |  |  |  | AEP | [23 empty] | AG1-124 - moved to TC1 | [5 empty] | Generation Interconnection | [7 empty] | Active | 90 |  | Capacity |  |  |  | https://www.pjm.com/pub/planning/project-queues/feas_docs/ag1124_fea.pdf | https://www.pjm.com/pub/planning/project-queues/impact_studies/ag1124_imp.pdf | [13 empty] | N | No
PJM |  |  | 8/31/2020 | [7 empty] | Solar |  |  |  | 234.9 |  |  |  |  | 400 | [7 empty] | Madison | OH |  |  | Marysville-Flatlick 765 kV |  | 12/1/2024 |  | Document Posted | Document Posted | In Progress |  |  |  |  | AEP | [23 empty] | AG1-125 | [5 empty] | Generation Interconnection | [7 empty] | Active | 400 |  | Capacity |  |  |  | https://www.pjm.com/pub/planning/project-queues/feas_docs/ag1125_fea.pdf | https://www.pjm.com/pub/planning/project-queues/impact_studies/ag1125_imp.pdf | [13 empty] | N | No
PJM |  |  | 8/31/2020 | [7 empty] | Solar |  |  |  | 234.9 |  |  |  |  | 400 | [7 empty] | Madison | OH |  |  | Marysville-Flatlick 765 kV |  | 12/1/2024 |  | Document Posted | Document Posted | In Progress |  |  |  |  | AEP | [23 empty] | AG1-126 | [5 empty] | Generation Interconnection | [7 empty] | Active | 400 |  | Capacity |  |  |  | https://www.pjm.com/pub/planning/project-queues/feas_docs/ag1126_fea.pdf | https://www.pjm.com/pub/planning/project-queues/impact_studies/ag1126_imp.pdf | [13 empty] | N | No
PJM |  |  | 8/31/2020 | [7 empty] | Solar |  |  |  | 57.1 |  |  |  |  | 95.1 | [7 empty] | DeKalb | IL |  |  | Crego Rd 138 kV |  | 12/29/2023 |  | Document Posted | In Progress | [5 empty] | ComEd | [23 empty] | AG1-127 - moved to TC1 | [5 empty] | Generation Interconnection | [7 empty] | Active | 190 |  | Capacity |  |  |  | https://www.pjm.com/pub/planning/project-queues/feas_docs/ag1127_fea.pdf | [14 empty] | N | No
PJM |  |  | 9/3/2020 | [7 empty] | Solar |  |  |  | 36 |  |  |  |  | 60 | [7 empty] | Richmond | VA |  |  | Garner-Lancaster 115 kV | 12/1/2025 | 12/1/2024 |  | Document Posted | Document Posted | In Progress |  | Interim Study |  |  | Dominion | [23 empty] | AG1-135 - moved to TC1 | [5 empty] | Generation Interconnection | [7 empty] | Active | 60 |  | Capacity |  |  |  | https://www.pjm.com/pub/planning/project-queues/feas_docs/ag1135_fea.pdf | https://www.pjm.com/pub/planning/project-queues/impact_studies/ag1135_imp.pdf |  | https://www.pjm.com/pub/planning/project-queues/isa/ag1_135_isa2.pdf |  | https://www.pjm.com/pub/planning/project-queues/csa/ag1_135_csa.pdf | Document Posted |  |  |  |  | 2/1/2026 |  |  |  | N | No
PJM |  |  | 9/3/2020 | [7 empty] | Storage |  |  |  | 40 |  |  |  |  | 100 | [7 empty] | Botetourt | VA |  |  | Cloverdale-Burlington Height 138 kV |  | 10/22/2023 |  | Document Posted | Document Posted | In Progress |  |  |  |  | AEP | [23 empty] | AG1-136 | [5 empty] | Generation Interconnection | [7 empty] | Active | 100 |  | Capacity |  |  |  | https://www.pjm.com/pub/planning/project-queues/feas_docs/ag1136_fea.pdf | https://www.pjm.com/pub/planning/project-queues/impact_studies/ag1136_imp.pdf | [13 empty] | N | No
PJM |  |  | 9/9/2020 | [7 empty] | Solar |  |  |  | 18 |  |  |  |  | 30 | [7 empty] | Lancaster | VA |  |  | Garner DP-Lancaster 115 kV |  | 12/1/2024 |  | Document Posted | Document Posted | In Progress |  |  |  |  | Dominion | [23 empty] | AG1-146 - moved to TC1 | [5 empty] | Generation Interconnection | [7 empty] | Active | 30 |  | Capacity |  |  |  | https://www.pjm.com/pub/planning/project-queues/feas_docs/ag1146_fea.pdf | https://www.pjm.com/pub/planning/project-queues/impact_studies/ag1146_imp.pdf | [13 empty] | N | No
PJM |  |  | 9/9/2020 | [7 empty] | Solar |  |  |  | 42 |  |  |  |  | 70 | [7 empty] | Lancaster | VA |  |  | Garner DP-Lancaster 115 kV |  | 12/1/2024 |  | Document Posted | Document Posted | In Progress |  |  |  |  | Dominion | [23 empty] | AG1-147 - moved to TC1 | [5 empty] | Generation Interconnection | [7 empty] | Active | 100 |  | Capacity |  |  |  | https://www.pjm.com/pub/planning/project-queues/feas_docs/ag1147_fea.pdf | https://www.pjm.com/pub/planning/project-queues/impact_studies/ag1147_imp.pdf | [13 empty] | N | No
PJM | Rutgers Generation |  | 9/12/2020 | [7 empty] | Natural Gas |  |  |  | 0 |  |  |  |  | 5 | [7 empty] | Essex | NJ |  |  | McCarter 26.4 kV |  | 1/12/2024 |  | Document Posted | Document Posted | Not Required |  | Wholesale Market Participation Agreement |  |  | PSEG | [23 empty] | AG1-148 | [5 empty] | Generation Interconnection | [7 empty] | Partially in Service - Under Construction | 5 | 0 | Energy |  |  |  | https://www.pjm.com/pub/planning/project-queues/feas_docs/ag1148_fea.pdf | https://www.pjm.com/pub/planning/project-queues/impact_studies/ag1148_imp.pdf |  |  | https://www.pjm.com/pub/planning/project-queues/wmpa/ag1148_wmpa.pdf | https://www.pjm.com/pub/planning/project-queues/csa/ag1148_wmpa.pdf | Not Required |  |  |  |  | 3/21/2024 |  | 1/12/2024 |  | N | No
PJM |  |  | 9/10/2020 | [7 empty] | Storage |  |  |  | 40 |  |  |  |  | 100 | [7 empty] | Fauquier | VA |  |  | Remington CT 230 kV |  | 12/1/2023 |  | Document Posted | Document Posted | In Progress |  |  |  |  | Dominion | [23 empty] | AG1-152 | [5 empty] | Generation Interconnection | [7 empty] | Active | 100 |  | Capacity |  |  |  | https://www.pjm.com/pub/planning/project-queues/feas_docs/ag1152_fea.pdf | https://www.pjm.com/pub/planning/project-queues/impact_studies/ag1152_imp.pdf | [13 empty] | N | No
PJM |  |  | 9/10/2020 | [7 empty] | Storage |  |  |  | 30 |  |  |  |  | 75 | [7 empty] | Brunswick | VA |  |  | Heritage 500 kV | 6/22/2028 | 12/1/2023 |  | Document Posted | Document Posted | In Progress |  | Interim Study |  |  | Dominion | [23 empty] | AG1-153 - moved to TC1 | [5 empty] | Generation Interconnection | [7 empty] | Active | 75 |  | Capacity |  |  |  | https://www.pjm.com/pub/planning/project-queues/feas_docs/ag1153_fea.pdf | https://www.pjm.com/pub/planning/project-queues/impact_studies/ag1153_imp.pdf |  | https://www.pjm.com/pub/planning/project-queues/isa/ag1_153_isa2.pdf |  | https://www.pjm.com/pub/planning/project-queues/csa/ag1_153_csa.pdf | Document Posted |  |  |  |  | 7/8/2028 |  |  |  | N | No
PJM |  |  | 9/10/2020 | [7 empty] | Storage |  |  |  | 20 |  |  |  |  | 50 | [7 empty] | Caroline | VA |  |  | Ladysmith CT 230 kV |  | 12/1/2023 |  | Document Posted | Document Posted | In Progress |  |  |  |  | Dominion | [23 empty] | AG1-154 - moved to TC1 | [5 empty] | Generation Interconnection | [7 empty] | Active | 50 |  | Capacity |  |  |  | https://www.pjm.com/pub/planning/project-queues/feas_docs/ag1154_fea.pdf | https://www.pjm.com/pub/planning/project-queues/impact_studies/ag1154_imp.pdf | [13 empty] | N | No
PJM |  |  | 9/10/2020 | [7 empty] | Solar |  |  |  | 39.5 |  |  |  |  | 60 | [7 empty] | Carbon | PA |  |  | Jack Frost-Lake Harmony 69 kV |  | 6/15/2024 |  | Document Posted | Document Posted | In Progress |  |  |  |  | PPL | [23 empty] | AG1-156 | [5 empty] | Generation Interconnection | [7 empty] | Active | 60 |  | Capacity |  |  |  | https://www.pjm.com/pub/planning/project-queues/feas_docs/ag1156_fea.pdf | https://www.pjm.com/pub/planning/project-queues/impact_studies/ag1156_imp.pdf | [13 empty] | N | No
PJM |  |  | 9/14/2020 | [7 empty] | Solar |  |  |  | 42 |  |  |  |  | 100 | [7 empty] | Fairfield | OH |  |  | West Millersport 138 kV |  | 12/31/2023 |  | Document Posted | Document Posted | In Progress |  |  |  |  | AEP | [23 empty] | AG1-163 | [5 empty] | Generation Interconnection | [7 empty] | Active | 100 |  | Capacity |  |  |  | https://www.pjm.com/pub/planning/project-queues/feas_docs/ag1163_fea.pdf | https://www.pjm.com/pub/planning/project-queues/impact_studies/ag1163_imp.pdf | [13 empty] | N | No
PJM |  |  | 9/16/2020 | [7 empty] | Solar |  |  |  | 12 |  |  |  |  | 20 | [7 empty] | Luzerne | PA |  |  | East Hazelton-Weatherly Tap 69 kV |  | 8/15/2022 |  | Document Posted | Document Posted | In Progress |  |  |  |  | PPL | [23 empty] | AG1-164 | [5 empty] | Generation Interconnection | [7 empty] | Active | 20 |  | Capacity |  |  |  | https://www.pjm.com/pub/planning/project-queues/feas_docs/ag1164_fea.pdf | https://www.pjm.com/pub/planning/project-queues/impact_studies/ag1164_imp.pdf | [13 empty] | N | No
PJM |  |  | 9/17/2020 | [7 empty] | Solar |  |  |  | 12 |  |  |  |  | 20 | [7 empty] | Luzerne | PA |  |  | East Hazelton-Weatherly Tap 69 kV |  | 5/15/2022 |  | Document Posted | Document Posted | In Progress |  |  |  |  | PPL | [23 empty] | AG1-165 | [5 empty] | Generation Interconnection | [7 empty] | Active | 20 |  | Capacity |  |  |  | https://www.pjm.com/pub/planning/project-queues/feas_docs/ag1165_fea.pdf | https://www.pjm.com/pub/planning/project-queues/impact_studies/ag1165_imp.pdf | [13 empty] | N | No
PJM |  |  | 9/16/2020 | [7 empty] | Solar |  |  |  | 6 |  |  |  |  | 20 | [7 empty] | Nottoway | VA |  |  | Lone Pine 115 kV |  | 10/15/2021 |  | Document Posted | Document Posted | In Progress |  |  |  |  | Dominion | [23 empty] | AG1-166 - moved to TC1 | [5 empty] | Generation Interconnection | [7 empty] | Active | 20 |  | Capacity |  |  |  | https://www.pjm.com/pub/planning/project-queues/feas_docs/ag1166_fea.pdf | https://www.pjm.com/pub/planning/project-queues/impact_studies/ag1166_imp.pdf | [13 empty] | N | No
PJM |  |  | 9/16/2020 | [7 empty] | Solar |  |  |  | 4.5 |  |  |  |  | 15 | [7 empty] | Nottoway | VA |  |  | Lone Pine 115 kV |  | 10/15/2021 |  | Document Posted | Document Posted | In Progress |  |  |  |  | Dominion | [23 empty] | AG1-167 - moved to TC1 | [5 empty] | Generation Interconnection | [7 empty] | Active | 15 |  | Capacity |  |  |  | https://www.pjm.com/pub/planning/project-queues/feas_docs/ag1167_fea.pdf | https://www.pjm.com/pub/planning/project-queues/impact_studies/ag1167_imp.pdf | [13 empty] | N | No
PJM |  |  | 9/16/2020 | [7 empty] | Solar |  |  |  | 4.5 |  |  |  |  | 15 | [7 empty] | Nottoway | VA |  |  | Lone Pine 115 kV |  | 10/15/2021 |  | Document Posted | Document Posted | In Progress |  |  |  |  | Dominion | [23 empty] | AG1-168 - moved to TC1 | [5 empty] | Generation Interconnection | [7 empty] | Active | 15 |  | Capacity |  |  |  | https://www.pjm.com/pub/planning/project-queues/feas_docs/ag1168_fea.pdf | https://www.pjm.com/pub/planning/project-queues/impact_studies/ag1168_imp.pdf | [13 empty] | N | No
PJM |  |  | 9/16/2020 | [7 empty] | Solar |  |  |  | 4.5 |  |  |  |  | 15 | [7 empty] | Nottoway | VA |  |  | Lone Pine 115 kV |  | 10/15/2021 |  | Document Posted | Document Posted | In Progress |  |  |  |  | Dominion | [23 empty] | AG1-169 - moved to TC1 | [5 empty] | Generation Interconnection | [7 empty] | Active | 15 |  | Capacity |  |  |  | https://www.pjm.com/pub/planning/project-queues/feas_docs/ag1169_fea.pdf | https://www.pjm.com/pub/planning/project-queues/impact_studies/ag1169_imp.pdf | [13 empty] | N | No
PJM |  |  | 9/16/2020 | [7 empty] | Solar |  |  |  | 3 |  |  |  |  | 10 | [7 empty] | Nottoway | VA |  |  | Lone Pine 115 kV |  | 10/15/2021 |  | Document Posted | Document Posted | In Progress |  |  |  |  | Dominion | [23 empty] | AG1-170 - moved to TC1 | [5 empty] | Generation Interconnection | [7 empty] | Active | 10 |  | Capacity |  |  |  | https://www.pjm.com/pub/planning/project-queues/feas_docs/ag1170_fea.pdf | https://www.pjm.com/pub/planning/project-queues/impact_studies/ag1170_imp.pdf | [13 empty] | N | No
PJM |  |  | 9/16/2020 | [7 empty] | Solar |  |  |  | 12 |  |  |  |  | 20 | [7 empty] | Surry | VA |  |  | Hopewell-Surry 230kV |  | 10/15/2021 |  | Document Posted | In Progress | [5 empty] | Dominion | [23 empty] | AG1-171 | [5 empty] | Generation Interconnection | [7 empty] | Active | 20 |  | Capacity |  |  |  | https://www.pjm.com/pub/planning/project-queues/feas_docs/ag1171_fea.pdf | [14 empty] | N | No
PJM |  |  | 9/16/2020 | [7 empty] | Solar |  |  |  | 12 |  |  |  |  | 20 | [7 empty] | Surry | VA |  |  | Hopewell-Surry 230 kV |  | 10/15/2021 |  | Document Posted | In Progress | [5 empty] | Dominion | [23 empty] | AG1-172 | [5 empty] | Generation Interconnection | [7 empty] | Active | 20 |  | Capacity |  |  |  | https://www.pjm.com/pub/planning/project-queues/feas_docs/ag1172_fea.pdf | [14 empty] | N | No
PJM |  |  | 9/16/2020 | [7 empty] | Solar |  |  |  | 12 |  |  |  |  | 20 | [7 empty] | Surry | VA |  |  | Hopewell-Surry 230 kV |  | 10/15/2021 |  | Document Posted | In Progress | [5 empty] | Dominion | [23 empty] | AG1-173 | [5 empty] | Generation Interconnection | [7 empty] | Active | 20 |  | Capacity |  |  |  | https://www.pjm.com/pub/planning/project-queues/feas_docs/ag1173_fea.pdf | [14 empty] | N | No
PJM |  |  | 9/17/2020 | [7 empty] | Solar |  |  |  | 65.21 |  |  |  |  | 100 | [7 empty] | Clarke | VA |  |  | Millville-Old Chapel 138 kV |  | 6/30/2023 |  | Document Posted | Document Posted | In Progress |  |  |  |  | APS | [23 empty] | AG1-182 | [5 empty] | Generation Interconnection | [7 empty] | Active | 100 |  | Capacity |  |  |  | https://www.pjm.com/pub/planning/project-queues/feas_docs/ag1182_fea.pdf | https://www.pjm.com/pub/planning/project-queues/impact_studies/ag1182_imp.pdf | [13 empty] | N | No
PJM |  |  | 9/17/2020 | [7 empty] | Storage |  |  |  | 34.79 |  |  |  |  | 0 | [7 empty] | Clarke | VA |  |  | Millville-Old Chapel 138 kV |  | 6/30/2023 |  | Document Posted | Document Posted | In Progress |  |  |  |  | APS | [23 empty] | AG1-186 | [5 empty] | Generation Interconnection | [7 empty] | Active | 100 |  | Capacity |  |  |  | https://www.pjm.com/pub/planning/project-queues/feas_docs/ag1186_fea.pdf | https://www.pjm.com/pub/planning/project-queues/impact_studies/ag1186_imp.pdf | [13 empty] | N | No
PJM |  |  | 9/17/2020 | [7 empty] | Solar |  |  |  | 8.316 |  |  |  |  | 19.8 | [7 empty] | Ocean | NJ |  |  | Manitou-Oyster Creek 34.5 kV |  | 12/17/2021 |  | Document Posted | Document Posted | [5 empty] | JCPL | [23 empty] | AG1-188 | [5 empty] | Generation Interconnection | [7 empty] | Active | 19.8 |  | Capacity |  |  |  | https://www.pjm.com/pub/planning/project-queues/feas_docs/ag1188_fea.pdf | https://www.pjm.com/pub/planning/project-queues/impact_studies/ag1188_imp.htm | [13 empty] | N | No
PJM |  |  | 9/17/2020 | [7 empty] | Solar |  |  |  | 5.1 |  |  |  |  | 12 | [7 empty] | Ocean | NJ |  |  | Oyster Creek-Bamber Lake 34.5 |  | 12/17/2021 |  | Document Posted | Document Posted | [5 empty] | JCPL | [23 empty] | AG1-189 | [5 empty] | Generation Interconnection | [7 empty] | Active | 12 |  | Capacity |  |  |  | https://www.pjm.com/pub/planning/project-queues/feas_docs/ag1189_fea.pdf | https://www.pjm.com/pub/planning/project-queues/impact_studies/ag1189_imp.htm | [13 empty] | N | No
PJM | South Combe |  | 9/17/2020 | [7 empty] | Solar |  |  |  | 6.5 |  |  |  |  | 15.4 | [7 empty] | Morris | NJ |  |  | Chester-Pohatcong Mountain 34.5 kV | 9/30/2024 | 3/12/2025 |  | Document Posted | Document Posted | Document Posted |  | Document Posted |  |  | JCPL | [23 empty] | AG1-191 | [5 empty] | Generation Interconnection | [7 empty] | Engineering and Procurement | 15.4 |  | Capacity |  |  |  | https://www.pjm.com/pub/planning/project-queues/feas_docs/ag1191_fea.pdf | https://www.pjm.com/pub/planning/project-queues/impact_studies/ag1191_imp.html | https://www.pjm.com/pub/planning/project-queues/facilities/ag1191_fac.pdf | https://www.pjm.com/pub/planning/project-queues/isa/ag1_191_isa.pdf |  | https://www.pjm.com/pub/planning/project-queues/csa/ag1_191_csa.pdf | Document Posted |  |  |  |  | 2/28/2025 |  | 3/12/2025 |  | N | No
PJM | Foster Run |  | 9/18/2020 | [7 empty] | Solar |  |  |  | 6 |  |  |  |  | 10 | [7 empty] | Venango | PA |  |  | Utica Junction 34.5 kV |  | 9/1/2025 |  | Document Posted | Document Posted | Not Required |  | Wholesale Market Participation Agreement |  |  | PENELEC | [23 empty] | AG1-193 | [5 empty] | Generation Interconnection | [7 empty] | Engineering and Procurement | 10 |  | Capacity |  |  |  | https://www.pjm.com/pub/planning/project-queues/feas_docs/ag1193_fea.pdf | https://www.pjm.com/pub/planning/project-queues/impact_studies/ag1193_imp.htm |  |  | https://www.pjm.com/pub/planning/project-queues/wmpa/ag1193_wmpa.pdf | https://www.pjm.com/pub/planning/project-queues/csa/ag1193_wmpa.pdf | Not Required |  |  |  |  | 7/1/2025 |  | 9/1/2025 |  | N | No
PJM |  |  | 9/18/2020 | [7 empty] | Solar; Storage |  |  |  | 27 |  |  |  |  | 79 | [7 empty] | Fayette | WV |  |  | Nuttall 138 kV |  | 12/1/2023 |  | Document Posted | Document Posted | In Progress |  |  |  |  | AEP | [23 empty] | AG1-194 - moved to TC1 | [5 empty] | Generation Interconnection | [7 empty] | Active | 79 |  | Capacity |  |  |  | https://www.pjm.com/pub/planning/project-queues/feas_docs/ag1194_fea.pdf | https://www.pjm.com/pub/planning/project-queues/impact_studies/ag1194_imp.pdf | [13 empty] | N | No
PJM | Morgan Street-Cochranton 34.5 kV |  | 9/19/2020 | [7 empty] | Solar |  |  |  | 9 |  |  |  |  | 15 | [7 empty] | Crawford | PA |  |  | Morgan Street-Cochranton 34.5 kV |  | 3/3/2025 |  | Document Posted | Document Posted | Not Required |  | Wholesale Market Participation Agreement |  |  | PENELEC | [23 empty] | AG1-197 | [5 empty] | Generation Interconnection | [7 empty] | Engineering and Procurement | 15 |  | Capacity |  |  |  | https://www.pjm.com/pub/planning/project-queues/feas_docs/ag1197_fea.pdf | https://www.pjm.com/pub/planning/project-queues/impact_studies/ag1197_imp.pdf |  |  | https://www.pjm.com/pub/planning/project-queues/wmpa/ag1197_wmpa.pdf | https://www.pjm.com/pub/planning/project-queues/csa/ag1197_wmpa.pdf | Not Required |  |  |  |  | 1/10/2025 |  | 3/3/2025 |  | N | No
PJM | Union City 34.5 kV |  | 9/18/2020 | [7 empty] | Solar |  |  |  | 7.2 |  |  |  |  | 12 | [7 empty] | Erie | PA |  |  | Union City 34.5 kV |  | 3/1/2025 |  | Document Posted | Document Posted | Not Required |  | Wholesale Market Participation Agreement |  |  | PENELEC | [23 empty] | AG1-198 | [5 empty] | Generation Interconnection | [7 empty] | Engineering and Procurement | 12 |  | Capacity |  |  |  | https://www.pjm.com/pub/planning/project-queues/feas_docs/ag1198_fea.pdf | https://www.pjm.com/pub/planning/project-queues/impact_studies/ag1198_imp.pdf |  |  | https://www.pjm.com/pub/planning/project-queues/wmpa/ag1198_wmpa.pdf | https://www.pjm.com/pub/planning/project-queues/csa/ag1198_wmpa.pdf | Not Required |  |  |  |  | 1/10/2025 |  | 3/1/2025 |  | N | No
PJM |  |  | 9/22/2020 | [7 empty] | Storage |  |  |  | 85 |  |  |  |  | 85 | [7 empty] | Montgomery | OH |  |  | Vandalia 69 kV |  | 12/1/2022 |  | Document Posted | Document Posted | In Progress |  |  |  |  | Dayton | [23 empty] | AG1-207 | [5 empty] | Generation Interconnection | [7 empty] | Active | 85 |  | Capacity |  |  |  | https://www.pjm.com/pub/planning/project-queues/feas_docs/ag1207_fea.pdf | https://www.pjm.com/pub/planning/project-queues/impact_studies/ag1207_imp.pdf | [13 empty] | N | No
PJM | Haynesville Energy Storage |  | 9/23/2020 | [7 empty] | Storage |  |  |  | 4 |  |  |  |  | 10 | [7 empty] | Richmond | VA |  |  | Northern Neck 34.5 kV |  | 8/9/2027 |  | Document Posted | Document Posted | Not Required |  | Wholesale Market Participation Agreement |  |  | Dominion | [23 empty] | AG1-210 | [5 empty] | Generation Interconnection | [7 empty] | Engineering and Procurement | 10 |  | Capacity |  |  |  | https://www.pjm.com/pub/planning/project-queues/feas_docs/ag1210_fea.pdf | https://www.pjm.com/pub/planning/project-queues/impact_studies/ag1210_imp.pdf |  |  | https://www.pjm.com/pub/planning/project-queues/wmpa/ag1210_wmpa.pdf | https://www.pjm.com/pub/planning/project-queues/csa/ag1210_wmpa.pdf | Not Required | [6 empty] | 8/9/2027 |  | N | No
PJM | Poplar Energy Storage |  | 9/23/2020 | [7 empty] | Storage |  |  |  | 4 |  |  |  |  | 10 | [7 empty] | Caroline | VA |  |  | St Johns 13.2 kV |  | 6/30/2024 |  | Document Posted | Document Posted |  |  | Wholesale Market Participation Agreement |  |  | Dominion | [23 empty] | AG1-213 | [5 empty] | Generation Interconnection | [7 empty] | Engineering and Procurement | 10 |  | Capacity |  |  |  | https://www.pjm.com/pub/planning/project-queues/feas_docs/ag1213_fea.pdf | https://www.pjm.com/pub/planning/project-queues/impact_studies/ag1213_imp.pdf |  |  | https://www.pjm.com/pub/planning/project-queues/wmpa/ag1213_wmpa.pdf | https://www.pjm.com/pub/planning/project-queues/csa/ag1213_wmpa.pdf | Not Required |  |  |  |  | 12/31/2025 |  | 6/30/2024 |  | N | No
PJM |  |  | 9/23/2020 | [7 empty] | Solar |  |  |  | 150 |  |  |  |  | 250 | [7 empty] | Union | OH |  |  | Marysville-Tangy 345 kV |  | 3/31/2024 |  | Document Posted | Document Posted | In Progress |  |  |  |  | AEP | [23 empty] | AG1-218 | [5 empty] | Generation Interconnection | [7 empty] | Active | 250 |  | Capacity |  |  |  | https://www.pjm.com/pub/planning/project-queues/feas_docs/ag1218_fea.pdf | https://www.pjm.com/pub/planning/project-queues/impact_studies/ag1218_imp.pdf | [13 empty] | N | No
PJM |  |  | 9/23/2020 | [7 empty] | Storage |  |  |  | 20 |  |  |  |  | 50 | [7 empty] | Loudoun | VA |  |  | Poland Rd-Runway DP 230 kV |  | 6/1/2023 |  | Document Posted | Document Posted | In Progress |  |  |  |  | Dominion | [23 empty] | AG1-221 | [5 empty] | Generation Interconnection | [7 empty] | Active | 50 |  | Capacity |  |  |  | https://www.pjm.com/pub/planning/project-queues/feas_docs/ag1221_fea.pdf | https://www.pjm.com/pub/planning/project-queues/impact_studies/ag1221_imp.pdf | [13 empty] | N | No
PJM |  |  | 9/23/2020 | [7 empty] | Storage |  |  |  | 90 |  |  |  |  | 150 | [7 empty] | Elkhart | IN |  |  | Guardian-Twin Branch 138 kV |  | 5/31/2023 |  | Document Posted | In Progress | [5 empty] | AEP | [23 empty] | AG1-222 | [5 empty] | Generation Interconnection | [7 empty] | Active | 302.2 |  | Capacity |  |  |  | https://www.pjm.com/pub/planning/project-queues/feas_docs/ag1222_fea.pdf | [14 empty] | N | No
PJM | Monmouth Solar 1 |  | 9/23/2020 | [7 empty] | Solar |  |  |  | 6.47 |  |  |  |  | 15.4 | [7 empty] | Monmouth | NJ |  |  | Larrabee-Allaire 34.5 kV |  | 12/31/2026 |  | Document Posted | Document Posted | Document Posted |  |  |  |  | JCPL | [23 empty] | AG1-223 | [5 empty] | Generation Interconnection | [7 empty] | Active | 15.4 |  | Capacity |  |  |  | https://www.pjm.com/pub/planning/project-queues/feas_docs/ag1223_fea.pdf | https://www.pjm.com/pub/planning/project-queues/impact_studies/ag1223_imp.htm | https://www.pjm.com/pub/planning/project-queues/facilities/ag1223_fac.pdf | [10 empty] | 12/31/2026 |  | N | No
PJM |  |  | 9/24/2020 | [7 empty] | Solar |  |  |  | 142 |  |  |  |  | 450 | [7 empty] | Fountain | IN |  |  | Eugene-Dequine 345 kV |  | 6/1/2024 |  | Document Posted | In Progress | [5 empty] | AEP | [23 empty] | AG1-226 - moved to TC1 | [5 empty] | Generation Interconnection | [7 empty] | Active | 450 |  | Capacity |  |  |  | https://www.pjm.com/pub/planning/project-queues/feas_docs/ag1226_fea.pdf | [14 empty] | N | No
PJM |  |  | 9/25/2020 | [7 empty] | Solar |  |  |  | 12 |  |  |  |  | 20 | [7 empty] | Greene | OH |  |  | Glady Run–Xenia 69 kV |  | 3/31/2023 |  | Document Posted | Document Posted | In Progress |  |  |  |  | Dayton | [23 empty] | AG1-231 | [5 empty] | Generation Interconnection | [7 empty] | Active | 20 |  | Capacity |  |  |  | https://www.pjm.com/pub/planning/project-queues/feas_docs/ag1231_fea.pdf | https://www.pjm.com/pub/planning/project-queues/impact_studies/ag1231_imp.pdf | [13 empty] | N | No
PJM |  |  | 9/25/2020 | [7 empty] | Solar |  |  |  | 81 |  |  |  |  | 135 | [7 empty] | Adams | IN |  |  | Magley 138 kV |  | 12/31/2024 |  | Document Posted | Document Posted | In Progress |  |  |  |  | AEP | [23 empty] | AG1-232 | [5 empty] | Generation Interconnection | [7 empty] | Active | 135 |  | Capacity |  |  |  | https://www.pjm.com/pub/planning/project-queues/feas_docs/ag1232_fea.pdf | https://www.pjm.com/pub/planning/project-queues/impact_studies/ag1232_imp.pdf | [13 empty] | N | No
PJM |  |  | 9/25/2020 | [7 empty] | Solar |  |  |  | 30 |  |  |  |  | 50 | [7 empty] | Preston | WV |  |  | Hazleton - Lake Lynn 138 kV |  | 12/31/2024 |  | Document Posted | In Progress | [5 empty] | APS | [23 empty] | AG1-233 | [5 empty] | Generation Interconnection | [7 empty] | Active | 50 |  | Capacity |  |  |  | https://www.pjm.com/pub/planning/project-queues/feas_docs/ag1233_fea.pdf | [14 empty] | N | No
PJM |  |  | 9/25/2020 | [7 empty] | Wind |  |  |  | 23.4 |  |  |  |  | 180 | [7 empty] | Logan | IL |  |  | Lanesville-Brokaw 345 kV |  | 12/31/2024 |  | Document Posted | In Progress | [5 empty] | ComEd | [23 empty] | AG1-236 - moved to TC1 | [5 empty] | Generation Interconnection | [7 empty] | Active | 380 |  | Capacity |  |  |  | https://www.pjm.com/pub/planning/project-queues/feas_docs/ag1236_fea.pdf | [14 empty] | N | No
PJM |  |  | 9/25/2020 | [7 empty] | Wind |  |  |  | 26 |  |  |  |  | 200 | [8 empty] | IN |  |  | Dequine-Eugene 345 kV |  | 12/31/2024 |  | Document Posted | Document Posted | In Progress |  |  |  |  | AEP | [23 empty] | AG1-237 | [5 empty] | Generation Interconnection | [7 empty] | Active | 200 |  | Capacity |  |  |  | https://www.pjm.com/pub/planning/project-queues/feas_docs/ag1237_fea.pdf | https://www.pjm.com/pub/planning/project-queues/impact_studies/ag1237_imp.pdf | [13 empty] | N | No
PJM |  |  | 9/25/2020 | [7 empty] | Solar |  |  |  | 90 |  |  |  |  | 150 | [7 empty] | Stark | OH |  |  | Blue Bell-Canton Central 138 kV |  | 3/31/2024 |  | Document Posted | Document Posted | In Progress |  |  |  |  | ATSI | [23 empty] | AG1-239 | [5 empty] | Generation Interconnection | [7 empty] | Active | 150 |  | Capacity |  |  |  | https://www.pjm.com/pub/planning/project-queues/feas_docs/ag1239_fea.pdf | https://www.pjm.com/pub/planning/project-queues/impact_studies/ag1239_imp.pdf | [13 empty] | N | No
PJM |  |  | 9/25/2020 | [7 empty] | Solar; Storage |  |  |  | 25.3 |  |  |  |  | 38 | [7 empty] | Atlantic | NJ |  |  | Salem-Woodstown 69 kV |  | 12/31/2023 |  | Document Posted | Document Posted | In Progress |  |  |  |  | AEC | [23 empty] | AG1-254 | [5 empty] | Generation Interconnection | [7 empty] | Active | 38 |  | Capacity |  |  |  | https://www.pjm.com/pub/planning/project-queues/feas_docs/ag1254_fea.pdf | https://www.pjm.com/pub/planning/project-queues/impact_studies/ag1254_imp.pdf | [13 empty] | N | No
PJM |  |  | 9/28/2020 | [7 empty] | Solar |  |  |  | 8.3 |  |  |  |  | 19.9 | [7 empty] | Centre | PA |  |  | Madisonburg Jct-Millheim 46 kV |  | 8/1/2022 |  | Document Posted | Document Posted | In Progress |  |  |  |  | APS | [23 empty] | AG1-257 - moved to TC1 | [5 empty] | Generation Interconnection | [7 empty] | Active | 19.9 |  | Capacity |  |  |  | https://www.pjm.com/pub/planning/project-queues/feas_docs/ag1257_fea.pdf | https://www.pjm.com/pub/planning/project-queues/impact_studies/ag1257_imp.pdf | [13 empty] | N | No
PJM |  |  | 9/28/2020 | [7 empty] | Solar |  |  |  | 6.7 |  |  |  |  | 15.9 | [7 empty] | Northumberland | PA |  |  | Sunbury-Dalmatia 69 kV |  | 8/1/2022 |  | Document Posted | Document Posted | In Progress |  |  |  |  | PPL | [23 empty] | AG1-259 | [5 empty] | Generation Interconnection | [7 empty] | Active | 15.9 |  | Capacity |  |  |  | https://www.pjm.com/pub/planning/project-queues/feas_docs/ag1259_fea.pdf | https://www.pjm.com/pub/planning/project-queues/impact_studies/ag1259_imp.htm | [13 empty] | N | No
PJM |  |  | 9/28/2020 | [7 empty] | Solar |  |  |  | 6.7 |  |  |  |  | 15.9 | [7 empty] | Northumberland | PA |  |  | Sunbury-Dalmatia 69 kV |  | 8/1/2023 |  | Document Posted | Document Posted | In Progress |  |  |  |  | PPL | [23 empty] | AG1-260 | [5 empty] | Generation Interconnection | [7 empty] | Active | 31.8 |  | Capacity |  |  |  | https://www.pjm.com/pub/planning/project-queues/feas_docs/ag1260_fea.pdf | https://www.pjm.com/pub/planning/project-queues/impact_studies/ag1260_imp.htm | [13 empty] | N | No
PJM |  |  | 9/29/2020 | [7 empty] | Solar; Storage |  |  |  | 15.42 |  |  |  |  | 20 | [7 empty] | Charlotte | VA |  |  | Twitty's Creek 115 kV |  | 3/1/2022 |  | Document Posted | In Progress | [5 empty] | Dominion | [23 empty] | AG1-272 - moved to TC1 | [5 empty] | Generation Interconnection | [7 empty] | Active | 20 |  | Capacity |  |  |  | https://www.pjm.com/pub/planning/project-queues/feas_docs/ag1272_fea.pdf | [14 empty] | N | No
PJM |  |  | 9/28/2020 | [7 empty] | Solar; Storage |  |  |  | 15.42 |  |  |  |  | 20 | [7 empty] | Charlotte | VA |  |  | Twitty's Creek 115 kV |  | 6/1/2022 |  | Document Posted | In Progress | [5 empty] | Dominion | [23 empty] | AG1-273 - moved to TC1 | [5 empty] | Generation Interconnection | [7 empty] | Active | 20 |  | Capacity |  |  |  | https://www.pjm.com/pub/planning/project-queues/feas_docs/ag1273_fea.pdf | [14 empty] | N | No
PJM |  |  | 9/28/2020 | [7 empty] | Solar; Storage |  |  |  | 15.42 |  |  |  |  | 20 | [7 empty] | Charlotte | VA |  |  | Twitty's Creek 115 kV |  | 6/1/2022 |  | Document Posted | In Progress | [5 empty] | Dominion | [23 empty] | AG1-274 - moved to TC1 | [5 empty] | Generation Interconnection | [7 empty] | Active | 20 |  | Capacity |  |  |  | https://www.pjm.com/pub/planning/project-queues/feas_docs/ag1274_fea.pdf | [14 empty] | N | No
PJM |  |  | 9/28/2020 | [7 empty] | Solar; Storage |  |  |  | 32 |  |  |  |  | 40 | [7 empty] | Luzerne | PA |  |  | Salem-Beacon Power 69 kV |  | 6/1/2022 |  | Document Posted | Document Posted | In Progress |  |  |  |  | PPL | [23 empty] | AG1-277 - moved to TC1 | [5 empty] | Generation Interconnection | [7 empty] | Active | 40 |  | Capacity |  |  |  | https://www.pjm.com/pub/planning/project-queues/feas_docs/ag1277_fea.pdf | https://www.pjm.com/pub/planning/project-queues/impact_studies/ag1277_imp.pdf | [13 empty] | N | No
PJM |  |  | 9/28/2020 | [7 empty] | Solar; Storage |  |  |  | 15.42 |  |  |  |  | 20 | [7 empty] | Luzerne | PA |  |  | Salem-Beacon Power 69 kV |  | 6/1/2022 |  | Document Posted | Document Posted | In Progress |  |  |  |  | PPL | [23 empty] | AG1-278 - moved to TC1 | [5 empty] | Generation Interconnection | [7 empty] | Active | 60 |  | Capacity |  |  |  | https://www.pjm.com/pub/planning/project-queues/feas_docs/ag1278_fea.pdf | https://www.pjm.com/pub/planning/project-queues/impact_studies/ag1278_imp.pdf | [13 empty] | N | No
PJM |  |  | 9/28/2020 | [7 empty] | Solar; Storage |  |  |  | 15.42 |  |  |  |  | 20 | [7 empty] | Luzerne | PA |  |  | Salem-Beacon Power 69 kV |  | 6/1/2022 |  | Document Posted | Document Posted | In Progress |  |  |  |  | PPL | [23 empty] | AG1-279 - moved to TC1 | [5 empty] | Generation Interconnection | [7 empty] | Active | 80 |  | Capacity |  |  |  | https://www.pjm.com/pub/planning/project-queues/feas_docs/ag1279_fea.pdf | https://www.pjm.com/pub/planning/project-queues/impact_studies/ag1279_imp.pdf | [13 empty] | N | No
PJM | BL-Hileman Hollow |  | 9/30/2020 | [7 empty] | Solar |  |  |  | 12 |  |  |  |  | 20 | [7 empty] | Blair | PA |  |  | Claysburg-HCR Tap 46 kV |  | 3/1/2022 |  | Document Posted | Document Posted | Document Posted |  |  |  |  | PENELEC | [23 empty] | AG1-281 | [5 empty] | Generation Interconnection | [7 empty] | Active | 20 |  | Capacity |  |  |  | https://www.pjm.com/pub/planning/project-queues/feas_docs/ag1281_fea.pdf | https://www.pjm.com/pub/planning/project-queues/impact_studies/ag1281_imp.htm | https://www.pjm.com/pub/planning/project-queues/facilities/ag1281_fac.pdf | [12 empty] | N | No
PJM | EX-Tidewater LLC |  | 9/28/2020 | [7 empty] | Solar |  |  |  | 12 |  |  |  |  | 20 | [7 empty] | Essex | VA |  |  | Dunnsville 34.5 kV |  | 8/29/2027 |  | Document Posted | Document Posted | Not Required |  | Wholesale Market Participation Agreement |  |  | Dominion | [23 empty] | AG1-282 | [5 empty] | Generation Interconnection | [7 empty] | Engineering and Procurement | 20 |  | Capacity |  |  |  | https://www.pjm.com/pub/planning/project-queues/feas_docs/ag1282_fea.pdf | https://www.pjm.com/pub/planning/project-queues/impact_studies/ag1282_imp.pdf |  |  | https://www.pjm.com/pub/planning/project-queues/wmpa/ag1282_wmpa.pdf | https://www.pjm.com/pub/planning/project-queues/csa/ag1282_wmpa.pdf | Not Required | [6 empty] | 8/29/2027 |  | N | No
PJM |  |  | 9/28/2020 | [7 empty] | Solar |  |  |  | 18 |  |  |  |  | 30 | [7 empty] | Monroe | PA |  |  | Effort Mountain-Gilbert 138 kV |  | 9/30/2023 |  | Document Posted | Document Posted | In Progress |  |  |  |  | PPL | [23 empty] | AG1-283 | [5 empty] | Generation Interconnection | [7 empty] | Active | 30 |  | Capacity |  |  |  | https://www.pjm.com/pub/planning/project-queues/feas_docs/ag1283_fea.pdf | https://www.pjm.com/pub/planning/project-queues/impact_studies/ag1283_imp.pdf | [13 empty] | N | No
PJM |  |  | 9/28/2020 | [7 empty] | Solar |  |  |  | 75 |  |  |  |  | 125 | [7 empty] | Charlotte | VA |  |  | Chase City-Central 115 kV |  | 12/1/2024 |  | Document Posted | In Progress | [5 empty] | Dominion | [23 empty] | AG1-285 - moved to TC1 | [5 empty] | Generation Interconnection | [7 empty] | Active | 125 |  | Capacity |  |  |  | https://www.pjm.com/pub/planning/project-queues/feas_docs/ag1285_fea.pdf | [14 empty] | N | No
PJM | Emsworth Main Channel Hydroelectric Project 2 |  | 9/28/2020 | [7 empty] | Hydro |  |  |  | 13.5 |  |  |  |  | 16.8 | [7 empty] | Allegheny | PA |  |  | Neville 23 kV | 10/3/2025 | 12/15/2025 |  | Document Posted | Document Posted | Not Required |  | Wholesale Market Participation Agreement |  |  | DL | [23 empty] | AG1-291 | [5 empty] | Generation Interconnection | [7 empty] | Engineering and Procurement | 16.8 |  | Capacity |  |  |  | https://www.pjm.com/pub/planning/project-queues/feas_docs/ag1291_fea.pdf | https://www.pjm.com/pub/planning/project-queues/impact_studies/ag1291_imp.pdf |  |  | https://www.pjm.com/pub/planning/project-queues/wmpa/ag1291_wmpa.pdf | https://www.pjm.com/pub/planning/project-queues/csa/ag1291_wmpa.pdf | Not Required |  |  |  |  | 11/1/2025 |  | 12/15/2025 |  | N | No
PJM |  |  | 9/29/2020 | [7 empty] | Storage |  |  |  | 75 |  |  |  |  | 300 | [7 empty] | Shelby | IN |  |  | Hanna-Tanners Creek 345 kV |  | 12/31/2023 |  | Document Posted | In Progress | [5 empty] | AEP | [23 empty] | AG1-297 - moved to TC1 | [5 empty] | Generation Interconnection | [7 empty] | Active | 300 |  | Capacity |  |  |  | https://www.pjm.com/pub/planning/project-queues/feas_docs/ag1297_fea.pdf | [14 empty] | N | No
PJM |  |  | 9/29/2020 | [7 empty] | Storage |  |  |  | 500 |  |  |  |  | 500 | [7 empty] | Cook | IL |  |  | Calumet-Burnham 345 kV |  | 6/1/2023 |  | Document Posted | In Progress | [5 empty] | ComEd | [23 empty] | AG1-298 - moved to TC1 | [5 empty] | Generation Interconnection | [7 empty] | Active | 500 |  | Capacity |  |  |  | https://www.pjm.com/pub/planning/project-queues/feas_docs/ag1298_fea.pdf | [14 empty] | N | No
PJM |  |  | 9/29/2020 | [7 empty] | Solar |  |  |  | 12 |  |  |  |  | 20 | [7 empty] | Huntingdon | PA |  |  | Miller REC-Warrior Ridge 46 kV |  | 1/15/2023 |  | Document Posted | Document Posted | In Progress |  |  |  |  | PENELEC | [23 empty] | AG1-301 | [5 empty] | Generation Interconnection | [7 empty] | Active | 20 |  | Capacity |  |  |  | https://www.pjm.com/pub/planning/project-queues/feas_docs/ag1301_fea.pdf | https://www.pjm.com/pub/planning/project-queues/impact_studies/ag1301_imp.htm | [13 empty] | N | No
PJM |  |  | 9/29/2020 | [7 empty] | Solar |  |  |  | 180 |  |  |  |  | 300 | [7 empty] | Pulaski | IN |  |  | Olive-Reynolds #1 345 kV |  | 12/31/2021 |  | Document Posted | In Progress | [5 empty] | AEP | [23 empty] | AG1-302 | [5 empty] | Generation Interconnection | [7 empty] | Active | 300 |  | Capacity |  |  |  | https://www.pjm.com/pub/planning/project-queues/feas_docs/ag1302_fea.pdf | [14 empty] | N | No
PJM |  |  | 9/29/2020 | [7 empty] | Solar |  |  |  | 26.4 |  |  |  |  | 44 | [7 empty] | Crawford | PA |  |  | Geneva 115 kV |  | 9/25/2023 |  | Document Posted | Document Posted | In Progress |  |  |  |  | PENELEC | [23 empty] | AG1-303 | [5 empty] | Generation Interconnection | [7 empty] | Active | 44 |  | Capacity |  |  |  | https://www.pjm.com/pub/planning/project-queues/feas_docs/ag1303_fea.pdf | https://www.pjm.com/pub/planning/project-queues/impact_studies/ag1303_imp.pdf | [13 empty] | N | No
PJM |  |  | 9/29/2020 | [7 empty] | Solar |  |  |  | 37.8 |  |  |  |  | 63 | [7 empty] | Louisa | VA |  |  | Louisa-North Anna 230 kV |  | 7/1/2022 |  | Document Posted | Document Posted | In Progress |  |  |  |  | Dominion | [23 empty] | AG1-305 - moved to TC1 | [5 empty] | Generation Interconnection | [7 empty] | Active | 63 |  | Capacity |  |  |  | https://www.pjm.com/pub/planning/project-queues/feas_docs/ag1305_fea.pdf | https://www.pjm.com/pub/planning/project-queues/impact_studies/ag1305_imp.pdf | [13 empty] | N | No
PJM |  |  | 9/29/2020 | [7 empty] | Solar; Storage |  |  |  | 56 |  |  |  |  | 80 | [7 empty] | Jefferson | WV |  |  | Old Chapel-Millville 138 kV |  | 6/30/2023 |  | Document Posted | Document Posted | In Progress |  |  |  |  | APS | [23 empty] | AG1-307 | [5 empty] | Generation Interconnection | [7 empty] | Active | 80 |  | Capacity |  |  |  | https://www.pjm.com/pub/planning/project-queues/feas_docs/ag1307_fea.pdf | https://www.pjm.com/pub/planning/project-queues/impact_studies/ag1307_imp.pdf | [13 empty] | N | No
PJM |  |  | 9/29/2020 | [7 empty] | Solar; Storage |  |  |  | 69.4 |  |  |  |  | 99 | [7 empty] | Mason | WV |  |  | Apple Grove 138 kV |  | 6/30/2023 |  | Document Posted | Document Posted | In Progress |  |  |  |  | AEP | [23 empty] | AG1-311 | [5 empty] | Generation Interconnection | [7 empty] | Active | 99 |  | Capacity |  |  |  | https://www.pjm.com/pub/planning/project-queues/feas_docs/ag1311_fea.pdf | https://www.pjm.com/pub/planning/project-queues/impact_studies/ag1311_imp.pdf | [13 empty] | N | No
PJM | Ocean City-Battery Storage |  | 9/30/2020 | [7 empty] | Storage |  |  |  | 0.3 |  |  |  |  | 1 | [7 empty] | Worcester | MD |  |  | Ocean Bay 12 kV |  | 12/31/2024 |  | Document Posted | Document Posted | Not Required |  | Wholesale Market Participation Agreement |  |  | DPL | [23 empty] | AG1-318 | [5 empty] | Generation Interconnection | [7 empty] | Under Construction | 1 |  | Capacity |  |  |  | https://www.pjm.com/pub/planning/project-queues/feas_docs/ag1318_fea.pdf | https://www.pjm.com/pub/planning/project-queues/impact_studies/ag1318_imp.pdf |  |  | https://www.pjm.com/pub/planning/project-queues/wmpa/ag1318_wmpa.pdf | https://www.pjm.com/pub/planning/project-queues/csa/ag1318_wmpa.pdf | Not Required |  |  |  |  | 12/31/2024 |  | 12/31/2024 |  | N | No
PJM |  |  | 9/30/2020 | [7 empty] | Solar |  |  |  | 99.6 |  |  |  |  | 166 | [7 empty] | Henry | OH |  |  | Napoleon Muni 138 kV |  | 11/1/2022 |  | Document Posted | In Progress | [5 empty] | AMPT | [23 empty] | AG1-319 - moved to TC1 | [5 empty] | Generation Interconnection | [7 empty] | Active | 206 |  | Capacity |  |  |  | https://www.pjm.com/pub/planning/project-queues/feas_docs/ag1319_fea.pdf | [14 empty] | N | No
PJM |  |  | 9/30/2020 | [7 empty] | Solar |  |  |  | 54.8 |  |  |  |  | 82 | [7 empty] | Hardin | KY |  |  | Glendale-Stephensburg 69 kV |  | 10/1/2023 |  | Document Posted | In Progress | [5 empty] | EKPC | [23 empty] | AG1-320 | [5 empty] | Generation Interconnection | [7 empty] | Active | 82 |  | Capacity |  |  |  | https://www.pjm.com/pub/planning/project-queues/feas_docs/ag1320_fea.pdf | [14 empty] | N | No
PJM |  |  | 9/30/2020 | [7 empty] | Solar; Storage |  |  |  | 40 |  |  |  |  | 40 | [7 empty] | Logan | OH |  |  | Blue Jacket 138 kV |  | 9/1/2023 |  | Document Posted | Document Posted | In Progress |  |  |  |  | Dayton | [23 empty] | AG1-323 - moved to TC1 | [5 empty] | Generation Interconnection | [7 empty] | Active | 40 |  | Capacity |  |  |  | https://www.pjm.com/pub/planning/project-queues/feas_docs/ag1323_fea.pdf | https://www.pjm.com/pub/planning/project-queues/impact_studies/ag1323_imp.htm | [13 empty] | N | No
PJM |  |  | 9/30/2020 | [7 empty] | Solar; Storage |  |  |  | 27.9 |  |  |  |  | 39 | [7 empty] | Jay | IN |  |  | Jay-Desoto 138 kV |  | 9/1/2023 |  | Document Posted | Document Posted | In Progress |  |  |  |  | AEP | [23 empty] | AG1-324 | [5 empty] | Generation Interconnection | [7 empty] | Active | 39 |  | Capacity |  |  |  | https://www.pjm.com/pub/planning/project-queues/feas_docs/ag1324_fea.pdf | https://www.pjm.com/pub/planning/project-queues/impact_studies/ag1324_imp.pdf | [13 empty] | N | No
PJM |  |  | 9/30/2020 | [7 empty] | Solar |  |  |  | 35.4 |  |  |  |  | 59 | [7 empty] | Ross | OH |  |  | Circleville-Biers Run 138 kV |  | 12/31/2023 |  | Document Posted | In Progress | [5 empty] | AEP | [23 empty] | AG1-326 | [5 empty] | Generation Interconnection | [7 empty] | Active | 59 |  | Capacity |  |  |  | https://www.pjm.com/pub/planning/project-queues/feas_docs/ag1326_fea.pdf | [14 empty] | N | No | This project slid to the next queue
PJM |  |  | 9/30/2020 | [7 empty] | Solar; Storage |  |  |  | 63.6 |  |  |  |  | 106 | [7 empty] | Metcalfe | KY |  |  | Summer Shade 161 kV |  | 6/15/2023 |  | Document Posted | In Progress | [5 empty] | EKPC | [23 empty] | AG1-341 | [5 empty] | Generation Interconnection | [7 empty] | Active | 106 |  | Capacity |  |  |  | https://www.pjm.com/pub/planning/project-queues/feas_docs/ag1341_fea.pdf | [14 empty] | N | No
PJM |  |  | 9/30/2020 | [7 empty] | Solar |  |  |  | 21.6 |  |  |  |  | 36 | [7 empty] | Halifax | VA |  |  | Dryburg 115 kV |  | 12/1/2023 |  | Document Posted | In Progress | [5 empty] | Dominion | [23 empty] | AG1-342 - moved to TC1 | [5 empty] | Generation Interconnection | [7 empty] | Active | 36 |  | Capacity |  |  |  | https://www.pjm.com/pub/planning/project-queues/feas_docs/ag1342_fea.pdf | [14 empty] | N | No
PJM |  |  | 9/30/2020 | [7 empty] | Solar; Storage |  |  |  | 35 |  |  |  |  | 62.5 | [7 empty] | Southampton | VA |  |  | Boykins-Murphy 115 kV |  | 12/1/2023 |  | Document Posted | In Progress | [5 empty] | Dominion | [23 empty] | AG1-343 - moved to TC1 | [5 empty] | Generation Interconnection | [7 empty] | Active | 62.5 |  | Capacity |  |  |  | https://www.pjm.com/pub/planning/project-queues/feas_docs/ag1343_fea.pdf | [14 empty] | N | No
PJM |  |  | 9/30/2020 | [7 empty] | Solar |  |  |  | 12 |  |  |  |  | 20 | [7 empty] | Shenandoah | VA |  |  | Mount Jackson DP 115 kV |  | 12/1/2022 |  | Document Posted | Document Posted | In Progress |  |  |  |  | Dominion | [23 empty] | AG1-346 - moved to TC1 | [5 empty] | Generation Interconnection | [7 empty] | Active | 20 |  | Capacity |  |  |  | https://www.pjm.com/pub/planning/project-queues/feas_docs/ag1346_fea.pdf | https://www.pjm.com/pub/planning/project-queues/impact_studies/ag1346_imp.pdf | [13 empty] | N | No
PJM | Foul Rift Solar Farm |  | 9/30/2020 | [7 empty] | Solar |  |  |  | 8.316 |  |  |  |  | 19.8 | [7 empty] | Warren | NJ |  |  | Pequest River-Washington 34.5 kV | 10/15/2024 | 11/15/2025 |  | Document Posted | Document Posted | Document Posted |  | Document Posted |  |  | JCPL | [23 empty] | AG1-348 | [5 empty] | Generation Interconnection | [7 empty] | Under Construction | 19.8 |  | Capacity |  |  |  | https://www.pjm.com/pub/planning/project-queues/feas_docs/ag1348_fea.pdf | https://www.pjm.com/pub/planning/project-queues/impact_studies/ag1348_imp.htm | https://www.pjm.com/pub/planning/project-queues/facilities/ag1348_fac.pdf | https://www.pjm.com/pub/planning/project-queues/gia/ag1_348_gia.pdf | [7 empty] | 10/16/2024 |  | 11/15/2025 |  | N | No
PJM |  |  | 9/30/2020 | [7 empty] | Solar |  |  |  | 156 |  |  |  |  | 260 | [7 empty] | Pulaski | IN |  |  | Olive-Reynolds #2 345 kV |  | 6/30/2023 |  | Document Posted | Document Posted | In Progress |  |  |  |  | AEP | [23 empty] | AG1-349 | [5 empty] | Generation Interconnection | [7 empty] | Active | 260 |  | Capacity |  |  |  | https://www.pjm.com/pub/planning/project-queues/feas_docs/ag1349_fea.pdf | https://www.pjm.com/pub/planning/project-queues/impact_studies/ag1349_imp.pdf | [13 empty] | N | No
PJM |  |  | 9/30/2020 | [7 empty] | Solar |  |  |  | 34.8 |  |  |  |  | 58 | [7 empty] | Fairfield | OH |  |  | Harrison-Good Hope 138 kV |  | 12/31/2023 |  | Document Posted | In Progress | [5 empty] | AEP | [23 empty] | AG1-351 | [5 empty] | Generation Interconnection | [7 empty] | Active | 142 |  | Capacity |  |  |  | https://www.pjm.com/pub/planning/project-queues/feas_docs/ag1351_fea.pdf | [14 empty] | N | No
PJM |  |  | 9/30/2020 | [7 empty] | Solar |  |  |  | 58.8 |  |  |  |  | 98 | [7 empty] | Taylor | KY |  |  | Greene County-Marion County 161 kV |  | 12/31/2023 |  | Document Posted | In Progress | [5 empty] | EKPC | [23 empty] | AG1-353 - moved to TC1 | [5 empty] | Generation Interconnection | [7 empty] | Active | 98 |  | Capacity |  |  |  | https://www.pjm.com/pub/planning/project-queues/feas_docs/ag1353_fea.pdf | [14 empty] | N | No
PJM |  |  | 9/30/2020 | [7 empty] | Solar |  |  |  | 90 |  |  |  |  | 150 | [7 empty] | Green | KY |  |  | Summershade-Green County 161 kV |  | 12/31/2023 |  | Document Posted | In Progress | [5 empty] | EKPC | [23 empty] | AG1-354 - moved to TC1 | [5 empty] | Generation Interconnection | [7 empty] | Active | 150 |  | Capacity |  |  |  | https://www.pjm.com/pub/planning/project-queues/feas_docs/ag1354_fea.pdf | [14 empty] | N | No
PJM | Costen Solar |  | 10/1/2020 | [7 empty] | Solar |  |  |  | 0 |  |  |  |  | 8.75 | [7 empty] | Somerset | MD |  |  | Costen 25 kV |  | 8/30/2024 |  | Document Posted | Document Posted | Not Required |  | Wholesale Market Participation Agreement |  |  | DPL | [23 empty] | AG1-360 | [5 empty] | Generation Interconnection | [7 empty] | Under Construction | 8.75 |  | Energy |  |  |  | https://www.pjm.com/pub/planning/project-queues/feas_docs/ag1360_fea.pdf | https://www.pjm.com/pub/planning/project-queues/impact_studies/ag1360_imp.pdf |  |  | https://www.pjm.com/pub/planning/project-queues/wmpa/ag1360_wmpa.pdf | https://www.pjm.com/pub/planning/project-queues/csa/ag1360_wmpa.pdf | Not Required |  |  |  |  | 6/24/2024 |  | 8/30/2024 |  | N | No
PJM |  |  | 9/30/2020 | [7 empty] | Solar; Storage |  |  |  | 220 |  |  |  |  | 300 | [7 empty] | Garrett | MD |  |  | Black Oak-Hatfield 500 kV |  | 12/31/2024 |  | Document Posted | Document Posted | In Progress |  |  |  |  | APS | [23 empty] | AG1-363 | [5 empty] | Generation Interconnection | [7 empty] | Active | 300 |  | Capacity |  |  |  | https://www.pjm.com/pub/planning/project-queues/feas_docs/ag1363_fea.pdf | https://www.pjm.com/pub/planning/project-queues/impact_studies/ag1363_imp.pdf | [13 empty] | N | No
PJM |  |  | 9/30/2020 | [7 empty] | Solar |  |  |  | 60 |  |  |  |  | 100 | [7 empty] | Allen | IN |  |  | Allen 345 kV |  | 10/31/2024 |  | Document Posted | Document Posted | In Progress |  |  |  |  | AEP | [23 empty] | AG1-365 | [5 empty] | Generation Interconnection | [7 empty] | Active | 100 |  | Capacity |  |  |  | https://www.pjm.com/pub/planning/project-queues/feas_docs/ag1365_fea.pdf | https://www.pjm.com/pub/planning/project-queues/impact_studies/ag1365_imp.pdf | [13 empty] | N | No
PJM |  |  | 9/30/2020 | [7 empty] | Storage |  |  |  | 20 |  |  |  |  | 50 | [7 empty] | Allen | IN |  |  | Allen 345 kV |  | 10/31/2024 |  | Document Posted | Document Posted | In Progress |  |  |  |  | AEP | [23 empty] | AG1-366 | [5 empty] | Generation Interconnection | [7 empty] | Active | 50 |  | Capacity |  |  |  | https://www.pjm.com/pub/planning/project-queues/feas_docs/ag1366_fea.pdf | https://www.pjm.com/pub/planning/project-queues/impact_studies/ag1366_imp.pdf | [13 empty] | N | No
PJM |  |  | 9/30/2020 | [7 empty] | Solar |  |  |  | 60 |  |  |  |  | 100 | [7 empty] | Delaware | IN |  |  | DeSoto 345 kV |  | 10/31/2024 |  | Document Posted | In Progress | [5 empty] | AEP | [23 empty] | AG1-367 - moved to TC1 | [5 empty] | Generation Interconnection | [7 empty] | Active | 100 |  | Capacity |  |  |  | https://www.pjm.com/pub/planning/project-queues/feas_docs/ag1367_fea.pdf | [14 empty] | N | No
PJM |  |  | 9/30/2020 | [7 empty] | Solar |  |  |  | 60 |  |  |  |  | 100 | [7 empty] | Allen | IN |  |  | Tillman 138 kV |  | 10/31/2024 |  | Document Posted | Document Posted | In Progress |  |  |  |  | AEP | [23 empty] | AG1-368 | [5 empty] | Generation Interconnection | [7 empty] | Active | 100 |  | Capacity |  |  |  | https://www.pjm.com/pub/planning/project-queues/feas_docs/ag1368_fea.pdf | https://www.pjm.com/pub/planning/project-queues/impact_studies/ag1368_imp.pdf | [13 empty] | N | No
PJM |  |  | 9/30/2020 | [7 empty] | Solar |  |  |  | 29.94 |  |  |  |  | 49.9 | [7 empty] | Paulding | OH |  |  | Logtown 138 kV |  | 10/31/2023 |  | Document Posted | Document Posted | In Progress |  |  |  |  | AEP | [23 empty] | AG1-369 | [5 empty] | Generation Interconnection | [7 empty] | Active | 49.9 |  | Capacity |  |  |  | https://www.pjm.com/pub/planning/project-queues/feas_docs/ag1369_fea.pdf | https://www.pjm.com/pub/planning/project-queues/impact_studies/ag1369_imp.pdf | [13 empty] | N | No
PJM |  |  | 9/30/2020 | [7 empty] | Solar |  |  |  | 180 |  |  |  |  | 300 | [7 empty] | McLean | IL |  |  | Blue Mound 345 kV |  | 12/1/2024 |  | Document Posted | In Progress | [5 empty] | ComEd | [23 empty] | AG1-374 - moved to TC1 | [5 empty] | Generation Interconnection | [7 empty] | Active | 300 |  | Capacity |  |  |  | https://www.pjm.com/pub/planning/project-queues/feas_docs/ag1374_fea.pdf | [14 empty] | N | No
PJM |  |  | 9/30/2020 | [7 empty] | Solar |  |  |  | 60 |  |  |  |  | 100 | [7 empty] | Blackford | IN |  |  | Sorenson-Desoto 345 kV |  | 10/31/2024 |  | Document Posted | In Progress | [5 empty] | AEP | [23 empty] | AG1-375 - moved to TC1 | [5 empty] | Generation Interconnection | [7 empty] | Active | 100 |  | Capacity |  |  |  | https://www.pjm.com/pub/planning/project-queues/feas_docs/ag1375_fea.pdf | [14 empty] | N | No
PJM |  |  | 9/30/2020 | [7 empty] | Solar |  |  |  | 12 |  |  |  |  | 20 | [7 empty] | Centre | PA |  |  | Philipsburg 115 kV |  | 8/15/2023 |  | Document Posted | Document Posted | In Progress |  |  |  |  | PENELEC | [23 empty] | AG1-377 - moved to TC1 | [5 empty] | Generation Interconnection | [7 empty] | Active | 120 |  | Capacity |  |  |  | https://www.pjm.com/pub/planning/project-queues/feas_docs/ag1377_fea.pdf | https://www.pjm.com/pub/planning/project-queues/impact_studies/ag1377_imp.pdf | [13 empty] | N | No
PJM |  |  | 9/30/2020 | [7 empty] | Solar |  |  |  | 12 |  |  |  |  | 20 | [7 empty] | Centre | PA |  |  | Philipsburg 115 kV |  | 8/15/2023 |  | Document Posted | Document Posted | In Progress |  |  |  |  | PENELEC | [23 empty] | AG1-378 - moved to TC1 | [5 empty] | Generation Interconnection | [7 empty] | Active | 140 |  | Capacity |  |  |  | https://www.pjm.com/pub/planning/project-queues/feas_docs/ag1378_fea.pdf | https://www.pjm.com/pub/planning/project-queues/impact_studies/ag1378_imp.pdf | [13 empty] | N | No
PJM |  |  | 9/30/2020 | [7 empty] | Solar |  |  |  | 12 |  |  |  |  | 20 | [7 empty] | Cambria | PA |  |  | SGC Tap-Reese REC 46 kV |  | 3/1/2022 |  | Document Posted | Document Posted | In Progress |  |  |  |  | PENELEC | [23 empty] | AG1-382 | [5 empty] | Generation Interconnection | [7 empty] | Active | 20 |  | Capacity |  |  |  | https://www.pjm.com/pub/planning/project-queues/feas_docs/ag1382_fea.pdf | https://www.pjm.com/pub/planning/project-queues/impact_studies/ag1382_imp.pdf | [13 empty] | N | No
PJM |  |  | 9/30/2020 | [7 empty] | Solar; Storage |  |  |  | 15.42 |  |  |  |  | 20 | [7 empty] | Charlotte | VA |  |  | Twitty's Creek 115 kV |  | 6/1/2022 |  | Document Posted | In Progress | [5 empty] | Dominion | [23 empty] | AG1-384 - moved to TC1 | [5 empty] | Generation Interconnection | [7 empty] | Active | 20 |  | Capacity |  |  |  | https://www.pjm.com/pub/planning/project-queues/feas_docs/ag1384_fea.pdf | [14 empty] | N | No
PJM | Smith-Francis Junction 25 kV |  | 10/1/2020 | [7 empty] | Solar |  |  |  | 15.42 |  |  |  |  | 20 | [7 empty] | Washington | PA |  |  | Smith-Francis Junction 25 kV |  | 12/31/2024 |  | Document Posted | Document Posted | Not Required |  | Wholesale Market Participation Agreement |  |  | APS | [23 empty] | AG1-386 | [5 empty] | Generation Interconnection | [7 empty] | Engineering and Procurement | 20 |  | Capacity |  |  |  | https://www.pjm.com/pub/planning/project-queues/feas_docs/ag1386_fea.pdf | https://www.pjm.com/pub/planning/project-queues/impact_studies/ag1386_imp.pdf |  |  | https://www.pjm.com/pub/planning/project-queues/wmpa/ag1386_wmpa.pdf | https://www.pjm.com/pub/planning/project-queues/csa/ag1386_wmpa.pdf | Not Required |  |  |  |  | 11/1/2024 |  | 12/31/2024 |  | N | No
PJM |  |  | 9/30/2020 | [7 empty] | Solar |  |  |  | 24 |  |  |  |  | 40 | [7 empty] | Potter | PA |  |  | Gold 115 kV I |  | 6/1/2022 |  | Document Posted | In Progress | [5 empty] | PENELEC | [23 empty] | AG1-392 - moved to TC1 | [5 empty] | Generation Interconnection | [7 empty] | Active | 40 |  | Capacity |  |  |  | https://www.pjm.com/pub/planning/project-queues/feas_docs/ag1392_fea.pdf | [14 empty] | N | No
PJM |  |  | 10/1/2020 | [7 empty] | Solar |  |  |  | 24 |  |  |  |  | 40 | [7 empty] | Potter | PA |  |  | Gold 115 kV II |  | 6/1/2022 |  | Document Posted | In Progress | [5 empty] | PENELEC | [23 empty] | AG1-392A - moved to TC1 | [5 empty] | Generation Interconnection | [7 empty] | Active | 80 |  | Capacity |  |  |  | https://www.pjm.com/pub/planning/project-queues/feas_docs/ag1391_fea.pdf | [14 empty] | N | No
PJM |  |  | 10/1/2020 | [7 empty] | Solar |  |  |  | 12 |  |  |  |  | 20 | [7 empty] | Potter | PA |  |  | Gold 115 kV III |  | 6/1/2022 |  | Document Posted | In Progress | [5 empty] | PENELEC | [23 empty] | AG1-392B - moved to TC1 | [5 empty] | Generation Interconnection | [7 empty] | Active | 100 |  | Capacity |  |  |  | https://www.pjm.com/pub/planning/project-queues/feas_docs/ag1390_fea.pdf | [14 empty] | N | No
PJM |  |  | 10/1/2020 | [7 empty] | Solar |  |  |  | 12 |  |  |  |  | 20 | [7 empty] | Potter | PA |  |  | Gold 115 kV IV |  | 6/1/2022 |  | Document Posted | In Progress | [5 empty] | PENELEC | [23 empty] | AG1-392C - moved to TC1 | [5 empty] | Generation Interconnection | [7 empty] | Active | 120 |  | Capacity |  |  |  | https://www.pjm.com/pub/planning/project-queues/feas_docs/ag1389_fea.pdf | [14 empty] | N | No
PJM |  |  | 9/30/2020 | [7 empty] | Solar |  |  |  | 12 |  |  |  |  | 20 | [7 empty] | Dinwiddie | VA |  |  | Fort Pickett DP 34.5 kV |  | 3/1/2022 |  | Document Posted | Document Posted | In Progress |  |  |  |  | Dominion | [23 empty] | AG1-393 - moved to TC1 | [5 empty] | Generation Interconnection | [7 empty] | Active | 20 |  | Capacity |  |  |  | https://www.pjm.com/pub/planning/project-queues/feas_docs/ag1393_fea.pdf | https://www.pjm.com/pub/planning/project-queues/impact_studies/ag1393_imp.pdf | [13 empty] | N | No
PJM |  |  | 9/30/2020 | [7 empty] | Solar |  |  |  | 5 |  |  |  |  | 14.2 | [7 empty] | Southampton | VA |  |  | Boykins 34.5 kV |  | 3/1/2022 |  | Document Posted | Document Posted | In Progress |  |  |  |  | Dominion | [23 empty] | AG1-394 - moved to TC1 | [5 empty] | Generation Interconnection | [7 empty] | Active | 14.2 |  | Capacity |  |  |  | https://www.pjm.com/pub/planning/project-queues/feas_docs/ag1394_fea.pdf | https://www.pjm.com/pub/planning/project-queues/impact_studies/ag1394_imp.pdf | [13 empty] | N | No
PJM | Walston Solar |  | 9/30/2020 | [7 empty] | Solar; Storage |  |  |  | 4.1882 |  |  |  |  | 9.972 | [7 empty] | Wicomico | MD |  |  | Walston 12 kV |  | 12/31/2024 |  | Document Posted | Document Posted | Not Required |  | Wholesale Market Participation Agreement |  |  | DPL | [23 empty] | AG1-397 | [5 empty] | Generation Interconnection | [7 empty] | Engineering and Procurement | 9.972 |  | Capacity |  |  |  | https://www.pjm.com/pub/planning/project-queues/feas_docs/ag1397_fea.pdf | https://www.pjm.com/pub/planning/project-queues/impact_studies/ag1397_imp.pdf |  |  | https://www.pjm.com/pub/planning/project-queues/wmpa/ag1397_wmpa.pdf | https://www.pjm.com/pub/planning/project-queues/csa/ag1397_wmpa.pdf | Not Required |  |  |  |  | 6/1/2025 |  | 12/31/2024 |  | N | No
PJM |  |  | 9/30/2020 | [7 empty] | Wind |  |  |  | 49.6 |  |  |  |  | 282 | [7 empty] | McLean | IL |  |  | Blue Mound-Chestnut 345 kV |  | 9/25/2024 |  | Document Posted | In Progress | [5 empty] | ComEd | [23 empty] | AG1-401 | [5 empty] | Generation Interconnection | [7 empty] | Active | 282 |  | Capacity |  |  |  | https://www.pjm.com/pub/planning/project-queues/feas_docs/ag1401_fea.pdf | [14 empty] | N | No | This project slid to the next queue
PJM |  |  | 9/30/2020 | [7 empty] | Wind |  |  |  | 33.1 |  |  |  |  | 188 | [7 empty] | McLean | IL |  |  | Blue Mound-Chestnut 345 kV |  | 9/24/2024 |  | Document Posted | In Progress | [5 empty] | ComEd | [23 empty] | AG1-403 | [5 empty] | Generation Interconnection | [7 empty] | Active | 188 |  | Capacity |  |  |  | https://www.pjm.com/pub/planning/project-queues/feas_docs/ag1403_fea.pdf | [14 empty] | N | No | This project slid to the next queue
PJM |  |  | 9/30/2020 | [7 empty] | Solar |  |  |  | 34.2 |  |  |  |  | 57 | [7 empty] | McLean | KY |  |  | Walnut Grove-Asahi 69 kV |  | 9/25/2024 |  | Document Posted | Document Posted | In Progress |  |  |  |  | EKPC | [23 empty] | AG1-405 | [5 empty] | Generation Interconnection | [7 empty] | Active | 57 |  | Capacity |  |  |  | https://www.pjm.com/pub/planning/project-queues/feas_docs/ag1405_fea.pdf | https://www.pjm.com/pub/planning/project-queues/impact_studies/ag1405_imp.pdf | [13 empty] | N | No
PJM |  |  | 9/30/2020 | [7 empty] | Storage |  |  |  | 22 |  |  |  |  | 22 | [7 empty] | McLean | KY |  |  | Walnut Grove-Asahi 69 kV |  | 9/25/2024 |  | Document Posted | Document Posted | In Progress |  |  |  |  | EKPC | [23 empty] | AG1-406 | [5 empty] | Generation Interconnection | [7 empty] | Active | 79 |  | Capacity |  |  |  | https://www.pjm.com/pub/planning/project-queues/feas_docs/ag1406_fea.pdf | https://www.pjm.com/pub/planning/project-queues/impact_studies/ag1406_imp.pdf | [13 empty] | N | No
PJM |  |  | 9/30/2020 | [7 empty] | Solar |  |  |  | 180 |  |  |  |  | 300 | [7 empty] | Van Wert | OH |  |  | Maddox Creek-RP Mone 345 kV |  | 9/25/2024 |  | Document Posted | Document Posted | In Progress |  |  |  |  | AEP | [23 empty] | AG1-410 - moved to TC1 | [5 empty] | Generation Interconnection | [7 empty] | Active | 300 |  | Capacity |  |  |  | https://www.pjm.com/pub/planning/project-queues/feas_docs/ag1410_fea.pdf | https://www.pjm.com/pub/planning/project-queues/impact_studies/ag1410_imp.pdf | [13 empty] | N | No
PJM |  |  | 9/30/2020 | [7 empty] | Storage |  |  |  | 100 |  |  |  |  | 100 | [7 empty] | Van Wert | OH |  |  | Maddox Creek-RP Mone 345 kV |  | 9/25/2024 |  | Document Posted | In Progress | [5 empty] | AEP | [23 empty] | AG1-411 - moved to TC1 | [5 empty] | Generation Interconnection | [7 empty] | Active | 100 |  | Capacity |  |  |  | https://www.pjm.com/pub/planning/project-queues/feas_docs/ag1411_fea.pdf | [14 empty] | N | No
PJM |  |  | 9/30/2020 | [7 empty] | Storage |  |  |  | 80 |  |  |  |  | 200 | [7 empty] | Caroline | VA |  |  | Ladysmith CT-Mine Road 230 kV |  | 12/1/2023 |  | Document Posted | Document Posted | In Progress |  |  |  |  | Dominion | [23 empty] | AG1-412 - moved to TC1 | [5 empty] | Generation Interconnection | [7 empty] | Active | 200 |  | Capacity |  |  |  | https://www.pjm.com/pub/planning/project-queues/feas_docs/ag1412_fea.pdf | https://www.pjm.com/pub/planning/project-queues/impact_studies/ag1412_imp.pdf | [13 empty] | N | No
PJM |  |  | 9/30/2020 | [7 empty] | Solar; Storage |  |  |  | 45 |  |  |  |  | 75 | [7 empty] | Grant | IN |  |  | Mississinewa 138 kV |  | 6/30/2023 |  | Document Posted | In Progress | [5 empty] | AEP | [23 empty] | AG1-414 | [5 empty] | Generation Interconnection | [7 empty] | Active | 75 |  | Capacity |  |  |  | https://www.pjm.com/pub/planning/project-queues/feas_docs/ag1414_fea.pdf | [14 empty] | N | No
PJM |  |  | 9/30/2020 | [7 empty] | Solar |  |  |  | 25 |  |  |  |  | 50 | [7 empty] | Clarke | VA |  |  | Double Toll Date-Old Chapel 138 kV |  | 1/2/2023 |  | Document Posted | Document Posted | In Progress |  |  |  |  | APS | [23 empty] | AG1-415 | [5 empty] | Generation Interconnection | [7 empty] | Active | 50 |  | Capacity |  |  |  | https://www.pjm.com/pub/planning/project-queues/feas_docs/ag1415_fea.pdf | https://www.pjm.com/pub/planning/project-queues/impact_studies/ag1415_imp.pdf | [13 empty] | N | No
PJM |  |  | 9/30/2020 | [7 empty] | Solar; Storage |  |  |  | 91 |  |  |  |  | 125 | [7 empty] | Jefferson | WV |  |  | Sleepy Hollow 138 kV |  | 6/30/2023 |  | Document Posted | Document Posted | In Progress |  |  |  |  | APS | [23 empty] | AG1-416 | [5 empty] | Generation Interconnection | [7 empty] | Active | 125 |  | Capacity |  |  |  | https://www.pjm.com/pub/planning/project-queues/feas_docs/ag1416_fea.pdf | https://www.pjm.com/pub/planning/project-queues/impact_studies/ag1416_imp.pdf | [13 empty] | N | No
PJM |  |  | 9/30/2020 | [7 empty] | Solar |  |  |  | 30 |  |  |  |  | 50 | [7 empty] | Whitley | IN |  |  | Gateway 69 kV |  | 12/29/2023 |  | Document Posted | Document Posted | In Progress |  |  |  |  | AEP | [23 empty] | AG1-417 | [5 empty] | Generation Interconnection | [7 empty] | Active | 50 |  | Capacity |  |  |  | https://www.pjm.com/pub/planning/project-queues/feas_docs/ag1417_fea.pdf | https://www.pjm.com/pub/planning/project-queues/impact_studies/ag1417_imp.pdf | [13 empty] | N | No
PJM |  |  | 9/30/2020 | [7 empty] | Solar |  |  |  | 30 |  |  |  |  | 50 | [7 empty] | Whitley | IN |  |  | Gateway 69 kV |  | 12/29/2023 |  | Document Posted | Document Posted | In Progress |  |  |  |  | AEP | [23 empty] | AG1-418 | [5 empty] | Generation Interconnection | [7 empty] | Active | 50 |  | Capacity |  |  |  | https://www.pjm.com/pub/planning/project-queues/feas_docs/ag1418_fea.pdf | https://www.pjm.com/pub/planning/project-queues/impact_studies/ag1418_imp.pdf | [13 empty] | N | No
PJM |  |  | 9/30/2020 | [7 empty] | Solar |  |  |  | 21 |  |  |  |  | 50 | [7 empty] | Berks | PA |  |  | Lynnville-South Hamburg 69 kV |  | 12/29/2023 |  | Document Posted | Document Posted | In Progress |  |  |  |  | ME | [23 empty] | AG1-419 | [5 empty] | Generation Interconnection | [7 empty] | Active | 50 |  | Capacity |  |  |  | https://www.pjm.com/pub/planning/project-queues/feas_docs/ag1419_fea.pdf | https://www.pjm.com/pub/planning/project-queues/impact_studies/ag1419_imp.htm | [13 empty] | N | No
PJM |  |  | 9/30/2020 | [7 empty] | Solar |  |  |  | 42 |  |  |  |  | 70 | [7 empty] | Butler | PA |  |  | Campbell-Kiesters 138 kV |  | 12/29/2023 |  | Document Posted | Document Posted | In Progress |  |  |  |  | APS | [23 empty] | AG1-420 | [5 empty] | Generation Interconnection | [7 empty] | Active | 70 |  | Capacity |  |  |  | https://www.pjm.com/pub/planning/project-queues/feas_docs/ag1420_fea.pdf | https://www.pjm.com/pub/planning/project-queues/impact_studies/ag1420_imp.pdf | [13 empty] | N | No
PJM |  |  | 9/30/2020 | [7 empty] | Storage |  |  |  | 17 |  |  |  |  | 0 | [7 empty] | Buckingham | VA |  |  | Bremo-Scottsville 138 kV |  | 10/31/2023 |  | Document Posted | In Progress | [5 empty] | AEP | [23 empty] | AG1-426 - moved to TC1 | [5 empty] | Generation Interconnection | [7 empty] | Active | 149.5 |  | Capacity |  |  |  | https://www.pjm.com/pub/planning/project-queues/feas_docs/ag1426_fea.pdf | [14 empty] | N | No
PJM |  |  | 9/30/2020 | [7 empty] | Solar |  |  |  | 71.136 |  |  |  |  | 118.56 | [7 empty] | Mecklenburg | VA |  |  | Chase City-Drakes Branch 115 kV |  | 12/31/2024 |  | Document Posted | In Progress | [5 empty] | Dominion | [23 empty] | AG1-427 - moved to TC1 | [5 empty] | Generation Interconnection | [7 empty] | Active | 118.56 |  | Capacity |  |  |  | https://www.pjm.com/pub/planning/project-queues/feas_docs/ag1427_fea.pdf | [14 empty] | N | No
PJM |  |  | 9/30/2020 | [7 empty] | Solar |  |  |  | 28.08 |  |  |  |  | 46.8 | [7 empty] | Brunswick | VA |  |  | Danieltown DP–Brunswick 69 kV |  | 12/31/2024 |  | Document Posted | Withdrawn | [5 empty] | Dominion | [23 empty] | AG1-428 - moved to TC1 | 6/28/2024 |  |  |  |  | Generation Interconnection | [7 empty] | Active | 46.8 |  | Capacity |  |  |  | https://www.pjm.com/pub/planning/project-queues/feas_docs/ag1428_fea.pdf | [14 empty] | N | No
PJM |  |  | 9/30/2020 | [7 empty] | Wind |  |  |  | 17.6 |  |  |  |  | 100 | [7 empty] | Blackford | IN |  |  | Keystone-DeSoto 345 kV |  | 12/31/2023 |  | Document Posted | In Progress | [5 empty] | AEP | [23 empty] | AG1-433 - moved to TC1 | [5 empty] | Generation Interconnection | [7 empty] | Active | 300 |  | Capacity |  |  |  | https://www.pjm.com/pub/planning/project-queues/feas_docs/ag1433_fea.pdf | [14 empty] | N | No
PJM |  |  | 9/30/2020 | [7 empty] | Wind |  |  |  | 35.2 |  |  |  |  | 175 | [7 empty] | Lee | IL |  |  | Electric Junction-Nelson 345 kV |  | 12/31/2023 |  | Document Posted | In Progress | [5 empty] | ComEd | [23 empty] | AG1-434 - moved to TC1 | [5 empty] | Generation Interconnection | [7 empty] | Active | 175 |  | Capacity |  |  |  | https://www.pjm.com/pub/planning/project-queues/feas_docs/ag1434_fea.pdf | [14 empty] | N | No
PJM |  |  | 9/30/2020 | [7 empty] | Wind |  |  |  | 35.2 |  |  |  |  | 200 | [7 empty] | Bureau | IL |  |  | Kewanee-Hennepin 138 kV |  | 12/31/2023 |  | Document Posted | In Progress | [5 empty] | ComEd | [23 empty] | AG1-435 - moved to TC1 | [5 empty] | Generation Interconnection | [7 empty] | Active | 200 |  | Capacity |  |  |  | https://www.pjm.com/pub/planning/project-queues/feas_docs/ag1435_fea.pdf | [14 empty] | N | No
PJM |  |  | 9/30/2020 | [7 empty] | Solar |  |  |  | 75 |  |  |  |  | 125 | [7 empty] | LaPorte | IN |  |  | Olive-University Park 345 kV |  | 12/31/2023 |  | Document Posted | Document Posted | In Progress |  |  |  |  | AEP | [23 empty] | AG1-436 - moved to TC1 | [5 empty] | Generation Interconnection | [7 empty] | Active | 250 |  | Capacity |  |  |  | https://www.pjm.com/pub/planning/project-queues/feas_docs/ag1436_fea.pdf | https://www.pjm.com/pub/planning/project-queues/impact_studies/ag1436_imp.pdf | [13 empty] | N | No
PJM |  |  | 9/30/2020 | [7 empty] | Solar |  |  |  | 60 |  |  |  |  | 100 | [7 empty] | Bertie | NC |  |  | Cashie-Earleys 230 kV |  | 12/31/2023 |  | Document Posted | In Progress | [5 empty] | Dominion | [23 empty] | AG1-437 - moved to TC1 | [5 empty] | Generation Interconnection | [7 empty] | Active | 100 |  | Capacity |  |  |  | https://www.pjm.com/pub/planning/project-queues/feas_docs/ag1437_fea.pdf | [14 empty] | N | No
PJM |  |  | 9/30/2020 | [7 empty] | Solar |  |  |  | 60 |  |  |  |  | 100 | [7 empty] | Bertie | NC |  |  | Cashie-Earleys 230 kV |  | 12/31/2023 |  | Document Posted | In Progress | [5 empty] | Dominion | [23 empty] | AG1-438 - moved to TC1 | [5 empty] | Generation Interconnection | [7 empty] | Active | 100 |  | Capacity |  |  |  | https://www.pjm.com/pub/planning/project-queues/feas_docs/ag1438_fea.pdf | [14 empty] | N | No
PJM |  |  | 9/30/2020 | [7 empty] | Solar |  |  |  | 150 |  |  |  |  | 250 | [7 empty] | Edgecombe | NC |  |  | Chinquapin 230 kV |  | 12/31/2023 |  | Document Posted | In Progress | [5 empty] | Dominion | [23 empty] | AG1-439 - moved to TC1 | [5 empty] | Generation Interconnection | [7 empty] | Active | 250 |  | Capacity |  |  |  | https://www.pjm.com/pub/planning/project-queues/feas_docs/ag1439_fea.pdf | [14 empty] | N | No
PJM |  |  | 9/30/2020 | [7 empty] | Storage |  |  |  | 35 |  |  |  |  | 35 | [7 empty] | Bertie | NC |  |  | Cashie-Earleys 230 kV |  | 12/31/2023 |  | Document Posted | In Progress | [5 empty] | Dominion | [23 empty] | AG1-442 - moved to TC1 | [5 empty] | Generation Interconnection | [7 empty] | Active | 135 |  | Capacity |  |  |  | https://www.pjm.com/pub/planning/project-queues/feas_docs/ag1442_fea.pdf | [14 empty] | N | No
PJM |  |  | 9/30/2020 | [7 empty] | Storage |  |  |  | 35 |  |  |  |  | 35 | [7 empty] | Bertie | NC |  |  | Cashie-Earleys 230 kV |  | 12/31/2023 |  | Document Posted | In Progress | [5 empty] | Dominion | [23 empty] | AG1-443 - moved to TC1 | [5 empty] | Generation Interconnection | [7 empty] | Active | 135 |  | Capacity |  |  |  | https://www.pjm.com/pub/planning/project-queues/feas_docs/ag1443_fea.pdf | [14 empty] | N | No
PJM |  |  | 9/30/2020 | [7 empty] | Storage |  |  |  | 80 |  |  |  |  | 80 | [7 empty] | Edgecombe | NC |  |  | Chinquapin 230 kV |  | 12/31/2023 |  | Document Posted | In Progress | [5 empty] | Dominion | [23 empty] | AG1-444 - moved to TC1 | [5 empty] | Generation Interconnection | [7 empty] | Active | 330 |  | Capacity |  |  |  | https://www.pjm.com/pub/planning/project-queues/feas_docs/ag1444_fea.pdf | [14 empty] | N | No
PJM |  |  | 9/30/2020 | [7 empty] | Storage |  |  |  | 55 |  |  |  |  | 55 | [7 empty] | LaPorte | IN |  |  | Olive-University Park 345 kV |  | 12/31/2023 |  | Document Posted | Document Posted | In Progress |  |  |  |  | AEP | [23 empty] | AG1-447 - moved to TC1 | [5 empty] | Generation Interconnection | [7 empty] | Active | 305 |  | Capacity |  |  |  | https://www.pjm.com/pub/planning/project-queues/feas_docs/ag1447_fea.pdf | https://www.pjm.com/pub/planning/project-queues/impact_studies/ag1447_imp.pdf | [13 empty] | N | No
PJM |  |  | 9/30/2020 | [7 empty] | Storage |  |  |  | 122 |  |  |  |  | 122 | [7 empty] | Dinwiddie | VA |  |  | Rawlings-Carson 500 kV |  | 12/31/2022 |  | Document Posted | In Progress | [5 empty] | Dominion | [23 empty] | AG1-449 - moved to TC1 | [5 empty] | Generation Interconnection | [7 empty] | Active | 436 |  | Capacity |  |  |  | https://www.pjm.com/pub/planning/project-queues/feas_docs/ag1449_fea.pdf | [14 empty] | N | No
PJM |  |  | 9/30/2020 | [7 empty] | Storage |  |  |  | 25 |  |  |  |  | 25 | [7 empty] | Dorchester | MD |  |  | Airey-Vienna 69 kV II |  | 12/31/2022 |  | Document Posted | Document Posted | In Progress |  |  |  |  | DPL | [23 empty] | AG1-450 - moved to TC1 | [5 empty] | Generation Interconnection | [7 empty] | Active | 125 |  | Capacity |  |  |  | https://www.pjm.com/pub/planning/project-queues/feas_docs/ag1450_fea.pdf | https://www.pjm.com/pub/planning/project-queues/impact_studies/ag1450_imp.pdf | [13 empty] | N | No
PJM |  |  | 9/30/2020 | [7 empty] | Storage |  |  |  | 20 |  |  |  |  | 20 | [7 empty] | Buckingham | VA |  |  | Curdsville DP-Willis Mt. 115 kV |  | 12/31/2022 |  | Document Posted | In Progress | [5 empty] | Dominion | [23 empty] | AG1-451 - moved to TC1 | [5 empty] | Generation Interconnection | [7 empty] | Active | 120 |  | Capacity |  |  |  | https://www.pjm.com/pub/planning/project-queues/feas_docs/ag1451_fea.pdf | [14 empty] | N | No
PJM |  |  | 9/30/2020 | [7 empty] | Storage |  |  |  | 35 |  |  |  |  | 35 | [7 empty] | Crawford | PA |  |  | Springboro-Venango Junction 115 kV |  | 12/31/2022 |  | Document Posted | In Progress | [5 empty] | PENELEC | [23 empty] | AG1-455 | [5 empty] | Generation Interconnection | [7 empty] | Active | 112.5 |  | Capacity |  |  |  | https://www.pjm.com/pub/planning/project-queues/feas_docs/ag1455_fea.pdf | [14 empty] | N | No
PJM |  |  | 9/30/2020 | [7 empty] | Storage |  |  |  | 12 |  |  |  |  | 30 | [7 empty] | Christian | IL |  |  | Kincaid-Pana 345 kV |  | 6/1/2022 |  | Document Posted | Document Posted | In Progress |  |  |  |  | ComEd | [23 empty] | AG1-460 - moved to TC1 | [5 empty] | Generation Interconnection | [7 empty] | Active | 329 |  | Capacity |  |  |  | https://www.pjm.com/pub/planning/project-queues/feas_docs/ag1460_fea.pdf | https://www.pjm.com/pub/planning/project-queues/impact_studies/ag1460_imp.pdf | [13 empty] | N | No
PJM |  |  | 10/1/2020 | [7 empty] | Solar |  |  |  | 153 |  |  |  |  | 255 | [7 empty] | Whiteside | IL |  |  | Cordova 345 kV |  | 10/1/2023 |  | Document Posted | In Progress | [5 empty] | ComEd | [23 empty] | AG1-462 - moved to TC1 | [5 empty] | Generation Interconnection | [7 empty] | Active | 255 |  | Capacity |  |  |  | https://www.pjm.com/pub/planning/project-queues/feas_docs/ag1462_fea.pdf | [14 empty] | N | No
PJM | Turkey Solar |  | 9/30/2020 | [7 empty] | Solar |  |  |  | 9.36 |  |  |  |  | 14.04 | [7 empty] | Louisa | VA |  |  | Gordonsville 34.5 kV |  | 8/29/2027 |  | Document Posted | Document Posted | Not Required |  | Wholesale Market Participation Agreement |  |  | Dominion | [23 empty] | AG1-469 | [5 empty] | Generation Interconnection | [7 empty] | Engineering and Procurement | 14.04 |  | Capacity |  |  |  | https://www.pjm.com/pub/planning/project-queues/feas_docs/ag1469_fea.pdf | https://www.pjm.com/pub/planning/project-queues/impact_studies/ag1469_imp.pdf |  |  | https://www.pjm.com/pub/planning/project-queues/wmpa/ag1469_wmpa.pdf | https://www.pjm.com/pub/planning/project-queues/csa/ag1469_wmpa.pdf | Not Required | [6 empty] | 8/29/2027 |  | N | No
PJM |  |  | 9/30/2020 | [7 empty] | Solar |  |  |  | 36 |  |  |  |  | 60 | [7 empty] | Wayne | KY |  |  | Up Church-Wayne County 69 kV |  | 10/2/2023 |  | Document Posted | Document Posted | In Progress |  |  |  |  | EKPC | [23 empty] | AG1-471 - moved to TC1 | [5 empty] | Generation Interconnection | [7 empty] | Active | 60 |  | Capacity |  |  |  | https://www.pjm.com/pub/planning/project-queues/feas_docs/ag1471_fea.pdf | https://www.pjm.com/pub/planning/project-queues/impact_studies/ag1471_imp.pdf | [13 empty] | N | No
PJM |  |  | 9/30/2020 | [7 empty] | Solar; Storage |  |  |  | 32.34 |  |  |  |  | 53.9 | [7 empty] | Huntingdon | PA |  |  | Shingletown-Lewistown 230 kV |  | 6/1/2024 |  | Document Posted | In Progress | [5 empty] | PENELEC | [23 empty] | AG1-473 - moved to TC1 | [5 empty] | Generation Interconnection | [7 empty] | Active | 53.9 |  | Capacity |  |  |  | https://www.pjm.com/pub/planning/project-queues/feas_docs/ag1473_fea.pdf | [14 empty] | N | No
PJM | Wilmington Solar Energy Project |  | 9/30/2020 | [7 empty] | Solar; Storage |  |  |  | 15.9 |  |  |  |  | 19.9 | [7 empty] | Will | IL |  |  | Wilmington 34.5 kV |  | 4/1/2026 |  | Document Posted | Document Posted | Not Required |  | Wholesale Market Participation Agreement |  |  | ComEd | [23 empty] | AG1-478 | [5 empty] | Generation Interconnection | [7 empty] | Engineering and Procurement | 19.9 |  | Capacity |  |  |  | https://www.pjm.com/pub/planning/project-queues/feas_docs/ag1478_fea.pdf | https://www.pjm.com/pub/planning/project-queues/impact_studies/ag1478_imp.htm |  |  | https://www.pjm.com/pub/planning/project-queues/wmpa/ag1478_wmpa.pdf | https://www.pjm.com/pub/planning/project-queues/csa/ag1478_wmpa.pdf | Not Required |  |  |  |  | 2/1/2025 |  | 4/1/2026 |  | N | No
PJM |  |  | 9/30/2020 | [7 empty] | Solar; Storage |  |  |  | 18.2 |  |  |  |  | 18.2 | [7 empty] | Monroe | PA |  |  | Shawnee 34.5 kV |  | 6/1/2024 |  | Document Posted | Document Posted | [5 empty] | ME | [23 empty] | AG1-480 | [5 empty] | Generation Interconnection | [7 empty] | Active | 18.2 |  | Capacity |  |  |  | https://www.pjm.com/pub/planning/project-queues/feas_docs/ag1480_fea.pdf | https://www.pjm.com/pub/planning/project-queues/impact_studies/ag1480_imp.htm | [13 empty] | N | No
PJM |  |  | 9/30/2020 | [7 empty] | Solar; Storage |  |  |  | 20 |  |  |  |  | 20 | [7 empty] | Mercer | PA |  |  | Hamilton 115 kV |  | 6/1/2024 |  | Document Posted | In Progress | [5 empty] | ME | [23 empty] | AG1-482 | [5 empty] | Generation Interconnection | [7 empty] | Active | 20 |  | Capacity |  |  |  | https://www.pjm.com/pub/planning/project-queues/feas_docs/ag1482_fea.pdf | [14 empty] | N | No
PJM |  |  | 9/30/2020 | [7 empty] | Solar; Storage |  |  |  | 500 |  |  |  |  | 500 | [7 empty] | Montgomery | MD |  |  | Dickerson 230 kV |  | 6/1/2024 |  | Document Posted | Document Posted | In Progress |  |  |  |  | PEPCO | [23 empty] | AG1-483 - moved to TC1 | [5 empty] | Generation Interconnection | [7 empty] | Active | 500 |  | Capacity |  |  |  | https://www.pjm.com/pub/planning/project-queues/feas_docs/ag1483_fea.pdf | https://www.pjm.com/pub/planning/project-queues/impact_studies/ag1483_imp.pdf | [13 empty] | N | No
PJM |  |  | 9/30/2020 | [7 empty] | Storage |  |  |  | 55 |  |  |  |  | 55 | [7 empty] | Allegheny | PA |  |  | Brunot Island 138 kV |  | 6/1/2024 |  | Document Posted | Document Posted | In Progress |  |  |  |  | DL | [23 empty] | AG1-485 | [5 empty] | Generation Interconnection | [7 empty] | Active | 55 |  | Capacity |  |  |  | https://www.pjm.com/pub/planning/project-queues/feas_docs/ag1485_fea.pdf | https://www.pjm.com/pub/planning/project-queues/impact_studies/ag1485_imp.pdf | [13 empty] | N | No
PJM |  |  | 9/30/2020 | [7 empty] | Storage |  |  |  | 15 |  |  |  |  | 15 | [7 empty] | Adams | PA |  |  | Orrtanna 115 kV |  | 6/1/2024 |  | Document Posted | Document Posted | In Progress |  |  |  |  | ME | [23 empty] | AG1-486 | [5 empty] | Generation Interconnection | [7 empty] | Active | 15 |  | Capacity |  |  |  | https://www.pjm.com/pub/planning/project-queues/feas_docs/ag1486_fea.pdf | https://www.pjm.com/pub/planning/project-queues/impact_studies/ag1486_imp.pdf | [13 empty] | N | No
PJM |  |  | 9/30/2020 | [7 empty] | Solar; Storage |  |  |  | 20 |  |  |  |  | 20 | [7 empty] | Hunterdon | NJ |  |  | Gilbert 230 kV |  | 6/1/2024 |  | Document Posted | Document Posted | In Progress |  |  |  |  | JCPL | [23 empty] | AG1-487 | [5 empty] | Generation Interconnection | [7 empty] | Active | 20 |  | Capacity |  |  |  | https://www.pjm.com/pub/planning/project-queues/feas_docs/ag1487_fea.pdf | https://www.pjm.com/pub/planning/project-queues/impact_studies/ag1487_imp.htm | [13 empty] | N | No
PJM |  |  | 9/30/2020 | [7 empty] | Solar; Storage |  |  |  | 145 |  |  |  |  | 175 | [7 empty] | Lawrence | PA |  |  | McClelland-Hoytdale 345 kV |  | 6/1/2023 |  | Document Posted | Document Posted | In Progress |  |  |  |  | ATSI | [23 empty] | AG1-489 | [5 empty] | Generation Interconnection | [7 empty] | Active | 175 |  | Capacity |  |  |  | https://www.pjm.com/pub/planning/project-queues/feas_docs/ag1489_fea.pdf | https://www.pjm.com/pub/planning/project-queues/impact_studies/ag1489_imp.pdf | [13 empty] | N | No
PJM |  |  | 9/30/2020 | [7 empty] | Storage |  |  |  | 20 |  |  |  |  | 50 | [7 empty] | Amherst | VA |  |  | Boxwood-Riverville 138 kV |  | 12/1/2023 |  | Document Posted | In Progress | [5 empty] | AEP | [23 empty] | AG1-494 - moved to TC1 | [5 empty] | Generation Interconnection | [7 empty] | Active | 50 |  | Capacity |  |  |  | https://www.pjm.com/pub/planning/project-queues/feas_docs/ag1494_fea.pdf | [14 empty] | N | No
PJM | Ridge Road Solar Farm |  | 9/30/2020 | [7 empty] | Solar |  |  |  | 8.316 |  |  |  |  | 19.8 | [7 empty] | Hunterdon | NJ |  |  | Gilbert-Rocktown 34.5 kV |  | 12/17/2021 |  | Document Posted | Document Posted | Document Posted |  |  |  |  | JCPL | [23 empty] | AG1-495 | [5 empty] | Generation Interconnection | [7 empty] | Active | 19.8 |  | Capacity |  |  |  | https://www.pjm.com/pub/planning/project-queues/feas_docs/ag1495_fea.pdf | https://www.pjm.com/pub/planning/project-queues/impact_studies/ag1495_imp.htm | https://www.pjm.com/pub/planning/project-queues/facilities/ag1495_fac.pdf | [12 empty] | N | No
PJM |  |  | 9/30/2020 | [7 empty] | Solar; Storage |  |  |  | 84 |  |  |  |  | 120 | [7 empty] | Kent | DE |  |  | Cartanza 230 kV |  | 6/30/2023 |  | Document Posted | Document Posted | In Progress |  |  |  |  | DPL | [23 empty] | AG1-497 - moved to TC1 | [5 empty] | Generation Interconnection | [7 empty] | Active | 120 |  | Capacity |  |  |  | https://www.pjm.com/pub/planning/project-queues/feas_docs/ag1497_fea.pdf | https://www.pjm.com/pub/planning/project-queues/impact_studies/ag1497_imp.pdf | [13 empty] | N | No
PJM | Esky Solar Project |  | 9/30/2020 | [7 empty] | Solar |  |  |  | 6 |  |  |  |  | 10 | [7 empty] | Gloucester | NJ |  |  | Lambs 12.47 kV |  | 6/1/2024 |  | Document Posted | Document Posted | Not Required |  | Wholesale Market Participation Agreement |  |  | AEC | [23 empty] | AG1-499 | [5 empty] | Generation Interconnection | [7 empty] | Under Construction | 10 |  | Capacity |  |  |  | https://www.pjm.com/pub/planning/project-queues/feas_docs/ag1499_fea.pdf | https://www.pjm.com/pub/planning/project-queues/impact_studies/ag1499_imp.pdf |  |  | https://www.pjm.com/pub/planning/project-queues/wmpa/ag1499_wmpa.pdf | https://www.pjm.com/pub/planning/project-queues/csa/ag1499_wmpa.pdf | Not Required |  |  |  |  | 11/30/2024 |  | 6/1/2024 |  | N | No
PJM |  |  | 9/30/2020 | [7 empty] | Natural Gas |  |  |  | 385.5 |  |  |  |  | 406.4 | [7 empty] | Lorain | OH |  |  | Beaver 345 kV |  | 10/1/2022 |  | Document Posted | In Progress | [5 empty] | ATSI | [23 empty] | AG1-500 | [5 empty] | Generation Interconnection | [7 empty] | Active | 784.6 |  | Capacity |  |  |  | https://www.pjm.com/pub/planning/project-queues/feas_docs/ag1500_fea.pdf | [14 empty] | N | No
PJM |  |  | 9/30/2020 | [7 empty] | Natural Gas |  |  |  | 10 |  |  |  |  | 11.3 | [7 empty] | Lorain | OH |  |  | Beaver 138 kV |  | 10/1/2022 |  | Document Posted | Document Posted | In Progress |  |  |  |  | ATSI | [23 empty] | AG1-501 | [5 empty] | Generation Interconnection | [7 empty] | Active | 106.5 |  | Capacity |  |  |  | https://www.pjm.com/pub/planning/project-queues/feas_docs/ag1501_fea.pdf | https://www.pjm.com/pub/planning/project-queues/impact_studies/ag1501_imp.pdf | [13 empty] | N | No
PJM |  |  | 9/30/2020 | [7 empty] | Solar; Storage |  |  |  | 64 |  |  |  |  | 80 | [7 empty] | Orange | VA |  |  | Oak Green 115 kV |  | 6/30/2023 |  | Document Posted | In Progress | [5 empty] | Dominion | [23 empty] | AG1-502 | [5 empty] | Generation Interconnection | [7 empty] | Active | 80 |  | Capacity |  |  |  | https://www.pjm.com/pub/planning/project-queues/feas_docs/ag1502_fea.pdf | [14 empty] | N | No
PJM |  |  | 9/30/2020 | [7 empty] | Solar; Storage |  |  |  | 16 |  |  |  |  | 20 | [7 empty] | Orange | VA |  |  | Oak Green 115 kV |  | 6/30/2023 |  | Document Posted | In Progress | [5 empty] | Dominion | [23 empty] | AG1-503 | [5 empty] | Generation Interconnection | [7 empty] | Active | 20 |  | Capacity |  |  |  | https://www.pjm.com/pub/planning/project-queues/feas_docs/ag1503_fea.pdf | [14 empty] | N | No
PJM |  |  | 9/30/2020 | [7 empty] | Wind |  |  |  | 9.3 |  |  |  |  | 63.3 | [7 empty] | Grayson | VA |  |  | Point Lookout 69 kV |  | 3/1/2025 |  | Document Posted | Document Posted | In Progress |  |  |  |  | AEP | [23 empty] | AG1-508 | [5 empty] | Generation Interconnection | [7 empty] | Active | 63.3 |  | Capacity |  |  |  | https://www.pjm.com/pub/planning/project-queues/feas_docs/ag1508_fea.pdf | https://www.pjm.com/pub/planning/project-queues/impact_studies/ag1508_imp.pdf | [13 empty] | N | No
PJM |  |  | 9/30/2020 | [7 empty] | Solar; Storage |  |  |  | 12 |  |  |  |  | 20 | [7 empty] | Warren | NJ |  |  | Kittatinny-Blairstown 34.5 kV |  | 6/1/2024 |  | Document Posted | Document Posted | Document Posted |  |  |  |  | JCPL | [23 empty] | AG1-510 | [5 empty] | Generation Interconnection | [7 empty] | Active | 20 |  | Capacity |  |  |  | https://www.pjm.com/pub/planning/project-queues/feas_docs/ag1510_fea.pdf | https://www.pjm.com/pub/planning/project-queues/impact_studies/ag1510_imp.htm | https://www.pjm.com/pub/planning/project-queues/facilities/ag1510_fac.pdf | [12 empty] | N | No
PJM |  |  | 9/30/2020 | [7 empty] | Solar; Storage |  |  |  | 30 |  |  |  |  | 50 | [7 empty] | Warren | NJ |  |  | Kittatinny 230 kV |  | 6/1/2024 |  | Document Posted | Document Posted | In Progress |  |  |  |  | JCPL | [23 empty] | AG1-511 | [5 empty] | Generation Interconnection | [7 empty] | Active | 50 |  | Capacity |  |  |  | https://www.pjm.com/pub/planning/project-queues/feas_docs/ag1511_fea.pdf | https://www.pjm.com/pub/planning/project-queues/impact_studies/ag1511_imp.htm | [13 empty] | N | No
PJM |  |  | 9/30/2020 | [7 empty] | Storage |  |  |  | 16 |  |  |  |  | 40 | [7 empty] | Will | IL |  |  | University Park North 345 kV |  | 6/1/2024 |  | Document Posted | Document Posted | In Progress |  |  |  |  | ComEd | [23 empty] | AG1-512 | [5 empty] | Generation Interconnection | [7 empty] | Active | 646 |  | Capacity |  |  |  | https://www.pjm.com/pub/planning/project-queues/feas_docs/ag1512_fea.pdf | https://www.pjm.com/pub/planning/project-queues/impact_studies/ag1512_imp.pdf | [13 empty] | N | No
PJM |  |  | 9/30/2020 | [7 empty] | Storage |  |  |  | 4 |  |  |  |  | 10 | [7 empty] | Allegheny | PA |  |  | Springdale CT III 138 kV |  | 6/1/2024 |  | Document Posted | Document Posted | In Progress |  |  |  |  | APS | [23 empty] | AG1-514 | [5 empty] | Generation Interconnection | [7 empty] | Active | 106 |  | Capacity |  |  |  | https://www.pjm.com/pub/planning/project-queues/feas_docs/ag1514_fea.pdf | https://www.pjm.com/pub/planning/project-queues/impact_studies/ag1514_imp.pdf | [13 empty] | N | No
PJM |  |  | 9/30/2020 | [7 empty] | Storage |  |  |  | 4 |  |  |  |  | 10 | [7 empty] | Franklin | PA |  |  | Guilford 138 kV |  | 6/1/2024 |  | Document Posted | Document Posted | In Progress |  |  |  |  | APS | [23 empty] | AG1-515 | [5 empty] | Generation Interconnection | [7 empty] | Active | 110 |  | Capacity |  |  |  | https://www.pjm.com/pub/planning/project-queues/feas_docs/ag1515_fea.pdf | https://www.pjm.com/pub/planning/project-queues/impact_studies/ag1515_imp.pdf | [13 empty] | N | No
PJM |  |  | 9/30/2020 | [7 empty] | Storage |  |  |  | 4 |  |  |  |  | 10 | [7 empty] | Fayette | PA |  |  | Gans 138 kV |  | 6/1/2024 |  | Document Posted | Document Posted | In Progress |  |  |  |  | APS | [23 empty] | AG1-516 | [5 empty] | Generation Interconnection | [7 empty] | Active | 106 |  | Capacity |  |  |  | https://www.pjm.com/pub/planning/project-queues/feas_docs/ag1516_fea.pdf | https://www.pjm.com/pub/planning/project-queues/impact_studies/ag1516_imp.pdf | [13 empty] | N | No
PJM |  |  | 9/30/2020 | [7 empty] | Natural Gas |  |  |  | 50 |  |  |  |  | 50 | [7 empty] | Monongalia | WV |  |  | Osage 138 kV |  | 4/1/2022 |  | Document Posted | Document Posted | In Progress |  |  |  |  | APS | [23 empty] | AG1-517 | [5 empty] | Generation Interconnection | [7 empty] | Active | 50 |  | Capacity |  |  |  | https://www.pjm.com/pub/planning/project-queues/feas_docs/ag1517_fea.pdf | https://www.pjm.com/pub/planning/project-queues/impact_studies/ag1517_imp.pdf | [13 empty] | N | No
PJM |  |  | 9/30/2020 | [7 empty] | Solar |  |  |  | 180 |  |  |  |  | 300 | [7 empty] | Sullivan | IN |  |  | Sullivan-Rockport 765 kV |  | 6/1/2023 |  | Document Posted | In Progress | [5 empty] | AEP | [23 empty] | AG1-522 - moved to TC1 | [5 empty] | Generation Interconnection | [7 empty] | Active | 300 |  | Capacity |  |  |  | https://www.pjm.com/pub/planning/project-queues/feas_docs/ag1522_fea.pdf | [14 empty] | N | No
PJM |  |  | 9/30/2020 | [7 empty] | Solar |  |  |  | 180 |  |  |  |  | 300 | [7 empty] | Sullivan | IN |  |  | Sullivan-Rockport 765 kV |  | 6/1/2023 |  | Document Posted | In Progress | [5 empty] | AEP | [23 empty] | AG1-523 - moved to TC1 | [5 empty] | Generation Interconnection | [7 empty] | Active | 600 |  | Capacity |  |  |  | https://www.pjm.com/pub/planning/project-queues/feas_docs/ag1523_fea.pdf | [14 empty] | N | No
PJM |  |  | 9/30/2020 | [7 empty] | Solar |  |  |  | 180 |  |  |  |  | 300 | [7 empty] | Sullivan | IN |  |  | Sullivan-Rockport 765 kV |  | 6/1/2023 |  | Document Posted | In Progress | [5 empty] | AEP | [23 empty] | AG1-524 - moved to TC1 | [5 empty] | Generation Interconnection | [7 empty] | Active | 900 |  | Capacity |  |  |  | https://www.pjm.com/pub/planning/project-queues/feas_docs/ag1524_fea.pdf | [14 empty] | N | No
PJM |  |  | 9/30/2020 | [7 empty] | Solar |  |  |  | 180 |  |  |  |  | 300 | [7 empty] | Sullivan | IN |  |  | Sullivan-Rockport 765 kV |  | 6/1/2023 |  | Document Posted | In Progress | [5 empty] | AEP | [23 empty] | AG1-525 - moved to TC1 | [5 empty] | Generation Interconnection | [7 empty] | Active | 1200 |  | Capacity |  |  |  | https://www.pjm.com/pub/planning/project-queues/feas_docs/ag1525_fea.pdf | [14 empty] | N | No
PJM |  |  | 9/30/2020 | [7 empty] | Solar |  |  |  | 133.2 |  |  |  |  | 222 | [7 empty] | Garrard | KY |  |  | West Garrard 345 kV |  | 6/1/2023 |  | Document Posted | In Progress | [5 empty] | EKPC | [23 empty] | AG1-526 - moved to TC1 | [5 empty] | Generation Interconnection | [7 empty] | Active | 222 |  | Capacity |  |  |  | https://www.pjm.com/pub/planning/project-queues/feas_docs/ag1526_fea.pdf | [14 empty] | N | No
PJM |  |  | 9/30/2020 | [7 empty] | Solar |  |  |  | 129 |  |  |  |  | 215 | [7 empty] | Allegheny | PA |  |  | Imperial-Joffre 138 kV |  | 6/1/2023 |  | Document Posted | Document Posted | In Progress |  |  |  |  | APS | [23 empty] | AG1-527 | [5 empty] | Generation Interconnection | [7 empty] | Active | 215 |  | Capacity |  |  |  | https://www.pjm.com/pub/planning/project-queues/feas_docs/ag1527_fea.pdf | https://www.pjm.com/pub/planning/project-queues/impact_studies/ag1527_imp.pdf | [13 empty] | N | No
PJM |  |  | 9/30/2020 | [7 empty] | Solar |  |  |  | 135 |  |  |  |  | 225 | [8 empty] | WV |  |  | Tenmile 138 kV |  | 6/1/2023 |  | Document Posted | Document Posted | In Progress |  |  |  |  | AEP | [23 empty] | AG1-528 | [5 empty] | Generation Interconnection | [7 empty] | Active | 225 |  | Capacity |  |  |  | https://www.pjm.com/pub/planning/project-queues/feas_docs/ag1528_fea.pdf | https://www.pjm.com/pub/planning/project-queues/impact_studies/ag1528_imp.pdf | [13 empty] | N | No
PJM |  |  | 9/30/2020 | [7 empty] | Solar |  |  |  | 48.9 |  |  |  |  | 75 | [7 empty] | Sussex | DE |  |  | Farmview 138 kV |  | 12/31/2023 |  | Document Posted | Document Posted | In Progress |  |  |  |  | DPL | [23 empty] | AG1-529 - moved to TC1 | [5 empty] | Generation Interconnection | [7 empty] | Active | 75 |  | Capacity |  |  |  | https://www.pjm.com/pub/planning/project-queues/feas_docs/ag1529_fea.pdf | https://www.pjm.com/pub/planning/project-queues/impact_studies/ag1_529_imp.pdf | [13 empty] | N | No
PJM | Fields 2 |  | 9/30/2020 | [7 empty] | Solar |  |  |  | 8.1 |  |  |  |  | 13.5 | [7 empty] | Greensville | VA |  |  | Fields 34.5 kV |  | 9/29/2027 |  | Document Posted | Document Posted | Not Required |  | Wholesale Market Participation Agreement |  |  | Dominion | [23 empty] | AG1-532 | [5 empty] | Generation Interconnection | [7 empty] | Engineering and Procurement | 13.5 |  | Capacity |  |  |  | https://www.pjm.com/pub/planning/project-queues/feas_docs/ag1532_fea.pdf | https://www.pjm.com/pub/planning/project-queues/impact_studies/ag1532_imp.pdf |  |  | https://www.pjm.com/pub/planning/project-queues/wmpa/ag1532_wmpa.pdf | https://www.pjm.com/pub/planning/project-queues/csa/ag1532_wmpa.pdf | Not Required | [6 empty] | 9/29/2027 |  | N | No
PJM |  |  | 9/30/2020 | [7 empty] | Solar |  |  |  | 24 |  |  |  |  | 40 | [7 empty] | Frederick | VA |  |  | Bartonsville-Meadowbrook 138 kV IV |  | 12/12/2023 |  | Document Posted | Document Posted | In Progress |  |  |  |  | APS | [23 empty] | AG1-533 | [5 empty] | Generation Interconnection | [7 empty] | Active | 170 |  | Capacity |  |  |  | https://www.pjm.com/pub/planning/project-queues/feas_docs/ag1533_fea.pdf | https://www.pjm.com/pub/planning/project-queues/impact_studies/ag1533_imp.pdf | [13 empty] | N | No
PJM |  |  | 9/30/2020 | [7 empty] | Storage |  |  |  | 85 |  |  |  |  | 85 | [7 empty] | Cook | IL |  |  | State Line-S. Chicago Properties 138 kV |  | 6/1/2023 |  | Document Posted | Document Posted | In Progress |  |  |  |  | ComEd | [23 empty] | AG1-535 - moved to TC1 | [5 empty] | Generation Interconnection | [7 empty] | Active | 85 |  | Capacity |  |  |  | https://www.pjm.com/pub/planning/project-queues/feas_docs/ag1535_fea.pdf | https://www.pjm.com/pub/planning/project-queues/impact_studies/ag1535_imp.pdf | [13 empty] | N | No
PJM |  |  | 9/30/2020 | [7 empty] | Storage |  |  |  | 32 |  |  |  |  | 75 | [7 empty] | Richmond | VA |  |  | Garner-Northern Neck 115 kV |  | 10/1/2024 |  | Document Posted | In Progress | [5 empty] | Dominion | [23 empty] | AG1-536 - moved to TC1 | [5 empty] | Generation Interconnection | [7 empty] | Active | 75 |  | Capacity |  |  |  | https://www.pjm.com/pub/planning/project-queues/feas_docs/ag1536_fea.pdf | [14 empty] | N | No
PJM |  |  | 9/30/2020 | [7 empty] | Storage |  |  |  | 32 |  |  |  |  | 75 | [7 empty] | Augusta | VA |  |  | Barterbrook-Stuarts Draft 115 kV |  | 10/1/2024 |  | Document Posted | Document Posted | In Progress |  |  |  |  | Dominion | [23 empty] | AG1-537 - moved to TC1 | [5 empty] | Generation Interconnection | [7 empty] | Active | 75 |  | Capacity |  |  |  | https://www.pjm.com/pub/planning/project-queues/feas_docs/ag1537_fea.pdf | https://www.pjm.com/pub/planning/project-queues/impact_studies/ag1537_imp.pdf | [13 empty] | N | No
PJM |  |  | 9/30/2020 | [7 empty] | Solar; Storage |  |  |  | 115 |  |  |  |  | 150 | [7 empty] | Erie | PA |  |  | Erie South-Union City 115 kV |  | 10/31/2022 |  | Document Posted | In Progress | [5 empty] | PENELEC | [23 empty] | AG1-548 - moved to TC1 | [5 empty] | Generation Interconnection | [7 empty] | Active | 150 |  | Capacity |  |  |  | https://www.pjm.com/pub/planning/project-queues/feas_docs/ag1548_fea.pdf | [14 empty] | N | No
PJM |  |  | 9/30/2020 | [7 empty] | Solar; Storage |  |  |  | 85 |  |  |  |  | 100 | [7 empty] | Armstrong | PA |  |  | Keystone 230 kV |  | 10/31/2022 |  | Document Posted | In Progress | [5 empty] | PENELEC | [23 empty] | AG1-549 - moved to TC1 | [5 empty] | Generation Interconnection | [7 empty] | Active | 100 |  | Capacity |  |  |  | https://www.pjm.com/pub/planning/project-queues/feas_docs/ag1549_fea.pdf | [14 empty] | N | No
PJM |  |  | 9/30/2020 | [7 empty] | Solar |  |  |  | 13.1 |  |  |  |  | 20 | [7 empty] | Martin | NC |  |  | Parmele 12.5 kV |  | 10/15/2023 |  | Document Posted | Document Posted | In Progress |  |  |  |  | Dominion | [23 empty] | AG1-551 - moved to TC1 | [5 empty] | Generation Interconnection | [7 empty] | Active | 20 |  | Capacity |  |  |  | https://www.pjm.com/pub/planning/project-queues/feas_docs/ag1551_fea.pdf | https://www.pjm.com/pub/planning/project-queues/impact_studies/ag1551_imp.pdf | [13 empty] | N | No
PJM |  |  | 9/30/2020 | [7 empty] | Solar |  |  |  | 12.2 |  |  |  |  | 18 | [7 empty] | Northhampton | NC |  |  | Carolina 13.2 kV |  | 10/15/2023 |  | Document Posted | In Progress | [5 empty] | Dominion | [23 empty] | AG1-552 - moved to TC1 | [5 empty] | Generation Interconnection | [7 empty] | Active | 18 |  | Capacity |  |  |  | https://www.pjm.com/pub/planning/project-queues/feas_docs/ag1552_fea.pdf | [14 empty] | N | No
PJM |  |  | 9/30/2020 | [7 empty] | Solar; Storage |  |  |  | 236.4 |  |  |  |  | 284 | [7 empty] | Rock Island | IL |  |  | Cordova 345 kV |  | 12/29/2023 |  | Document Posted | In Progress | [5 empty] | ComEd | [23 empty] | AG1-553 - moved to TC1 | [5 empty] | Generation Interconnection | [7 empty] | Active | 284 |  | Capacity |  |  |  | https://www.pjm.com/pub/planning/project-queues/feas_docs/ag1553_fea.pdf | [14 empty] | N | No
PJM |  |  | 9/30/2020 | [7 empty] | Solar |  |  |  | 32.7 |  |  |  |  | 49.99 | [7 empty] | Hardin | OH |  |  | South Kenton 138 kV |  | 10/31/2023 |  | Document Posted | Document Posted | In Progress |  |  |  |  | AEP | [23 empty] | AG1-554 | [5 empty] | Generation Interconnection | [7 empty] | Active | 49.99 |  | Capacity |  |  |  | https://www.pjm.com/pub/planning/project-queues/feas_docs/ag1554_fea.pdf | https://www.pjm.com/pub/planning/project-queues/impact_studies/ag1554_imp.pdf | [13 empty] | N | No
PJM |  |  | 9/30/2020 | [7 empty] | Solar; Storage |  |  |  | 88.4 |  |  |  |  | 120 | [7 empty] | Tippecance | IN |  |  | Dequine 345 kV |  | 6/1/2024 |  | Document Posted | Document Posted | In Progress |  |  |  |  | AEP | [23 empty] | AG1-555 | [5 empty] | Generation Interconnection | [7 empty] | Active | 120 |  | Capacity |  |  |  | https://www.pjm.com/pub/planning/project-queues/feas_docs/ag1555_fea.pdf | https://www.pjm.com/pub/planning/project-queues/impact_studies/ag1555_imp.pdf | [13 empty] | N | No
PJM |  |  | 9/30/2020 | [7 empty] | Solar; Storage |  |  |  | 13.3 |  |  |  |  | 20 | [7 empty] | Louisa | VA |  |  | Buckner 34.5 kV |  | 10/21/2022 |  | Document Posted | Document Posted | Not Required |  |  |  |  | Dominion | [23 empty] | AG1-558 | [5 empty] | Generation Interconnection | [7 empty] | Active | 20 |  | Capacity |  |  |  | https://www.pjm.com/pub/planning/project-queues/feas_docs/ag1558_fea.pdf | https://www.pjm.com/pub/planning/project-queues/impact_studies/ag1558_imp.pdf |  |  |  |  | Not Required | [8 empty] | N | No
PJM |  |  | 9/30/2020 | [7 empty] | Solar; Storage |  |  |  | 13.3 |  |  |  |  | 20 | [7 empty] | Hanover | VA |  |  | Caroline Pines 22 kV |  | 10/21/2022 |  | Document Posted | In Progress | [5 empty] | Dominion | [23 empty] | AG1-559 | [5 empty] | Generation Interconnection | [7 empty] | Active | 20 |  | Capacity |  |  |  | https://www.pjm.com/pub/planning/project-queues/feas_docs/ag1559_fea.pdf | [5 empty] | Not Required | [8 empty] | N | No
PJM |  |  | 9/30/2020 | [7 empty] | Solar |  |  |  | 150 |  |  |  |  | 250 | [7 empty] | Hardin | OH |  |  | Marysville-Gunn Road 345 kV |  | 12/4/2023 |  | Document Posted | Document Posted | In Progress |  |  |  |  | AEP | [23 empty] | AG1-562 | [5 empty] | Generation Interconnection | [7 empty] | Active | 250 |  | Capacity |  |  |  | https://www.pjm.com/pub/planning/project-queues/feas_docs/ag1562_fea.pdf | https://www.pjm.com/pub/planning/project-queues/impact_studies/ag1562_imp.pdf | [13 empty] | N | No
PJM |  |  | 10/1/2020 | [7 empty] | Solar |  |  |  | 12 |  |  |  |  | 20 | [7 empty] | Essex | VA |  |  | St. Johns DP 115 kV |  | 9/30/2022 |  | In Progress | [6 empty] | Dominion | [23 empty] | AG2-001 | [5 empty] | Generation Interconnection | [7 empty] | Active | 20 |  | Capacity | [18 empty] | N | No
PJM |  |  | 10/2/2020 | [7 empty] | Solar |  |  |  | 8.4 |  |  |  |  | 20 | [7 empty] | Morrow | OH |  |  | Galion 138 kV III |  | 12/31/2023 |  | In Progress | [6 empty] | ATSI | [23 empty] | AG2-002 | [5 empty] | Generation Interconnection | [7 empty] | Active | 164 |  | Capacity | [18 empty] | N | No
PJM |  |  | 10/2/2020 | [7 empty] | Solar |  |  |  | 8.4 |  |  |  |  | 20 | [7 empty] | Fairfield | OH |  |  | West Millersport 138 kV |  | 12/31/2023 |  | In Progress | [6 empty] | AEP | [23 empty] | AG2-003 | [5 empty] | Generation Interconnection | [7 empty] | Active | 120 |  | Capacity | [18 empty] | N | No
PJM |  |  | 10/2/2020 | [7 empty] | Solar |  |  |  | 8.4 |  |  |  |  | 20 | [7 empty] | Champaign | OH |  |  | East Sidney-Quincy 138 kV |  | 11/30/2021 |  | In Progress | [6 empty] | Dayton | [23 empty] | AG2-004 | [5 empty] | Generation Interconnection | [7 empty] | Active | 164 |  | Capacity | [18 empty] | N | No
PJM |  |  | 10/2/2020 | [7 empty] | Solar |  |  |  | 8.4 |  |  |  |  | 20 | [7 empty] | Lancaster | VA |  |  | Garner-Lancaster 115 kV |  | 12/31/2022 |  | In Progress | [6 empty] | Dominion | [23 empty] | AG2-005 | [5 empty] | Generation Interconnection | [7 empty] | Active | 196 |  | Capacity | [18 empty] | N | No
PJM |  |  | 10/2/2020 | [7 empty] | Solar |  |  |  | 21 |  |  |  |  | 50 | [7 empty] | Licking | OH |  |  | Centerburg-Conesville 138 kV |  | 10/31/2023 |  | In Progress | [6 empty] | AEP | [23 empty] | AG2-006 | [5 empty] | Generation Interconnection | [7 empty] | Active | 177.5 |  | Capacity | [18 empty] | N | No
PJM |  |  | 10/8/2020 | [7 empty] | Solar |  |  |  | 40.2 |  |  |  |  | 60 | [7 empty] | Erie | PA |  |  | Erie South-Warren 230 kV |  | 3/30/2023 |  | In Progress | [6 empty] | PENELEC | [23 empty] | AG2-008 | [5 empty] | Generation Interconnection | [7 empty] | Active | 60 |  | Capacity | [18 empty] | N | No
PJM |  |  | 10/8/2020 | [7 empty] | Solar |  |  |  | 12.9 |  |  |  |  | 20 | [7 empty] | Erie | PA |  |  | Erie South-Warren 230 kV II |  | 3/30/2023 |  | In Progress | [6 empty] | PENELEC | [23 empty] | AG2-009 | [5 empty] | Generation Interconnection | [7 empty] | Active | 80 |  | Capacity | [18 empty] | N | No
PJM |  |  | 10/9/2020 | [7 empty] | Storage |  |  |  | 75.96 |  |  |  |  | 189.8 | [7 empty] | City of Hampton | VA |  |  | Peninsula 115 kV |  | 1/1/2023 |  | In Progress | [6 empty] | Dominion | [23 empty] | AG2-010 | [5 empty] | Generation Interconnection | [7 empty] | Active | 189.8 |  | Capacity | [18 empty] | N | No
PJM |  |  | 10/13/2020 | [7 empty] | Storage |  |  |  | 34.2 |  |  |  |  | 56.3 | [7 empty] | Barbour | WV |  |  | Laurel Mountain 138 kV |  | 4/1/2024 |  | In Progress | [6 empty] | APS | [23 empty] | AG2-011 | [5 empty] | Generation Interconnection | [7 empty] | Active | 56.3 |  | Capacity | [18 empty] | N | No
PJM |  |  | 10/16/2020 | [7 empty] | Solar |  |  |  | 84 |  |  |  |  | 200 | [7 empty] | Logan | OH |  |  | Marysville-Sorenson 765 kV |  | 12/31/2023 |  | In Progress | [6 empty] | AEP | [23 empty] | AG2-013 | [5 empty] | Generation Interconnection | [7 empty] | Active | 1300 |  | Capacity | [18 empty] | N | No
PJM |  |  | 10/19/2020 | [7 empty] | Storage |  |  |  | 20 |  |  |  |  | 50 | [7 empty] | White | IN |  |  | Meadow Lake 345 kV |  | 10/31/2023 |  | In Progress | [6 empty] | AEP | [23 empty] | AG2-014 | [5 empty] | Generation Interconnection | [7 empty] | Active | 50 |  | Capacity | [18 empty] | N | No
PJM |  |  | 10/20/2020 | [7 empty] | Solar |  |  |  | 8.316 |  |  |  |  | 19.8 | [7 empty] | Ocean | NJ |  |  | Oyster Creek-Whitings 34.5 kV |  | 12/17/2021 |  | In Progress | [6 empty] | JCPL | [23 empty] | AG2-016 | [5 empty] | Generation Interconnection | [7 empty] | Active | 19.8 |  | Capacity | [18 empty] | N | No
PJM |  |  | 10/23/2020 | [7 empty] | Storage |  |  |  | 6 |  |  |  |  | 15 | [7 empty] | Mecklenburg | VA |  |  | Chase City 12.5 kV |  | 12/30/2022 |  | In Progress | [6 empty] | Dominion | [23 empty] | AG2-019 | [5 empty] | Generation Interconnection | [7 empty] | Active | 15 |  | Capacity | [18 empty] | N | No
PJM |  |  | 10/23/2020 | [7 empty] | Storage |  |  |  | 2.8 |  |  |  |  | 7 | [7 empty] | King George | VA |  |  | Arnolds Corner 34.5 kV |  | 12/30/2022 |  | In Progress | [6 empty] | Dominion | [23 empty] | AG2-020 | [5 empty] | Generation Interconnection | [7 empty] | Active | 7 |  | Capacity | [18 empty] | N | No
PJM |  |  | 10/23/2020 | [7 empty] | Solar |  |  |  | 2.1 |  |  |  |  | 3 | [7 empty] | York | PA |  |  | Crossroads 13.2 kV |  | 12/15/2021 |  | In Progress | [6 empty] | ME | [23 empty] | AG2-021 | [5 empty] | Generation Interconnection | [7 empty] | Active | 3 |  | Capacity | [18 empty] | N | No
PJM |  |  | 10/23/2020 | [7 empty] | Solar |  |  |  | 2 |  |  |  |  | 3 | [7 empty] | Dauphin | PA |  |  | Ebenezer 12.47 kV |  | 12/15/2021 |  | In Progress | [6 empty] | PPL | [23 empty] | AG2-022 | [5 empty] | Generation Interconnection | [7 empty] | Active | 3 |  | Capacity | [18 empty] | N | No
PJM |  |  | 10/23/2020 | [7 empty] | Solar |  |  |  | 2 |  |  |  |  | 3 | [7 empty] | Cumberland | PA |  |  | Mechanicsburg 12.47 kV |  | 12/15/2021 |  | In Progress | [6 empty] | PPL | [23 empty] | AG2-023 | [5 empty] | Generation Interconnection | [7 empty] | Active | 3 |  | Capacity | [18 empty] | N | No
PJM |  |  | 10/23/2020 | [7 empty] | Solar |  |  |  | 2.1 |  |  |  |  | 3 | [7 empty] | Cumberland | PA |  |  | Allen 13.2 kV |  | 12/15/2021 |  | In Progress | [6 empty] | ME | [23 empty] | AG2-024 | [5 empty] | Generation Interconnection | [7 empty] | Active | 3 |  | Capacity | [18 empty] | N | No
PJM |  |  | 10/23/2020 | [7 empty] | Solar |  |  |  | 2.1 |  |  |  |  | 3 | [7 empty] | Cumberland | PA |  |  | Mountain 13.2 kV |  | 12/15/2021 |  | In Progress | [6 empty] | ME | [23 empty] | AG2-025 | [5 empty] | Generation Interconnection | [7 empty] | Active | 3 |  | Capacity | [18 empty] | N | No
PJM |  |  | 10/23/2020 | [7 empty] | Solar |  |  |  | 2.1 |  |  |  |  | 3 | [7 empty] | Berks | PA |  |  | Leesport 34.5 kV |  | 12/15/2021 |  | In Progress | [6 empty] | ME | [23 empty] | AG2-026 | [5 empty] | Generation Interconnection | [7 empty] | Active | 3 |  | Capacity | [18 empty] | N | No
PJM |  |  | 10/23/2020 | [7 empty] | Solar |  |  |  | 2.1 |  |  |  |  | 3 | [7 empty] | Adams | PA |  |  | Orrtanna 13.2 kV |  | 12/15/2021 |  | In Progress | [6 empty] | ME | [23 empty] | AG2-027 | [5 empty] | Generation Interconnection | [7 empty] | Active | 3 |  | Capacity | [18 empty] | N | No
PJM |  |  | 10/23/2020 | [7 empty] | Solar |  |  |  | 2.1 |  |  |  |  | 3 | [7 empty] | Adams | PA |  |  | Lincoln 13.2 kV |  | 12/15/2021 |  | In Progress | [6 empty] | ME | [23 empty] | AG2-028 | [5 empty] | Generation Interconnection | [7 empty] | Active | 3 |  | Capacity | [18 empty] | N | No
PJM |  |  | 10/23/2020 | [7 empty] | Solar |  |  |  | 221.3 |  |  |  |  | 300 | [7 empty] | Noble | IN |  |  | Forest G. Hipple-Collingwood 345 kV |  | 6/1/2024 |  | In Progress | [6 empty] | AEP | [23 empty] | AG2-029 | [5 empty] | Generation Interconnection | [7 empty] | Active | 300 |  | Capacity | [18 empty] | N | No
PJM |  |  | 10/30/2020 | [7 empty] | Solar |  |  |  | 22.4 |  |  |  |  | 30.2 | [7 empty] | Stark | OH |  |  | East Canton-Robertsville 69 kV |  | 1/1/2023 |  | In Progress | [6 empty] | AEP | [23 empty] | AG2-031 | [5 empty] | Generation Interconnection | [7 empty] | Active | 49.9 |  | Capacity | [18 empty] | N | No
PJM |  |  | 10/30/2020 | [7 empty] | Solar; Storage |  |  |  | 40 |  |  |  |  | 60 | [7 empty] | Salem | NJ |  |  | Mannington 230 kV |  | 12/31/2023 |  | In Progress | [6 empty] | AEC | [23 empty] | AG2-032 | [5 empty] | Generation Interconnection | [7 empty] | Active | 60 |  | Capacity | [18 empty] | N | No
PJM |  |  | 11/4/2020 | [7 empty] | Solar; Storage |  |  |  | 105 |  |  |  |  | 150 | [7 empty] | Greensville | VA |  |  | Emporia-Pleasant Hill 115 kV |  | 10/1/2024 |  | In Progress | [6 empty] | Dominion | [23 empty] | AG2-034 | [5 empty] | Generation Interconnection | [7 empty] | Active | 150 |  | Capacity | [18 empty] | N | No
PJM |  |  | 11/11/2020 | [7 empty] | Solar |  |  |  | 22 |  |  |  |  | 33 | [7 empty] | Salem | NJ |  |  | Fenwick Creek 69 kV |  | 12/31/2021 |  | In Progress | [6 empty] | AEC | [23 empty] | AG2-035 | [5 empty] | Generation Interconnection | [7 empty] | Active | 71 |  | Capacity | [18 empty] | N | No
PJM |  |  | 11/13/2020 | [7 empty] | Solar |  |  |  | 5.1 |  |  |  |  | 10 | [7 empty] | Gloucester | NJ |  |  | Mantua 12 kV |  | 12/31/2021 |  | In Progress | [6 empty] | AEC | [23 empty] | AG2-036 | [5 empty] | Generation Interconnection | [7 empty] | Active | 10 |  | Capacity | [18 empty] | N | No
PJM |  |  | 11/13/2020 | [7 empty] | Solar |  |  |  | 2.82 |  |  |  |  | 4.7 | [7 empty] | Allegheny | PA |  |  | Findlay-Clinton 23 kV |  | 12/1/2021 |  | In Progress | [6 empty] | DL | [23 empty] | AG2-037 | [5 empty] | Generation Interconnection | [7 empty] | Active | 4.7 |  | Capacity | [18 empty] | N | No
PJM |  |  | 11/16/2020 | [7 empty] | Solar |  |  |  | 3 |  |  |  |  | 5 | [7 empty] | Venango | PA |  |  | Boyers DP 25 kV |  | 3/30/2022 |  | In Progress | [6 empty] | PENELEC | [23 empty] | AG2-038 | [5 empty] | Generation Interconnection | [7 empty] | Active | 5 |  | Capacity | [18 empty] | N | No
PJM |  |  | 11/16/2020 | [7 empty] | Solar |  |  |  | 11.8 |  |  |  |  | 19.8 | [7 empty] | Erie | PA |  |  | Erie West-Fairview East 34.5 kV |  | 3/30/2022 |  | In Progress | [6 empty] | PENELEC | [23 empty] | AG2-039 | [5 empty] | Generation Interconnection | [7 empty] | Active | 19.8 |  | Capacity | [18 empty] | N | No
PJM |  |  | 11/16/2020 | [7 empty] | Solar |  |  |  | 11.8 |  |  |  |  | 19.8 | [7 empty] | Indiana | PA |  |  | Garman-Greenwich Mine 34.5 kV |  | 3/30/2022 |  | In Progress | [6 empty] | PENELEC | [23 empty] | AG2-040 | [5 empty] | Generation Interconnection | [7 empty] | Active | 19.8 |  | Capacity | [18 empty] | N | No
PJM |  |  | 11/16/2020 | [7 empty] | Solar |  |  |  | 11.8 |  |  |  |  | 19.8 | [7 empty] | Mercer | PA |  |  | Jamestown Tap-Maysville 69 kV |  | 3/30/2022 |  | In Progress | [6 empty] | ATSI | [23 empty] | AG2-041 | [5 empty] | Generation Interconnection | [7 empty] | Active | 19.8 |  | Capacity | [18 empty] | N | No
PJM |  |  | 11/20/2020 | [7 empty] | Other |  |  |  | 20 |  |  |  |  | 0 | [7 empty] | Arlington | VA |  |  | Van Dorn 34.5 kV |  | 12/31/2020 |  | In Progress | [6 empty] | Dominion | [23 empty] | AG2-049 | [5 empty] | Generation Interconnection | [7 empty] | Active | 20 |  | Capacity | [18 empty] | N | No
PJM | CHESAPEAKE BEACH BESS |  | 11/25/2020 | [7 empty] | Storage |  |  |  | 0 |  |  |  |  | 1 | [7 empty] | Calvert | MD |  |  | Randle Cliff 13.8 kV |  | 5/1/2023 |  | Document Posted | Document Posted | Not Required |  | Wholesale Market Participation Agreement |  |  | BGE | [23 empty] | AG2-050 | [5 empty] | Generation Interconnection | [7 empty] | Partially in Service - Under Construction | 1 | 1 | Energy |  |  |  | https://www.pjm.com/pub/planning/project-queues/feas_docs/ag2050_fea.pdf | https://www.pjm.com/pub/planning/project-queues/impact_studies/ag2050_imp.pdf |  |  | https://www.pjm.com/pub/planning/project-queues/wmpa/ag2050_wmpa.pdf | https://www.pjm.com/pub/planning/project-queues/csa/ag2050_wmpa.pdf | Not Required |  |  |  |  | 5/1/2023 |  | 5/1/2023 |  | Y | No
PJM |  |  | 12/2/2020 | [7 empty] | Solar |  |  |  | 12 |  |  |  |  | 20 | [7 empty] | Louisa | VA |  |  | St. Johns DP 115 kV |  | 3/31/2023 |  | In Progress | [6 empty] | Dominion | [23 empty] | AG2-051 | [5 empty] | Generation Interconnection | [7 empty] | Active | 20 |  | Capacity | [18 empty] | N | No
PJM |  |  | 12/2/2020 | [7 empty] | Solar |  |  |  | 180 |  |  |  |  | 300 | [7 empty] | Fulton | OH |  |  | Fulton 138 kV |  | 9/25/2024 |  | In Progress | [6 empty] | ATSI | [23 empty] | AG2-053 | [5 empty] | Generation Interconnection | [7 empty] | Active | 300 |  | Capacity | [18 empty] | N | No
PJM |  |  | 12/2/2020 | [7 empty] | Storage |  |  |  | 100 |  |  |  |  | 100 | [7 empty] | Fulton | OH |  |  | Fulton 138 kV |  | 9/25/2024 |  | In Progress | [6 empty] | ATSI | [23 empty] | AG2-054 | [5 empty] | Generation Interconnection | [7 empty] | Active | 100 |  | Capacity | [18 empty] | N | No
PJM |  |  | 12/4/2020 | [7 empty] | Offshore Wind |  |  |  | 370.92 |  |  |  |  | 1300 | [7 empty] | Middlesex | NJ |  |  | Deans 500 kV |  | 11/1/2027 |  | In Progress | [6 empty] | PSEG | [23 empty] | AG2-055 | [5 empty] | Generation Interconnection | [7 empty] | Active | 1300 |  | Capacity | [18 empty] | N | No
PJM |  |  | 12/4/2020 | [7 empty] | Solar |  |  |  | 13.2 |  |  |  |  | 20 | [7 empty] | Frederick | VA |  |  | Gore 138 kV |  | 5/31/2022 |  | In Progress | [6 empty] | APS | [23 empty] | AG2-056 | [5 empty] | Generation Interconnection | [7 empty] | Active | 20 |  | Capacity | [18 empty] | N | No
PJM |  |  | 12/7/2020 | [7 empty] | Solar |  |  |  | 7.14 |  |  |  |  | 17 | [7 empty] | Morrow | OH |  |  | Cardington-Liberty 69 kV II |  | 11/30/2022 |  | In Progress | [6 empty] | ATSI | [23 empty] | AG2-057 | [5 empty] | Generation Interconnection | [7 empty] | Active | 81 |  | Capacity | [18 empty] | N | No
PJM |  |  | 12/8/2020 | [7 empty] | Solar |  |  |  | 46 |  |  |  |  | 70 | [7 empty] | Gloucester | VA |  |  | Harmony Village-White Marsh 115 kV |  | 6/3/2024 |  | In Progress | [6 empty] | Dominion | [23 empty] | AG2-058 | [5 empty] | Generation Interconnection | [7 empty] | Active | 70 |  | Capacity | [18 empty] | N | No
PJM |  |  | 12/8/2020 | [7 empty] | Solar |  |  |  | 52.5 |  |  |  |  | 80 | [7 empty] | Greensville | VA |  |  | Clubhouse-Lakeview 230 kV |  | 6/3/2024 |  | In Progress | [6 empty] | Dominion | [23 empty] | AG2-059 | [5 empty] | Generation Interconnection | [7 empty] | Active | 80 |  | Capacity | [18 empty] | N | No
PJM |  |  | 12/10/2020 | [7 empty] | Solar |  |  |  | 7 |  |  |  |  | 12.6 | [7 empty] | Luzerne | PA |  |  | Hanover-Plymouth 69 kV |  | 3/8/2022 |  | In Progress | [6 empty] | UGI | [23 empty] | AG2-060 | [5 empty] | Generation Interconnection | [7 empty] | Active | 12.6 |  | Capacity | [18 empty] | N | No
PJM |  |  | 12/11/2020 | [7 empty] | Storage |  |  |  | 20 |  |  |  |  | 50 | [7 empty] | Lasalle | IL |  |  | Powerton-Nevada 345 kV |  | 12/31/2023 |  | In Progress | [6 empty] | ComEd | [23 empty] | AG2-061 | [5 empty] | Generation Interconnection | [7 empty] | Active | 50 |  | Capacity | [18 empty] | N | No
PJM |  |  | 12/15/2020 | [7 empty] | Wind |  |  |  | 21.609 |  |  |  |  | 147 | [7 empty] | Grant | WV |  |  | Williams 138 kV |  | 8/1/2022 |  | In Progress | [6 empty] | APS | [23 empty] | AG2-062 | [5 empty] | Generation Interconnection | [7 empty] | Active | 147 |  | Capacity | [18 empty] | N | No
PJM |  |  | 12/16/2020 | [7 empty] | Solar |  |  |  | 34.5 |  |  |  |  | 54 | [7 empty] | Clark | OH |  |  | North Hampton 69 kV |  | 12/31/2023 |  | In Progress | [6 empty] | ATSI | [23 empty] | AG2-063 | [5 empty] | Generation Interconnection | [7 empty] | Active | 54 |  | Capacity | [18 empty] | N | No
PJM |  |  | 12/17/2020 | [7 empty] | Solar |  |  |  | 24.6 |  |  |  |  | 41 | [7 empty] | Caroline | VA |  |  | St Johns DP 115 kV |  | 10/31/2023 |  | In Progress | [6 empty] | Dominion | [23 empty] | AG2-064 | [5 empty] | Generation Interconnection | [7 empty] | Active | 41 |  | Capacity | [18 empty] | N | No
PJM |  |  | 12/28/2020 | [7 empty] | Solar |  |  |  | 12 |  |  |  |  | 20 | [7 empty] | Bedford | VA |  |  | Rockcastle 138 kV |  | 5/30/2022 |  | In Progress | [6 empty] | AEP | [23 empty] | AG2-066 | [5 empty] | Generation Interconnection | [7 empty] | Active | 20 |  | Capacity | [18 empty] | N | No
PJM |  |  | 12/30/2020 | [7 empty] | Solar |  |  |  | 30 |  |  |  |  | 50 | [7 empty] | Brunswick | VA |  |  | Heritage-Wake 500 kV |  | 12/1/2025 |  | In Progress | [6 empty] | Dominion | [23 empty] | AG2-067 | [5 empty] | Generation Interconnection | [7 empty] | Active | 50 |  | Capacity | [18 empty] | N | No
PJM |  |  | 12/30/2020 | [7 empty] | Solar |  |  |  | 60 |  |  |  |  | 100 | [7 empty] | Brunswick | VA |  |  | Heritage-Wake 500 kV |  | 12/1/2025 |  | In Progress | [6 empty] | Dominion | [23 empty] | AG2-068 | [5 empty] | Generation Interconnection | [7 empty] | Active | 100 |  | Capacity | [18 empty] | N | No
PJM |  |  | 12/30/2020 | [7 empty] | Solar |  |  |  | 90 |  |  |  |  | 150 | [7 empty] | Brunswick | VA |  |  | Heritage-Wake 500 kV |  | 12/1/2025 |  | In Progress | [6 empty] | Dominion | [23 empty] | AG2-069 | [5 empty] | Generation Interconnection | [7 empty] | Active | 150 |  | Capacity | [18 empty] | N | No
PJM |  |  | 12/30/2020 | [7 empty] | Solar; Storage |  |  |  | 228 |  |  |  |  | 325 | [7 empty] | Charles City | VA |  |  | Chickhominy-Surry 500 kV |  | 10/1/2024 |  | In Progress | [6 empty] | Dominion | [23 empty] | AG2-070 | [5 empty] | Generation Interconnection | [7 empty] | Active | 325 |  | Capacity | [18 empty] | N | No
PJM |  |  | 1/6/2021 | [7 empty] | Natural Gas |  |  |  | 700 |  |  |  |  | 700 | [7 empty] | Spencer | IN |  |  | Rockport 765 kV |  | 5/31/2026 |  | In Progress | [6 empty] | AEP | [23 empty] | AG2-072 | [5 empty] | Generation Interconnection | [7 empty] | Active | 700 |  | Capacity | [18 empty] | N | No
PJM |  |  | 1/11/2021 | [7 empty] | Solar |  |  |  | 60 |  |  |  |  | 100 | [7 empty] | Madison | KY |  |  | Crooksville 69 kV |  | 5/1/2024 |  | In Progress | [6 empty] | EKPC | [23 empty] | AG2-073 | [5 empty] | Generation Interconnection | [7 empty] | Active | 100 |  | Capacity | [18 empty] | N | No
PJM |  |  | 1/15/2021 | [7 empty] | Solar |  |  |  | 26.6 |  |  |  |  | 38 | [7 empty] | Carbon | PA |  |  | Meckesville Tap 69kV |  | 12/31/2023 |  | In Progress | [6 empty] | PPL | [23 empty] | AG2-074 | [5 empty] | Generation Interconnection | [7 empty] | Active | 38 |  | Capacity | [18 empty] | N | No
PJM |  |  | 1/19/2021 | [7 empty] | Solar |  |  |  | 120 |  |  |  |  | 200 | [7 empty] | Charlotte | VA |  |  | Clover-Rawlings 500 kV |  | 6/30/2024 |  | In Progress | [6 empty] | Dominion | [23 empty] | AG2-077 | [5 empty] | Generation Interconnection | [7 empty] | Active | 700 |  | Capacity | [18 empty] | N | No
PJM |  |  | 1/20/2021 | [7 empty] | Solar |  |  |  | 13.2 |  |  |  |  | 20 | [7 empty] | Washington | MD |  |  | Lappans 34.5 kV |  | 5/23/2022 |  | In Progress | [6 empty] | APS | [23 empty] | AG2-078 | [5 empty] | Generation Interconnection | [7 empty] | Active | 20 |  | Capacity | [18 empty] | N | No
PJM |  |  | 1/20/2021 | [7 empty] | Solar |  |  |  | 13.3 |  |  |  |  | 20 | [7 empty] | Bedford | PA |  |  | Clearville-Clearville Junction 34.5 kV |  | 4/11/2022 |  | In Progress | [6 empty] | APS | [23 empty] | AG2-079 | [5 empty] | Generation Interconnection | [7 empty] | Active | 20 |  | Capacity | [18 empty] | N | No
PJM |  |  | 1/21/2021 | [7 empty] | Storage |  |  |  | 100 |  |  |  |  | 100 | [7 empty] | Rockbridge | VA |  |  | Lexington 115 kV |  | 6/1/2024 |  | In Progress | [6 empty] | Dominion | [23 empty] | AG2-080 | [5 empty] | Generation Interconnection | [7 empty] | Active | 200 |  | Capacity | [18 empty] | N | No
PJM |  |  | 1/21/2021 | [7 empty] | Solar |  |  |  | 18 |  |  |  |  | 30 | [7 empty] | Montgomery | KY |  |  | Mt. Sterling-Fogg Pike 69 kV |  | 5/1/2024 |  | In Progress | [6 empty] | EKPC | [23 empty] | AG2-081 | [5 empty] | Generation Interconnection | [7 empty] | Active | 30 |  | Capacity | [18 empty] | N | No
PJM |  |  | 1/22/2021 | [7 empty] | Solar |  |  |  | 133.4 |  |  |  |  | 200 | [7 empty] | Harrison | OH |  |  | Nottingham 138 kV |  | 12/1/2024 |  | In Progress | [6 empty] | AEP | [23 empty] | AG2-082 | [5 empty] | Generation Interconnection | [7 empty] | Active | 200 |  | Capacity | [18 empty] | N | No
PJM |  |  | 1/22/2021 | [7 empty] | Solar |  |  |  | 180 |  |  |  |  | 300 | [7 empty] | Howard | IN |  |  | Greentown 138 kV |  | 12/31/2023 |  | In Progress | [6 empty] | AEP | [23 empty] | AG2-083 | [5 empty] | Generation Interconnection | [7 empty] | Active | 300 |  | Capacity | [18 empty] | N | No
PJM |  |  | 1/22/2021 | [7 empty] | Storage |  |  |  | 40 |  |  |  |  | 100 | [7 empty] | Howard | IN |  |  | Greentown 138 kV |  | 12/31/2023 |  | In Progress | [6 empty] | AEP | [23 empty] | AG2-084 | [5 empty] | Generation Interconnection | [7 empty] | Active | 100 |  | Capacity | [18 empty] | N | No
PJM |  |  | 1/22/2021 | [7 empty] | Solar |  |  |  | 24 |  |  |  |  | 40 | [7 empty] | Delaware | IN |  |  | West Del-Royerton 138 kV |  | 12/31/2023 |  | In Progress | [6 empty] | AEP | [23 empty] | AG2-085 | [5 empty] | Generation Interconnection | [7 empty] | Active | 140 |  | Capacity | [18 empty] | N | No
PJM |  |  | 1/22/2021 | [7 empty] | Solar |  |  |  | 45 |  |  |  |  | 75 | [7 empty] | Shenandoah | VA |  |  | Mt. Jackson DP-Mt. Jackson 115 kV |  | 12/30/2022 |  | In Progress | [6 empty] | Dominion | [23 empty] | AG2-086 | [5 empty] | Generation Interconnection | [7 empty] | Active | 75 |  | Capacity | [18 empty] | N | No
PJM |  |  | 1/26/2021 | [7 empty] | Storage |  |  |  | 150 |  |  |  |  | 150 | [7 empty] | Chesterfield | VA |  |  | Trabue-Midlothian 230 kV line |  | 4/15/2022 |  | In Progress | [6 empty] | Dominion | [23 empty] | AG2-088 | [5 empty] | Generation Interconnection | [7 empty] | Active | 150 |  | Capacity | [18 empty] | N | No
PJM |  |  | 1/26/2021 | [7 empty] | Solar |  |  |  | 6 |  |  |  |  | 10 | [7 empty] | Westmoreland | PA |  |  | Pelikan-Kennaloyal 25 kV |  | 7/1/2022 |  | In Progress | [6 empty] | APS | [23 empty] | AG2-089 | [5 empty] | Generation Interconnection | [7 empty] | Active | 10 |  | Capacity | [18 empty] | N | No
PJM |  |  | 1/26/2021 | [7 empty] | Solar |  |  |  | 8.4 |  |  |  |  | 14 | [7 empty] | Somerset | PA |  |  | Scalp Level 23 kV IV |  | 1/31/2023 |  | In Progress | [6 empty] | PENELEC | [23 empty] | AG2-090 | [5 empty] | Generation Interconnection | [7 empty] | Active | 14 |  | Capacity | [18 empty] | N | No
PJM |  |  | 1/26/2021 | [7 empty] | Solar |  |  |  | 3.6 |  |  |  |  | 6 | [7 empty] | Somerset | PA |  |  | Scalp Level 23 kV V |  | 1/15/2023 |  | In Progress | [6 empty] | PENELEC | [23 empty] | AG2-091 | [5 empty] | Generation Interconnection | [7 empty] | Active | 20 |  | Capacity | [18 empty] | N | No
PJM |  |  | 1/26/2021 | [7 empty] | Solar |  |  |  | 11 |  |  |  |  | 0 | [7 empty] | Dorchester | MD |  |  | Todd 69 kV II |  | 12/31/2021 |  | In Progress | [6 empty] | DPL | [23 empty] | AG2-092 | [5 empty] | Generation Interconnection | [7 empty] | Active | 50 |  | Capacity | [18 empty] | N | No
PJM |  |  | 1/26/2021 | [7 empty] | Solar; Storage |  |  |  | 100 |  |  |  |  | 100 | [7 empty] | Prince George | VA |  |  | Colonial Trail-Hopewell 230 kV |  | 12/1/2024 |  | In Progress | [6 empty] | Dominion | [23 empty] | AG2-093 | [5 empty] | Generation Interconnection | [7 empty] | Active | 100 |  | Capacity | [18 empty] | N | No
PJM |  |  | 1/27/2021 | [7 empty] | Solar |  |  |  | 90 |  |  |  |  | 150 | [7 empty] | Metcalfe | KY |  |  | Summer Shade-Green County 161 kV |  | 4/1/2024 |  | In Progress | [6 empty] | EKPC | [23 empty] | AG2-094 | [5 empty] | Generation Interconnection | [7 empty] | Active | 150 |  | Capacity | [18 empty] | N | No
PJM |  |  | 1/28/2021 | [7 empty] | Solar |  |  |  | 12 |  |  |  |  | 20 | [7 empty] | Prince George | VA |  |  | Hopewell 34.5 kV (Circuit 313) |  | 12/8/2023 |  | In Progress | [6 empty] | Dominion | [23 empty] | AG2-095 | [5 empty] | Generation Interconnection | [7 empty] | Active | 20 |  | Capacity | [18 empty] | N | No
PJM |  |  | 1/28/2021 | [7 empty] | Solar; Storage |  |  |  | 0 |  |  |  |  | 0 | [7 empty] | Dauphin | PA |  |  | Dauphin PG Tie-Dauphin Juniata Tie 69 kV |  | 12/1/2022 |  | In Progress | [6 empty] | PPL | [23 empty] | AG2-096 | [5 empty] | Generation Interconnection | [7 empty] | Active | 55 |  | Energy | [18 empty] | N | No
PJM |  |  | 1/28/2021 | [7 empty] | Storage |  |  |  | 0 |  |  |  |  | 0 | [7 empty] | Blair | PA |  |  | Altoona-Raystown 230 kV II |  | 6/30/2022 |  | In Progress | [6 empty] | PENELEC | [23 empty] | AG2-097 | [5 empty] | Generation Interconnection | [7 empty] | Active | 80 |  | Energy | [18 empty] | N | No
PJM |  |  | 1/28/2021 | [7 empty] | Solar; Storage |  |  |  | 0 |  |  |  |  | 0 | [7 empty] | Lebanon | PA |  |  | Copperstone-North Lebanon 230 kV II |  | 6/30/2022 |  | In Progress | [6 empty] | ME | [23 empty] | AG2-098 | [5 empty] | Generation Interconnection | [7 empty] | Active | 70 |  | Energy | [18 empty] | N | No
PJM |  |  | 1/28/2021 | [7 empty] | Solar; Storage |  |  |  | 0 |  |  |  |  | 0 | [7 empty] | Centre | PA |  |  | Moshannon-Milesburg 230 kV V |  | 6/30/2022 |  | In Progress | [6 empty] | APS | [23 empty] | AG2-099 | [5 empty] | Generation Interconnection | [7 empty] | Active | 83.6 |  | Energy | [18 empty] | N | No
PJM |  |  | 1/28/2021 | [7 empty] | Solar; Storage |  |  |  | 0 |  |  |  |  | 0 | [7 empty] | Centre | PA |  |  | Moshannon-Milesburg 230 kV VI |  | 6/30/2022 |  | In Progress | [6 empty] | APS | [23 empty] | AG2-100 | [5 empty] | Generation Interconnection | [7 empty] | Active | 78.38 |  | Energy | [18 empty] | N | No
PJM |  |  | 1/28/2021 | [7 empty] | Solar |  |  |  | 35.16 |  |  |  |  | 58.6 | [7 empty] | Somerset | MD |  |  | Princess Anne–Loretto 69 kV |  | 6/1/2024 |  | In Progress | [6 empty] | DPL | [23 empty] | AG2-101 | [5 empty] | Generation Interconnection | [7 empty] | Active | 58.6 |  | Capacity | [18 empty] | N | No
PJM |  |  | 1/28/2021 | [7 empty] | Solar; Storage |  |  |  | 12 |  |  |  |  | 20 | [7 empty] | Accomack | VA |  |  | Oak Hall-Perdue 69 kV |  | 6/1/2024 |  | In Progress | [6 empty] | ODEC | [23 empty] | AG2-102 | [5 empty] | Generation Interconnection | [7 empty] | Active | 20 |  | Capacity | [18 empty] | N | No
PJM |  |  | 1/28/2021 | [7 empty] | Solar; Storage |  |  |  | 12 |  |  |  |  | 20 | [7 empty] | Accomack | VA |  |  | Oak Hall-Hallwood 69 kV |  | 6/1/2024 |  | Withdrawn | [6 empty] | ODEC | [23 empty] | AG2-103 | [5 empty] | Generation Interconnection | [7 empty] | Active | 20 |  | Capacity | [18 empty] | N | No
PJM |  |  | 1/29/2021 | [7 empty] | Solar |  |  |  | 253.7 |  |  |  |  | 400 | [7 empty] | Madison | OH |  |  | Marysville-Flatlick 765 kV |  | 9/1/2025 |  | In Progress | [6 empty] | AEP | [23 empty] | AG2-104 | [5 empty] | Generation Interconnection | [7 empty] | Active | 400 |  | Capacity | [18 empty] | N | No
PJM |  |  | 1/29/2021 | [7 empty] | Solar |  |  |  | 253.7 |  |  |  |  | 400 | [7 empty] | Madison | OH |  |  | Marysville-Flatlick 765 kV |  | 9/1/2026 |  | In Progress | [6 empty] | AEP | [23 empty] | AG2-105 | [5 empty] | Generation Interconnection | [7 empty] | Active | 800 |  | Capacity | [18 empty] | N | No
PJM |  |  | 1/29/2021 | [7 empty] | Storage |  |  |  | 150 |  |  |  |  | 0 | [7 empty] | Madison | OH |  |  | Marysville-Flatlick 765 kV |  | 12/1/2024 |  | In Progress | [6 empty] | AEP | [23 empty] | AG2-106 | [5 empty] | Generation Interconnection | [7 empty] | Active | 400 |  | Capacity | [18 empty] | N | No
PJM |  |  | 1/29/2021 | [7 empty] | Storage |  |  |  | 150 |  |  |  |  | 0 | [7 empty] | Madison | OH |  |  | Marysville-Flatlick 765 kV |  | 12/1/2024 |  | In Progress | [6 empty] | AEP | [23 empty] | AG2-107 | [5 empty] | Generation Interconnection | [7 empty] | Active | 400 |  | Capacity | [18 empty] | N | No
PJM |  |  | 1/29/2021 | [7 empty] | Offshore Wind |  |  |  | 130.6 |  |  |  |  | 460 | [7 empty] | Sussex | DE |  |  | Milford-Cool Springs 230 kV |  | 10/31/2026 |  | In Progress | [6 empty] | DPL | [23 empty] | AG2-108 | [5 empty] | Generation Interconnection | [7 empty] | Active | 460 |  | Capacity | [18 empty] | N | No
PJM |  |  | 1/29/2021 | [7 empty] | Solar |  |  |  | 28.1 |  |  |  |  | 40 | [7 empty] | Huron | OH |  |  | Fitchville-New London 69 kV |  | 12/31/2023 |  | In Progress | [6 empty] | ATSI | [23 empty] | AG2-109 | [5 empty] | Generation Interconnection | [7 empty] | Active | 40 |  | Capacity | [18 empty] | N | No
PJM |  |  | 1/29/2021 | [7 empty] | Storage |  |  |  | 20 |  |  |  |  | 50 | [7 empty] | Union | OH |  |  | Marysville-Tangy 345 kV |  | 6/1/2024 |  | In Progress | [6 empty] | AEP | [23 empty] | AG2-110 | [5 empty] | Generation Interconnection | [7 empty] | Active | 300 |  | Capacity | [18 empty] | N | No
PJM |  |  | 1/29/2021 | [7 empty] | Solar |  |  |  | 8.7 |  |  |  |  | 14.8 | [7 empty] | Campbell | VA |  |  | Perth 34.5 kV Substation (Circuit 408) |  | 2/6/2023 |  | In Progress | [6 empty] | Dominion | [23 empty] | AG2-111 | [5 empty] | Generation Interconnection | [7 empty] | Active | 14.5 |  | Capacity | [18 empty] | N | No
PJM |  |  | 1/29/2021 | [7 empty] | Solar |  |  |  | 9.12 |  |  |  |  | 15.2 | [7 empty] | Halifax | VA |  |  | Perth 34.5 kV Substation (Circuit 404) |  | 3/24/2023 |  | In Progress | [6 empty] | Dominion | [23 empty] | AG2-112 | [5 empty] | Generation Interconnection | [7 empty] | Active | 15.2 |  | Capacity | [18 empty] | N | No
PJM |  |  | 1/29/2021 | [7 empty] | Storage |  |  |  | 150 |  |  |  |  | 150 | [7 empty] | Prince William | VA |  |  | Nokesville-Vint Hill 230 kV |  | 8/10/2022 |  | In Progress | [6 empty] | Dominion | [23 empty] | AG2-113 | [5 empty] | Generation Interconnection | [7 empty] | Active | 150 |  | Capacity | [18 empty] | N | No
PJM |  |  | 1/29/2021 | [7 empty] | Solar |  |  |  | 60 |  |  |  |  | 100 | [7 empty] | Livingston | IL |  |  | Dresden-Pontiac Midpoint 345 kV |  | 3/1/2024 |  | In Progress | [6 empty] | ComEd | [23 empty] | AG2-114 | [5 empty] | Generation Interconnection | [7 empty] | Active | 100 |  | Capacity | [18 empty] | N | No
PJM |  |  | 1/29/2021 | [7 empty] | Solar |  |  |  | 3.5557 |  |  |  |  | 8.466 | [7 empty] | Wicomico | MD |  |  | Mt. Hermon 25 kV |  | 8/29/2022 |  | In Progress | [6 empty] | DPL | [23 empty] | AG2-115 | [5 empty] | Generation Interconnection | [7 empty] | Active | 8.47 |  | Capacity | [18 empty] | N | No
PJM |  |  | 1/29/2021 | [7 empty] | Solar; Storage |  |  |  | 60 |  |  |  |  | 100 | [7 empty] | White | IN |  |  | Olive-Reynolds 345 #1 345 kV |  | 10/31/2023 |  | In Progress | [6 empty] | AEP | [23 empty] | AG2-116 | [5 empty] | Generation Interconnection | [7 empty] | Active | 100 |  | Capacity | [18 empty] | N | No
PJM |  |  | 1/29/2021 | [7 empty] | Solar; Storage |  |  |  | 60 |  |  |  |  | 100 | [7 empty] | White | IN |  |  | Olive-Reynolds #2 345 kV |  | 10/31/2023 |  | In Progress | [6 empty] | AEP | [23 empty] | AG2-117 | [5 empty] | Generation Interconnection | [7 empty] | Active | 100 |  | Capacity | [18 empty] | N | No
PJM |  |  | 1/29/2021 | [7 empty] | Solar |  |  |  | 56.2 |  |  |  |  | 84 | [7 empty] | Clermont | OH |  |  | Ford-Cedarville 138 kV |  | 12/1/2024 |  | In Progress | [6 empty] | DEOK | [23 empty] | AG2-118 | [5 empty] | Generation Interconnection | [7 empty] | Active | 84 |  | Capacity | [18 empty] | N | No
PJM |  |  | 1/29/2021 | [7 empty] | Solar |  |  |  | 106.4 |  |  |  |  | 160 | [7 empty] | Marion | OH |  |  | Galion-Roberts South 138 kV II |  | 9/1/2024 |  | In Progress | [6 empty] | ATSI | [23 empty] | AG2-119 | [5 empty] | Generation Interconnection | [7 empty] | Active | 160 |  | Capacity | [18 empty] | N | No
PJM |  |  | 1/29/2021 | [7 empty] | Solar |  |  |  | 14 |  |  |  |  | 21 | [7 empty] | Martin | NC |  |  | Everetts 34.5 kV |  | 12/15/2024 |  | In Progress | [6 empty] | Dominion | [23 empty] | AG2-120 | [5 empty] | Generation Interconnection | [7 empty] | Active | 21 |  | Capacity | [18 empty] | N | No
PJM |  |  | 1/29/2021 | [7 empty] | Storage |  |  |  | 0 |  |  |  |  | 0 | [7 empty] | Washington | NC |  |  | Mackeys 230 kV |  | 12/15/2023 |  | In Progress | [6 empty] | Dominion | [23 empty] | AG2-121 | [5 empty] | Generation Interconnection | [7 empty] | Active | 140 |  | Energy | [18 empty] | N | No
PJM |  |  | 1/29/2021 | [7 empty] | Solar; Storage |  |  |  | 0 |  |  |  |  | 0 | [7 empty] | Halifax | VA |  |  | Crystal Hill - Halifax 115 kV |  | 6/30/2022 |  | In Progress | [6 empty] | Dominion | [23 empty] | AG2-122 | [5 empty] | Generation Interconnection | [7 empty] | Active | 64.7 |  | Energy | [18 empty] | N | No
PJM |  |  | 1/29/2021 | [7 empty] | Solar; Storage |  |  |  | 0 |  |  |  |  | 0 | [7 empty] | Halifax | VA |  |  | Sedge Hill - Person 230 kV |  | 6/30/2022 |  | In Progress | [6 empty] | Dominion | [23 empty] | AG2-123 | [5 empty] | Generation Interconnection | [7 empty] | Active | 75.1 |  | Energy | [18 empty] | N | No
PJM |  |  | 1/29/2021 | [7 empty] | Solar |  |  |  | 33.34 |  |  |  |  | 0 | [7 empty] | King and Queen | VA |  |  | Shackleford-Harmony 115 kV |  | 12/31/2023 |  | In Progress | [6 empty] | Dominion | [23 empty] | AG2-124 | [5 empty] | Generation Interconnection | [7 empty] | Active | 149.9 |  | Capacity | [18 empty] | N | No
PJM |  |  | 1/29/2021 | [7 empty] | Solar |  |  |  | 15.44 |  |  |  |  | 0 | [7 empty] | Preble | OH |  |  | Camden-Crystal 69 kV |  | 12/31/2022 |  | In Progress | [6 empty] | Dayton | [23 empty] | AG2-125 | [5 empty] | Generation Interconnection | [7 empty] | Active | 69.9 |  | Capacity | [18 empty] | N | No
PJM |  |  | 1/29/2021 | [7 empty] | Solar; Storage |  |  |  | 90 |  |  |  |  | 150 | [7 empty] | Vermillion | IN |  |  | Eugene 345 kV |  | 6/30/2023 |  | In Progress | [6 empty] | AEP | [23 empty] | AG2-126 | [5 empty] | Generation Interconnection | [7 empty] | Active | 150 |  | Capacity | [18 empty] | N | No
PJM |  |  | 1/29/2021 | [7 empty] | Storage |  |  |  | 40 |  |  |  |  | 0 | [7 empty] | Nelson | VA |  |  | Gladstone 138 kV |  | 9/1/2024 |  | In Progress | [6 empty] | AEP | [23 empty] | AG2-127 | [5 empty] | Generation Interconnection | [7 empty] | Active | 100 |  | Capacity | [18 empty] | N | No
PJM |  |  | 1/30/2021 | [7 empty] | Storage |  |  |  | 40 |  |  |  |  | 0 | [7 empty] | Brunswick | VA |  |  | Rawlings-Clover 500 kV |  | 7/1/2024 |  | In Progress | [6 empty] | Dominion | [23 empty] | AG2-128 | [5 empty] | Generation Interconnection | [7 empty] | Active | 150 |  | Capacity | [18 empty] | N | No
PJM |  |  | 1/30/2021 | [7 empty] | Storage |  |  |  | 40 |  |  |  |  | 0 | [7 empty] | Brunswick | VA |  |  | Rawlings-Clover 500 kV |  | 7/1/2024 |  | In Progress | [6 empty] | Dominion | [23 empty] | AG2-129 | [5 empty] | Generation Interconnection | [7 empty] | Active | 150 |  | Capacity | [18 empty] | N | No
PJM |  |  | 2/2/2021 | [7 empty] | Solar |  |  |  | 37.2 |  |  |  |  | 55 | [7 empty] | Van Buren | MI |  |  | Colby Tap-Valley 138 kV |  | 12/31/2026 |  | In Progress | [6 empty] | AEP | [23 empty] | AG2-130 | [5 empty] | Generation Interconnection | [7 empty] | Active | 55 |  | Capacity | [18 empty] | N | No
PJM |  |  | 2/1/2021 | [7 empty] | Solar |  |  |  | 20 |  |  |  |  | 40 | [7 empty] | Van Buren | MI |  |  | Almena-Valley 69 kV |  | 12/31/2026 |  | In Progress | [6 empty] | AEP | [23 empty] | AG2-131 | [5 empty] | Generation Interconnection | [7 empty] | Active | 40 |  | Capacity | [18 empty] | N | No
PJM |  |  | 2/1/2021 | [7 empty] | Solar |  |  |  | 7.5 |  |  |  |  | 15 | [7 empty] | Van Buren | MI |  |  | Hartford-South Haven 69 kV |  | 12/31/2026 |  | In Progress | [6 empty] | AEP | [23 empty] | AG2-132 | [5 empty] | Generation Interconnection | [7 empty] | Active | 15 |  | Capacity | [18 empty] | N | No
PJM |  |  | 2/8/2021 | [7 empty] | Solar |  |  |  | 43.4 |  |  |  |  | 70 | [7 empty] | Isle of Wight | VA |  |  | Surry-Chuckatuck 230 kV |  | 6/3/2024 |  | In Progress | [6 empty] | Dominion | [23 empty] | AG2-137 | [5 empty] | Generation Interconnection | [7 empty] | Active | 70 |  | Capacity | [18 empty] | N | No
PJM |  |  | 2/9/2021 | [7 empty] | Solar |  |  |  | 2 |  |  |  |  | 3 | [7 empty] | Adams | PA |  |  | Lincoln 771-4 13.2 kV |  | 8/1/2022 |  | In Progress | [6 empty] | ME | [23 empty] | AG2-139 | [5 empty] | Generation Interconnection | [7 empty] | Active | 3 |  | Capacity | [18 empty] | N | No
PJM |  |  | 2/16/2021 | [7 empty] | Solar |  |  |  | 10 |  |  |  |  | 20 | [7 empty] | Clarion | PA |  |  | Burma-Sligo 25 kV |  | 12/31/2026 |  | In Progress | [6 empty] | APS | [23 empty] | AG2-143 | [5 empty] | Generation Interconnection | [7 empty] | Active | 20 |  | Capacity | [18 empty] | N | No
PJM |  |  | 2/22/2021 | [7 empty] | Solar |  |  |  | 12 |  |  |  |  | 20 | [7 empty] | Livingston | IL |  |  | Pontiac Midpoint 34.5kV |  | 3/1/2024 |  | In Progress | [6 empty] | ComEd | [23 empty] | AG2-147 | [5 empty] | Generation Interconnection | [7 empty] | Active | 20 |  | Capacity | [18 empty] | N | No
PJM |  |  | 2/22/2021 | [7 empty] | Solar; Storage |  |  |  | 86 |  |  |  |  | 130 | [7 empty] | Wyandot | OH |  |  | S Berwick - Galion 345 kV |  | 12/2/2024 |  | In Progress | [6 empty] | AEP | [23 empty] | AG2-148 | [5 empty] | Generation Interconnection | [7 empty] | Active | 130 |  | Capacity | [18 empty] | N | No
PJM |  |  | 2/22/2021 | [7 empty] | Solar |  |  |  | 267 |  |  |  |  | 400 | [7 empty] | Crawford | OH |  |  | Galion-South Berwick 345 kV |  | 12/2/2024 |  | In Progress | [6 empty] | AEP | [23 empty] | AG2-149 | [5 empty] | Generation Interconnection | [7 empty] | Active | 400 |  | Capacity | [18 empty] | N | No
PJM |  |  | 2/23/2021 | [7 empty] | Hydro |  |  |  | 5.25 |  |  |  |  | 5.25 | [7 empty] | Allegheny | PA |  |  | River Dock 23 kV |  | 12/31/2022 |  | In Progress | [6 empty] | DL | [23 empty] | AG2-150 | [5 empty] | Generation Interconnection | [7 empty] | Active | 5.25 |  | Capacity | [18 empty] | N | No
PJM |  |  | 2/23/2021 | [7 empty] | Solar |  |  |  | 60 |  |  |  |  | 102.2 | [7 empty] | Cumberland | VA |  |  | Trices Lake - James River Tap 115 kV |  | 2/2/2024 |  | In Progress | [6 empty] | Dominion | [23 empty] | AG2-151 | [5 empty] | Generation Interconnection | [7 empty] | Active | 100 |  | Capacity | [18 empty] | N | No
PJM |  |  | 2/23/2021 | [7 empty] | Solar |  |  |  | 90 |  |  |  |  | 150 | [7 empty] | Pittsylvania | VA |  |  | Banister-Bear Skin 138 kV |  | 2/2/2024 |  | In Progress | [6 empty] | AEP | [23 empty] | AG2-152 | [5 empty] | Generation Interconnection | [7 empty] | Active | 150 |  | Capacity | [18 empty] | N | No
PJM |  |  | 2/24/2021 | [7 empty] | Solar |  |  |  | 45 |  |  |  |  | 75 | [7 empty] | Bourbon | KY |  |  | Headquarters-Sideview 69 kV |  | 12/1/2023 |  | In Progress | [6 empty] | EKPC | [23 empty] | AG2-153 | [5 empty] | Generation Interconnection | [7 empty] | Active | 75 |  | Capacity | [18 empty] | N | No
PJM |  |  | 2/25/2021 | [7 empty] | Solar |  |  |  | 0.5 |  |  |  |  | 1 | [7 empty] | Northumberland | PA |  |  | Danville 12 kV |  | 6/30/2022 |  | In Progress | [6 empty] | PPL | [23 empty] | AG2-154 | [5 empty] | Generation Interconnection | [7 empty] | Active | 1 |  | Capacity | [18 empty] | N | No
PJM |  |  | 2/25/2021 | [7 empty] | Solar |  |  |  | 1.4 |  |  |  |  | 2.8 | [7 empty] | Lycoming | PA |  |  | Linden 12 kV |  | 6/30/2022 |  | In Progress | [6 empty] | PPL | [23 empty] | AG2-155 | [5 empty] | Generation Interconnection | [7 empty] | Active | 2.8 |  | Capacity | [18 empty] | N | No
PJM |  |  | 2/25/2021 | [7 empty] | Solar |  |  |  | 2.6 |  |  |  |  | 5.1 | [7 empty] | Lycoming | PA |  |  | Montgomery 12 kV |  | 6/30/2022 |  | In Progress | [6 empty] | PPL | [23 empty] | AG2-156 | [5 empty] | Generation Interconnection | [7 empty] | Active | 5.1 |  | Capacity | [18 empty] | N | No
PJM |  |  | 2/25/2021 | [7 empty] | Solar |  |  |  | 0.8 |  |  |  |  | 1.5 | [7 empty] | Carbon | PA |  |  | Ashfield 12 kV |  | 6/30/2022 |  | In Progress | [6 empty] | PPL | [23 empty] | AG2-157 | [5 empty] | Generation Interconnection | [7 empty] | Active | 1.5 |  | Capacity | [18 empty] | N | No
PJM |  |  | 2/25/2021 | [7 empty] | Solar; Storage |  |  |  | 43 |  |  |  |  | 61 | [7 empty] | Grant | KY |  |  | Williamstown 69 kV |  | 9/15/2023 |  | In Progress | [6 empty] | EKPC | [23 empty] | AG2-159 | [5 empty] | Generation Interconnection | [7 empty] | Active | 61 |  | Capacity | [18 empty] | N | No
PJM |  |  | 2/25/2021 | [7 empty] | Solar; Storage |  |  |  | 39.5 |  |  |  |  | 43 | [7 empty] | Schuylkill | PA |  |  | Wheelabrator Frackville-Gilberton 69 kV |  | 12/1/2023 |  | In Progress | [6 empty] | PPL | [23 empty] | AG2-161 | [5 empty] | Generation Interconnection | [7 empty] | Active | 43 |  | Capacity | [18 empty] | N | No
PJM |  |  | 2/25/2021 | [7 empty] | Solar |  |  |  | 76 |  |  |  |  | 115 | [7 empty] | Rush | IN |  |  | Hanna-Tanners Creek 345 kV |  | 12/2/2024 |  | In Progress | [6 empty] | AEP | [23 empty] | AG2-162 | [5 empty] | Generation Interconnection | [7 empty] | Active | 115 |  | Capacity | [18 empty] | N | No
PJM |  |  | 2/25/2021 | [7 empty] | Solar |  |  |  | 184 |  |  |  |  | 250 | [7 empty] | Fountain | IN |  |  | Dequine-Eugene 345 kV |  | 6/1/2024 |  | In Progress | [6 empty] | AEP | [23 empty] | AG2-163 | [5 empty] | Generation Interconnection | [7 empty] | Active | 700 |  | Capacity | [18 empty] | N | No
PJM |  |  | 2/25/2021 | [7 empty] | Solar |  |  |  | 180 |  |  |  |  | 270 | [7 empty] | Decatur | IN |  |  | Jefferson-Greentown 765 kV |  | 12/2/2024 |  | In Progress | [6 empty] | AEP | [23 empty] | AG2-164 | [5 empty] | Generation Interconnection | [7 empty] | Active | 270 |  | Capacity | [18 empty] | N | No
PJM |  |  | 2/25/2021 | [7 empty] | Solar; Storage |  |  |  | 134 |  |  |  |  | 200 | [7 empty] | Marshall | IN |  |  | Dumont-Greentown 765 kV |  | 12/2/2024 |  | In Progress | [6 empty] | AEP | [23 empty] | AG2-165 | [5 empty] | Generation Interconnection | [7 empty] | Active | 200 |  | Capacity | [18 empty] | N | No
PJM |  |  | 2/25/2021 | [7 empty] | Solar |  |  |  | 8 |  |  |  |  | 13.3 | [7 empty] | Cumberland | PA |  |  | Newville-Nottingham Tap 1 69 kV |  | 8/18/2023 |  | In Progress | [6 empty] | PPL | [23 empty] | AG2-166 | [5 empty] | Generation Interconnection | [7 empty] | Active | 13.3 |  | Capacity | [18 empty] | N | No
PJM |  |  | 2/25/2021 | [7 empty] | Solar |  |  |  | 3 |  |  |  |  | 5 | [7 empty] | Crawford | PA |  |  | Morgan Street-Cochranton 34.5 kV |  | 1/15/2023 |  | In Progress | [6 empty] | PENELEC | [23 empty] | AG2-167 | [5 empty] | Generation Interconnection | [7 empty] | Active | 20 |  | Capacity | [18 empty] | N | No
PJM |  |  | 2/26/2021 | [7 empty] | Solar |  |  |  | 63.3333 |  |  |  |  | 95 | [7 empty] | Russell | VA |  |  | Clinch River-Copper Ridge 138 kV |  | 12/31/2022 |  | In Progress | [6 empty] | AEP | [23 empty] | AG2-168 | [5 empty] | Generation Interconnection | [7 empty] | Active | 95 |  | Capacity | [18 empty] | N | No
PJM |  |  | 2/26/2021 | [7 empty] | Solar |  |  |  | 46.6667 |  |  |  |  | 70 | [7 empty] | Buckingham | VA |  |  | Buckingham-Bremo 230 kV |  | 12/31/2022 |  | In Progress | [6 empty] | Dominion | [23 empty] | AG2-169 | [5 empty] | Generation Interconnection | [7 empty] | Active | 70 |  | Capacity | [18 empty] | N | No
PJM |  |  | 2/26/2021 | [7 empty] | Solar |  |  |  | 58.6667 |  |  |  |  | 88 | [7 empty] | Wayne | IN |  |  | Whitewater Valley Power Station 69 kV |  | 12/31/2022 |  | In Progress | [6 empty] | AEP | [23 empty] | AG2-170 | [5 empty] | Generation Interconnection | [7 empty] | Active | 88 |  | Capacity | [18 empty] | N | No
PJM |  |  | 2/26/2021 | [7 empty] | Solar |  |  |  | 36 |  |  |  |  | 68.4 | [7 empty] | Lunenburg | VA |  |  | Lunenburg-Nutbush 115 kV |  | 7/3/2024 |  | In Progress | [6 empty] | Dominion | [23 empty] | AG2-171 | [5 empty] | Generation Interconnection | [7 empty] | Active | 60 |  | Capacity | [18 empty] | N | No
PJM |  |  | 2/26/2021 | [7 empty] | Hydro |  |  |  | 30 |  |  |  |  | 30 | [7 empty] | Warren | NJ |  |  | Kittatinny 230 kV |  | 6/1/2022 |  | In Progress | [6 empty] | JCPL | [23 empty] | AG2-172 | [5 empty] | Generation Interconnection | [7 empty] | Active | 450 |  | Capacity | [18 empty] | N | No
PJM |  |  | 2/26/2021 | [7 empty] | Solar |  |  |  | 120 |  |  |  |  | 200 | [7 empty] | Whitley | IN |  |  | Twin Branch-Meridian 345 kV |  | 12/31/2025 |  | In Progress | [6 empty] | AEP | [23 empty] | AG2-173 | [5 empty] | Generation Interconnection | [7 empty] | Active | 200 |  | Capacity | [18 empty] | N | No
PJM |  |  | 2/26/2021 | [7 empty] | Solar |  |  |  | 13.2 |  |  |  |  | 20 | [7 empty] | Carbon | PA |  |  | Jack Frost-Lake Harmony 69 kV |  | 12/30/2024 |  | In Progress | [6 empty] | PPL | [23 empty] | AG2-174 | [5 empty] | Generation Interconnection | [7 empty] | Active | 20 |  | Capacity | [18 empty] | N | No
PJM |  |  | 2/26/2021 | [7 empty] | Solar; Storage |  |  |  | 49 |  |  |  |  | 65 | [7 empty] | Van Wert | OH |  |  | Van Wert-Delphos 69 kV |  | 12/15/2023 |  | In Progress | [6 empty] | AEP | [23 empty] | AG2-175 | [5 empty] | Generation Interconnection | [7 empty] | Active | 65 |  | Capacity | [18 empty] | N | No
PJM |  |  | 2/26/2021 | [7 empty] | Solar |  |  |  | 90 |  |  |  |  | 150 | [7 empty] | Crawford | PA |  |  | Geneva 115 kV |  | 1/31/2024 |  | In Progress | [6 empty] | PENELEC | [23 empty] | AG2-176 | [5 empty] | Generation Interconnection | [7 empty] | Active | 150 |  | Capacity | [18 empty] | N | No
PJM |  |  | 2/26/2021 | [7 empty] | Solar |  |  |  | 3.36 |  |  |  |  | 8 | [7 empty] | Sussex | NJ |  |  | Limecrest-Woodruff's Gap 34.5 kV |  | 2/23/2022 |  | In Progress | [6 empty] | JCPL | [23 empty] | AG2-177 | [5 empty] | Generation Interconnection | [7 empty] | Active | 8 |  | Capacity | [18 empty] | N | No
PJM |  |  | 2/26/2021 | [7 empty] | Solar |  |  |  | 9.3 |  |  |  |  | 14.125 | [7 empty] | Fauquier | VA |  |  | Remington 34.5 kV |  | 12/30/2022 |  | In Progress | [6 empty] | Dominion | [23 empty] | AG2-178 | [5 empty] | Generation Interconnection | [7 empty] | Active | 14.125 |  | Capacity | [18 empty] | N | No
PJM |  |  | 2/26/2021 | [7 empty] | Solar; Storage |  |  |  | 42.4 |  |  |  |  | 60 | [7 empty] | Adair | KY |  |  | Coburg 69 kV |  | 9/15/2023 |  | In Progress | [6 empty] | EKPC | [23 empty] | AG2-179 | [5 empty] | Generation Interconnection | [7 empty] | Active | 60 |  | Capacity | [18 empty] | N | No
PJM |  |  | 2/26/2021 | [7 empty] | Natural Gas |  |  |  | 20 |  |  |  |  | 0 | [7 empty] | Gloucester | NJ |  |  | Paulsboro 69 kV |  | 2/25/2021 |  | In Progress | [6 empty] | AEC | [23 empty] | AG2-180 | [5 empty] | Generation Interconnection | [7 empty] | Active | 79 |  | Capacity | [18 empty] | N | No
PJM |  |  | 2/26/2021 | [7 empty] | Solar |  |  |  | 16.8 |  |  |  |  | 28 | [7 empty] | Dorchester | MD |  |  | Airey - Golden Hill 69 kV |  | 6/1/2024 |  | In Progress | [6 empty] | DPL | [23 empty] | AG2-181 | [5 empty] | Generation Interconnection | [7 empty] | Active | 28 |  | Capacity | [18 empty] | N | No
PJM |  |  | 2/26/2021 | [7 empty] | Solar |  |  |  | 133.3333 |  |  |  |  | 200 | [7 empty] | Frederick | VA |  |  | Doubs-Bismark 500 kV |  | 12/31/2022 |  | In Progress | [6 empty] | Dominion | [23 empty] | AG2-182 | [5 empty] | Generation Interconnection | [7 empty] | Active | 200 |  | Capacity | [18 empty] | N | No
PJM |  |  | 2/27/2021 | [7 empty] | Solar |  |  |  | 126 |  |  |  |  | 210 | [7 empty] | Knott | KY |  |  | Spicewood-Softshell 138 kV |  | 6/1/2024 |  | In Progress | [6 empty] | AEP | [23 empty] | AG2-184 | [5 empty] | Generation Interconnection | [7 empty] | Active | 210 |  | Capacity | [18 empty] | N | No
PJM |  |  | 2/26/2021 | [7 empty] | Solar |  |  |  | 6 |  |  |  |  | 10 | [7 empty] | Monroe | PA |  |  | Effort Mountain-Gilbert 138 kV |  | 5/1/2024 |  | In Progress | [6 empty] | PPL | [23 empty] | AG2-185 | [5 empty] | Generation Interconnection | [7 empty] | Active | 40 |  | Capacity | [18 empty] | N | No
PJM |  |  | 2/26/2021 | [7 empty] | Solar |  |  |  | 3.1 |  |  |  |  | 5.2 | [7 empty] | Monroe | PA |  |  | Effort Mountain-Gilbert 138 kV |  | 6/1/2024 |  | In Progress | [6 empty] | PPL | [23 empty] | AG2-186 | [5 empty] | Generation Interconnection | [7 empty] | Active | 45.2 |  | Capacity | [18 empty] | N | No
PJM |  |  | 2/26/2021 | [7 empty] | Storage |  |  |  | 33.2 |  |  |  |  | 40 | [7 empty] | Amherst | VA |  |  | Amherst-Riverville 138 kV |  | 12/1/2024 |  | In Progress | [6 empty] | AEP | [23 empty] | AG2-187 | [5 empty] | Generation Interconnection | [7 empty] | Active | 115 |  | Capacity | [18 empty] | N | No
PJM |  |  | 2/27/2021 | [7 empty] | Solar |  |  |  | 89.94 |  |  |  |  | 149.9 | [7 empty] | Cumberland | VA |  |  | Farmville-Bucking 230 kV |  | 3/1/2024 |  | In Progress | [6 empty] | Dominion | [23 empty] | AG2-188 | [5 empty] | Generation Interconnection | [7 empty] | Active | 149.9 |  | Capacity | [18 empty] | N | No
PJM |  |  | 2/27/2021 | [7 empty] | Solar |  |  |  | 8.316 |  |  |  |  | 19.8 | [7 empty] | Warren | NJ |  |  | Washington-Pequest River 34.5 kV |  | 2/23/2022 |  | In Progress | [6 empty] | JCPL | [23 empty] | AG2-189 | [5 empty] | Generation Interconnection | [7 empty] | Active | 19.8 |  | Capacity | [18 empty] | N | No
PJM |  |  | 2/27/2021 | [7 empty] | Solar |  |  |  | 18 |  |  |  |  | 30 | [7 empty] | Grant | IN |  |  | Mississinewa 138 kV |  | 11/30/2023 |  | In Progress | [6 empty] | AEP | [23 empty] | AG2-191 | [5 empty] | Generation Interconnection | [7 empty] | Active | 30 |  | Capacity | [18 empty] | N | No
PJM |  |  | 2/27/2021 | [7 empty] | Solar; Storage |  |  |  | 12 |  |  |  |  | 20 | [7 empty] | Grant | IN |  |  | Mississinewa 138 kV |  | 12/15/2023 |  | In Progress | [6 empty] | AEP | [23 empty] | AG2-192 | [5 empty] | Generation Interconnection | [7 empty] | Active | 20 |  | Capacity | [18 empty] | N | No
PJM |  |  | 2/27/2021 | [7 empty] | Solar |  |  |  | 12 |  |  |  |  | 20 | [7 empty] | Henrico | VA |  |  | Turner 34.5 kV |  | 12/31/2023 |  | In Progress | [6 empty] | Dominion | [23 empty] | AG2-193 | [5 empty] | Generation Interconnection | [7 empty] | Active | 20 |  | Capacity | [18 empty] | N | No
PJM |  |  | 2/27/2021 | [7 empty] | Solar |  |  |  | 21 |  |  |  |  | 50 | [7 empty] | Highland | OH |  |  | Pierce-Kyger Creek 345 kV |  | 12/31/2024 |  | In Progress | [6 empty] | OVEC | [23 empty] | AG2-194 | [5 empty] | Generation Interconnection | [7 empty] | Active | 170 |  | Capacity | [18 empty] | N | No
PJM |  |  | 2/27/2021 | [7 empty] | Solar |  |  |  | 22.26 |  |  |  |  | 53 | [7 empty] | Wood | OH |  |  | Dowling 138 kV |  | 12/31/2024 |  | In Progress | [6 empty] | ATSI | [23 empty] | AG2-195 | [5 empty] | Generation Interconnection | [7 empty] | Active | 53 |  | Capacity | [18 empty] | N | No
PJM |  |  | 2/28/2021 | [7 empty] | Wind |  |  |  | 52 |  |  |  |  | 295.9 | [7 empty] | Lee | IL |  |  | Nelson- Electrical Junction 345 kV |  | 12/31/2024 |  | In Progress | [6 empty] | ComEd | [23 empty] | AG2-197 | [5 empty] | Generation Interconnection | [7 empty] | Active | 295.9 |  | Capacity | [18 empty] | N | No
PJM |  |  | 2/28/2021 | [7 empty] | Solar |  |  |  | 48 |  |  |  |  | 80 | [7 empty] | Prince Edward | VA |  |  | Briery-Clover 230 kV |  | 2/25/2024 |  | In Progress | [6 empty] | Dominion | [23 empty] | AG2-198 | [5 empty] | Generation Interconnection | [7 empty] | Active | 80 |  | Capacity | [18 empty] | N | No
PJM |  |  | 3/1/2021 | [7 empty] | Solar |  |  |  | 35.7 |  |  |  |  | 55 | [7 empty] | King George | VA |  |  | Birchwood-NUG 230 kV |  | 10/10/2023 |  | In Progress | [6 empty] | Dominion | [23 empty] | AG2-199 | [5 empty] | Generation Interconnection | [7 empty] | Active | 55 |  | Capacity | [18 empty] | N | No
PJM |  |  | 3/2/2021 | [7 empty] | Solar |  |  |  | 12 |  |  |  |  | 20 | [7 empty] | Warren | PA |  |  | North Warren–Russell 34.5 kV |  | 1/15/2023 |  | In Progress | [6 empty] | PENELEC | [23 empty] | AG2-200 | [5 empty] | Generation Interconnection | [7 empty] | Active | 20 |  | Capacity | [18 empty] | N | No
PJM |  |  | 3/4/2021 | [7 empty] | Storage |  |  |  | 20 |  |  |  |  | 20 | [7 empty] | City of Lynchburg | VA |  |  | Reusens 12.47 kV |  | 10/31/2022 |  | In Progress | [6 empty] | AEP | [23 empty] | AG2-202 | [5 empty] | Generation Interconnection | [7 empty] | Active | 20 |  | Capacity | [18 empty] | N | No
PJM |  |  | 3/4/2021 | [7 empty] | Storage |  |  |  | 20 |  |  |  |  | 20 | [7 empty] | City of Lynchburg | VA |  |  | Perkins Park 12.47 kV |  | 10/31/2022 |  | In Progress | [6 empty] | AEP | [23 empty] | AG2-203 | [5 empty] | Generation Interconnection | [7 empty] | Active | 20 |  | Capacity | [18 empty] | N | No
PJM |  |  | 3/4/2021 | [7 empty] | Storage |  |  |  | 20 |  |  |  |  | 20 | [7 empty] | Essex | NJ |  |  | Athenia 26 kV |  | 10/31/2022 |  | In Progress | [6 empty] | PSEG | [23 empty] | AG2-204 | [5 empty] | Generation Interconnection | [7 empty] | Active | 20 |  | Capacity | [18 empty] | N | No
PJM |  |  | 3/4/2021 | [7 empty] | Solar |  |  |  | 28.8 |  |  |  |  | 48 | [7 empty] | Bradford | PA |  |  | Tennessee Gas-East Towanda 115 kV |  | 1/15/2023 |  | In Progress | [6 empty] | PENELEC | [23 empty] | AG2-206 | [5 empty] | Generation Interconnection | [7 empty] | Active | 48 |  | Capacity | [18 empty] | N | No
PJM |  |  | 3/4/2021 | [7 empty] | Storage |  |  |  | 110 |  |  |  |  | 275 | [7 empty] | Anne Arundel | MD |  |  | Brandon Shores 230 kV |  | 3/31/2023 |  | In Progress | [6 empty] | BGE | [23 empty] | AG2-207 | [5 empty] | Generation Interconnection | [7 empty] | Active | 275 |  | Capacity | [18 empty] | N | No
PJM |  |  | 3/5/2021 | [7 empty] | Solar |  |  |  | 44.47 |  |  |  |  | 79.2 | [7 empty] | Louisa | VA |  |  | Greenwood DP - St. Johns DP 115 kV |  | 6/30/2024 |  | In Progress | [6 empty] | Dominion | [23 empty] | AG2-208 | [5 empty] | Generation Interconnection | [7 empty] | Active | 70 |  | Capacity | [18 empty] | N | No
PJM |  |  | 3/5/2021 | [7 empty] | Solar; Storage |  |  |  | 20.76 |  |  |  |  | 0 | [7 empty] | Louisa | VA |  |  | Greenwood DP - St. Johns DP 115 kV |  | 6/30/2024 |  | In Progress | [6 empty] | Dominion | [23 empty] | AG2-209 | [5 empty] | Generation Interconnection | [7 empty] | Active | 70 |  | Capacity | [18 empty] | N | No
PJM |  |  | 3/8/2021 | [7 empty] | Solar |  |  |  | 134 |  |  |  |  | 200 | [7 empty] | Marshall | IN |  |  | Dumont-Greentown 765 kV |  | 12/2/2024 |  | In Progress | [6 empty] | AEP | [23 empty] | AG2-212 | [5 empty] | Generation Interconnection | [7 empty] | Active | 400 |  | Capacity | [18 empty] | N | No
PJM |  |  | 3/8/2021 | [7 empty] | Solar |  |  |  | 48 |  |  |  |  | 80 | [7 empty] | Lunenburg | VA |  |  | Gary D.P Tap - Gary D.P 115 kV |  | 12/1/2025 |  | In Progress | [6 empty] | Dominion | [23 empty] | AG2-213 | [5 empty] | Generation Interconnection | [7 empty] | Active | 80 |  | Capacity | [18 empty] | N | No
PJM |  |  | 3/8/2021 | [7 empty] | Solar |  |  |  | 36 |  |  |  |  | 60.17 | [7 empty] | Charlotte | VA |  |  | Red House D.P - Sugar Hill 115 kV |  | 12/1/2025 |  | In Progress | [6 empty] | Dominion | [23 empty] | AG2-214 | [5 empty] | Generation Interconnection | [7 empty] | Active | 60 |  | Capacity | [18 empty] | N | No
PJM |  |  | 3/9/2021 | [7 empty] | Solar |  |  |  | 36.92 |  |  |  |  | 0 | [7 empty] | Lancaster | VA |  |  | Garner DP-Lancaster 115 kV |  | 12/31/2023 |  | In Progress | [6 empty] | Dominion | [23 empty] | AG2-215 | [5 empty] | Generation Interconnection | [7 empty] | Active | 176 |  | Capacity | [18 empty] | N | No
PJM |  |  | 3/9/2021 | [7 empty] | Solar |  |  |  | 25.92 |  |  |  |  | 0 | [7 empty] | Champaign | OH |  |  | East Sidney-Quincy 138 kV |  | 12/31/2023 |  | In Progress | [6 empty] | Dayton | [23 empty] | AG2-216 | [5 empty] | Generation Interconnection | [7 empty] | Active | 144 |  | Capacity | [18 empty] | N | No
PJM |  |  | 3/9/2021 | [7 empty] | Storage |  |  |  | 8 |  |  |  |  | 20.9 | [7 empty] | Southampton | VA |  |  | Watkins Corner 34.5 kV |  | 4/29/2023 |  | In Progress | [6 empty] | Dominion | [23 empty] | AG2-217 | [5 empty] | Generation Interconnection | [7 empty] | Active | 20 |  | Capacity | [18 empty] | N | No
PJM |  |  | 3/9/2021 | [7 empty] | Solar |  |  |  | 32 |  |  |  |  | 49.5 | [7 empty] | Marion | OH |  |  | La Rue 69 kV |  | 12/2/2024 |  | In Progress | [6 empty] | AEP | [23 empty] | AG2-218 | [5 empty] | Generation Interconnection | [7 empty] | Active | 49.5 |  | Capacity | [18 empty] | N | No
PJM |  |  | 3/9/2021 | [7 empty] | Solar |  |  |  | 220.9 |  |  |  |  | 330 | [7 empty] | Decatur | IN |  |  | Jefferson-Greentown 765 kV |  | 12/2/2024 |  | In Progress | [6 empty] | AEP | [23 empty] | AG2-219 | [5 empty] | Generation Interconnection | [7 empty] | Active | 600 |  | Capacity | [18 empty] | N | No
PJM |  |  | 3/10/2021 | [7 empty] | Solar |  |  |  | 19.2 |  |  |  |  | 31 | [7 empty] | Bradford | PA |  |  | East Towanda-South Troy 115 kV |  | 9/30/2025 |  | In Progress | [6 empty] | PENELEC | [23 empty] | AG2-220 | [5 empty] | Generation Interconnection | [7 empty] | Active | 31 |  | Capacity | [18 empty] | N | No
PJM |  |  | 3/10/2021 | [7 empty] | Solar |  |  |  | 14 |  |  |  |  | 20 | [7 empty] | Bradford | PA |  |  | South Troy - North Towanda 34.5 kV |  | 9/30/2024 |  | In Progress | [6 empty] | PENELEC | [23 empty] | AG2-221 | [5 empty] | Generation Interconnection | [7 empty] | Active | 20 |  | Capacity | [18 empty] | N | No
PJM |  |  | 3/10/2021 | [7 empty] | Solar |  |  |  | 55 |  |  |  |  | 83 | [7 empty] | Rush | IN |  |  | Tanners Creek-Hanna 345 kV |  | 12/2/2024 |  | In Progress | [6 empty] | AEP | [23 empty] | AG2-222 | [5 empty] | Generation Interconnection | [7 empty] | Active | 83 |  | Capacity | [18 empty] | N | No
PJM |  |  | 3/10/2021 | [7 empty] | Storage |  |  |  | 100 |  |  |  |  | 100 | [7 empty] | Lucas | OH |  |  | Allen Junction 345 kV |  | 6/1/2023 |  | In Progress | [6 empty] | ATSI | [23 empty] | AG2-223 | [5 empty] | Generation Interconnection | [7 empty] | Active | 100 |  | Capacity | [18 empty] | N | No
PJM |  |  | 3/10/2021 | [7 empty] | Storage |  |  |  | 46 |  |  |  |  | 115 | [7 empty] | Anne Arundel | MD |  |  | Wagner 115 kV |  | 12/31/2022 |  | In Progress | [6 empty] | BGE | [23 empty] | AG2-225 | [5 empty] | Generation Interconnection | [7 empty] | Active | 135 |  | Capacity | [18 empty] | N | No
PJM |  |  | 3/11/2021 | [7 empty] | Storage |  |  |  | 20.8 |  |  |  |  | 52 | [7 empty] | Northampton | PA |  |  | Martins Creek 69 kV II |  | 12/31/2022 |  | In Progress | [6 empty] | PPL | [23 empty] | AG2-226 | [5 empty] | Generation Interconnection | [7 empty] | Active | 52 |  | Capacity | [18 empty] | N | No
PJM |  |  | 3/12/2021 | [7 empty] | Solar |  |  |  | 4.704 |  |  |  |  | 11.2 | [7 empty] | Warren | NJ |  |  | Pequest River-Washington 34.5 kV |  | 3/31/2022 |  | In Progress | [6 empty] | JCPL | [23 empty] | AG2-228 | [5 empty] | Generation Interconnection | [7 empty] | Active | 11.2 |  | Capacity | [18 empty] | N | No
PJM |  |  | 3/12/2021 | [7 empty] | Storage |  |  |  | 8 |  |  |  |  | 20 | [7 empty] | Floyd | VA |  |  | Floyd 138 kV |  | 1/1/2024 |  | In Progress | [6 empty] | AEP | [23 empty] | AG2-229 | [5 empty] | Generation Interconnection | [7 empty] | Active | 20 |  | Capacity | [18 empty] | N | No
PJM |  |  | 3/12/2021 | [7 empty] | Solar |  |  |  | 90 |  |  |  |  | 150 | [7 empty] | St. Joseph | IN |  |  | Dumont 345 kV |  | 12/31/2024 |  | In Progress | [6 empty] | AEP | [23 empty] | AG2-230 | [5 empty] | Generation Interconnection | [7 empty] | Active | 150 |  | Capacity | [18 empty] | N | No
PJM |  |  | 3/15/2021 | [7 empty] | Hydro |  |  |  | 17.5 |  |  |  |  | 20 | [7 empty] | Beaver | PA |  |  | Montgomery Hydroelectric 23 kV |  | 12/31/2023 |  | In Progress | [6 empty] | DL | [23 empty] | AG2-233 | [5 empty] | Generation Interconnection | [7 empty] | Active | 20 |  | Capacity | [18 empty] | N | No
PJM |  |  | 3/15/2021 | [7 empty] | Hydro |  |  |  | 1.5 |  |  |  |  | 3.2 | [7 empty] | Allegheny | PA |  |  | Neville 23 kV |  | 12/31/2023 |  | In Progress | [6 empty] | DL | [23 empty] | AG2-234 | [5 empty] | Generation Interconnection | [7 empty] | Active | 20 |  | Capacity | [18 empty] | N | No
PJM |  |  | 3/15/2021 | [7 empty] | Solar |  |  |  | 30.66 |  |  |  |  | 73 | [7 empty] | Delaware | OH |  |  | Lincoln-Berrywood 69 kV |  | 12/31/2024 |  | In Progress | [6 empty] | AEP | [23 empty] | AG2-235 | [5 empty] | Generation Interconnection | [7 empty] | Active | 73 |  | Capacity | [18 empty] | N | No
PJM |  |  | 3/15/2021 | [7 empty] | Solar |  |  |  | 10.8 |  |  |  |  | 20 | [7 empty] | Lawrence | PA |  |  | Potter-Harlan 69 kV |  | 10/30/2024 |  | In Progress | [6 empty] | ATSI | [23 empty] | AG2-236 | [5 empty] | Generation Interconnection | [7 empty] | Active | 60 |  | Capacity | [18 empty] | N | No
PJM |  |  | 3/16/2021 | [7 empty] | Solar |  |  |  | 0 |  |  |  |  | 0 | [7 empty] | Northhampton | NC |  |  | Thelma 230kV |  | 12/15/2025 |  | In Progress | [6 empty] | Dominion | [23 empty] | AG2-237 | [5 empty] | Generation Interconnection | [7 empty] | Active | 300 |  | Energy | [18 empty] | N | No
PJM |  |  | 3/16/2021 | [7 empty] | Storage |  |  |  | 0 |  |  |  |  | 0 | [7 empty] | Hertford | NC |  |  | Earleys 230 kV |  | 12/15/2025 |  | In Progress | [6 empty] | Dominion | [23 empty] | AG2-238 | [5 empty] | Generation Interconnection | [7 empty] | Active | 99.9 |  | Energy | [18 empty] | N | No
PJM |  |  | 3/16/2021 | [7 empty] | Storage |  |  |  | 0 |  |  |  |  | 0 | [7 empty] | Currituck | NC |  |  | Hickory-Shawboro 230 kV |  | 12/15/2025 |  | In Progress | [6 empty] | Dominion | [23 empty] | AG2-239 | [5 empty] | Generation Interconnection | [7 empty] | Active | 60 |  | Energy | [18 empty] | N | No
PJM |  |  | 3/16/2021 | [7 empty] | Storage |  |  |  | 0 |  |  |  |  | 0 | [7 empty] | Hanover | VA |  |  | Old Church 34.5 kV |  | 12/15/2025 |  | In Progress | [6 empty] | Dominion | [23 empty] | AG2-240 | [5 empty] | Generation Interconnection | [7 empty] | Active | 25 |  | Energy | [18 empty] | N | No
PJM |  |  | 3/16/2021 | [7 empty] | Solar |  |  |  | 31.3333 |  |  |  |  | 47 | [7 empty] | Cumberland | NJ |  |  | Roadstown 69 kV |  | 9/15/2023 |  | In Progress | [6 empty] | AEC | [23 empty] | AG2-241 | [5 empty] | Generation Interconnection | [7 empty] | Active | 47 |  | Capacity | [18 empty] | N | No
PJM |  |  | 3/16/2021 | [7 empty] | Solar |  |  |  | 12 |  |  |  |  | 20 | [7 empty] | Ashtabula | OH |  |  | Rome-Orwell 36 kV |  | 1/15/2023 |  | In Progress | [6 empty] | ATSI | [23 empty] | AG2-243 | [5 empty] | Generation Interconnection | [7 empty] | Active | 20 |  | Capacity | [18 empty] | N | No
PJM |  |  | 3/16/2021 | [7 empty] | Solar |  |  |  | 12 |  |  |  |  | 20 | [7 empty] | Ashtabula | OH |  |  | Winfield-Presrite Corp 36 kV |  | 1/15/2023 |  | In Progress | [6 empty] | ATSI | [23 empty] | AG2-244 | [5 empty] | Generation Interconnection | [7 empty] | Active | 20 |  | Capacity | [18 empty] | N | No
PJM |  |  | 3/16/2021 | [7 empty] | Solar |  |  |  | 126 |  |  |  |  | 210 | [7 empty] | Starke | IN |  |  | Olive - Reynolds #1 345 kV |  | 12/1/2023 |  | In Progress | [6 empty] | AEP | [23 empty] | AG2-245 | [5 empty] | Generation Interconnection | [7 empty] | Active | 210 |  | Capacity | [18 empty] | N | No
PJM |  |  | 3/17/2021 | [7 empty] | Solar |  |  |  | 12 |  |  |  |  | 20 | [7 empty] | Crawford | PA |  |  | Northwestern REC Dixonburg-Vernon 34.5 kV |  | 1/15/2023 |  | In Progress | [6 empty] | PENELEC | [23 empty] | AG2-247 | [5 empty] | Generation Interconnection | [7 empty] | Active | 20 |  | Capacity | [18 empty] | N | No
PJM |  |  | 3/17/2021 | [7 empty] | Solar |  |  |  | 100 |  |  |  |  | 150 | [7 empty] | Elkhart | IN |  |  | East Elkhart 345 kV |  | 12/2/2024 |  | In Progress | [6 empty] | AEP | [23 empty] | AG2-248 | [5 empty] | Generation Interconnection | [7 empty] | Active | 150 |  | Capacity | [18 empty] | N | No
PJM |  |  | 3/17/2021 | [7 empty] | Solar |  |  |  | 12 |  |  |  |  | 20 | [7 empty] | Mercer | PA |  |  | Stoneboro-Perry 69 kV |  | 1/15/2023 |  | In Progress | [6 empty] | ATSI | [23 empty] | AG2-249 | [5 empty] | Generation Interconnection | [7 empty] | Active | 20 |  | Capacity | [18 empty] | N | No
PJM |  |  | 3/17/2021 | [7 empty] | Solar |  |  |  | 12 |  |  |  |  | 20 | [7 empty] | Mercer | PA |  |  | Stoneboro-Perry 69 kV II |  | 1/15/2023 |  | In Progress | [6 empty] | ATSI | [23 empty] | AG2-250 | [5 empty] | Generation Interconnection | [7 empty] | Active | 40 |  | Capacity | [18 empty] | N | No
PJM |  |  | 3/18/2021 | [7 empty] | Solar |  |  |  | 17.4 |  |  |  |  | 29 | [7 empty] | Trumbull | OH |  |  | Dilworth 69 kV |  | 1/15/2023 |  | In Progress | [6 empty] | ATSI | [23 empty] | AG2-251 | [5 empty] | Generation Interconnection | [7 empty] | Active | 29 |  | Capacity | [18 empty] | N | No
PJM |  |  | 3/18/2021 | [7 empty] | Solar |  |  |  | 12 |  |  |  |  | 20 | [7 empty] | Trumbull | OH |  |  | Dilworth 69 kV II |  | 1/15/2023 |  | In Progress | [6 empty] | ATSI | [23 empty] | AG2-252 | [5 empty] | Generation Interconnection | [7 empty] | Active | 49 |  | Capacity | [18 empty] | N | No
PJM |  |  | 3/18/2021 | [7 empty] | Solar |  |  |  | 12 |  |  |  |  | 20 | [7 empty] | Trumbull | OH |  |  | Dilworth 69 kV III |  | 1/15/2023 |  | In Progress | [6 empty] | ATSI | [23 empty] | AG2-253 | [5 empty] | Generation Interconnection | [7 empty] | Active | 69 |  | Capacity | [18 empty] | N | No
PJM |  |  | 3/18/2021 | [7 empty] | Solar |  |  |  | 1.68 |  |  |  |  | 4 | [7 empty] | Burlington | NJ |  |  | New Lisbon 12.47 kV |  | 3/30/2022 |  | In Progress | [6 empty] | JCPL | [23 empty] | AG2-254 | [5 empty] | Generation Interconnection | [7 empty] | Active | 4 |  | Capacity | [18 empty] | N | No
PJM |  |  | 3/18/2021 | [7 empty] | Solar |  |  |  | 1.68 |  |  |  |  | 4 | [7 empty] | Burlington | NJ |  |  | South Hampton 13 kV |  | 3/30/2022 |  | In Progress | [6 empty] | PSEG | [23 empty] | AG2-255 | [5 empty] | Generation Interconnection | [7 empty] | Active | 4 |  | Capacity | [18 empty] | N | No
PJM |  |  | 3/19/2021 | [7 empty] | Solar |  |  |  | 60 |  |  |  |  | 100 | [7 empty] | Accomack | VA |  |  | Carson – Rogers Road 500 kV |  | 3/1/2024 |  | In Progress | [6 empty] | Dominion | [23 empty] | AG2-258 | [5 empty] | Generation Interconnection | [7 empty] | Active | 100 |  | Capacity | [18 empty] | N | No
PJM |  |  | 3/19/2021 | [7 empty] | Solar |  |  |  | 48 |  |  |  |  | 80 | [7 empty] | Fluvanna | VA |  |  | Sherwood - Kidds Store 115 kV |  | 3/4/2024 |  | In Progress | [6 empty] | Dominion | [23 empty] | AG2-259 | [5 empty] | Generation Interconnection | [7 empty] | Active | 80 |  | Capacity | [18 empty] | N | No
PJM |  |  | 3/18/2021 | [7 empty] | Solar |  |  |  | 89.4 |  |  |  |  | 149 | [7 empty] | Halifax | VA |  |  | Crystal Hill - Perth 115 kV |  | 12/1/2025 |  | In Progress | [6 empty] | Dominion | [23 empty] | AG2-260 | [5 empty] | Generation Interconnection | [7 empty] | Active | 149 |  | Capacity | [18 empty] | N | No
PJM |  |  | 3/18/2021 | [7 empty] | Solar |  |  |  | 105 |  |  |  |  | 175 | [7 empty] | Greensville | VA |  |  | Lake View - Clubhouse 230 kV |  | 12/1/2025 |  | In Progress | [6 empty] | Dominion | [23 empty] | AG2-261 | [5 empty] | Generation Interconnection | [7 empty] | Active | 175 |  | Capacity | [18 empty] | N | No
PJM |  |  | 3/18/2021 | [7 empty] | Solar |  |  |  | 6.6 |  |  |  |  | 11 | [7 empty] | Halifax | VA |  |  | Dryburg 115 kV |  | 12/1/2023 |  | In Progress | [6 empty] | Dominion | [23 empty] | AG2-262 | [5 empty] | Generation Interconnection | [7 empty] | Active | 56 |  | Capacity | [18 empty] | N | No
PJM |  |  | 3/19/2021 | [7 empty] | Solar; Storage |  |  |  | 31.14 |  |  |  |  | 40 | [7 empty] | Fayette | OH |  |  | Jeffersonville-South Charleston 69 kV |  | 12/15/2023 |  | In Progress | [6 empty] | Dayton | [23 empty] | AG2-263 | [5 empty] | Generation Interconnection | [7 empty] | Active | 40 |  | Capacity | [18 empty] | N | No
PJM |  |  | 3/19/2021 | [7 empty] | Solar; Storage |  |  |  | 14.74 |  |  |  |  | 20 | [7 empty] | Fayette | OH |  |  | Jeffersonville-South Charleston 69 kV |  | 12/15/2023 |  | In Progress | [6 empty] | Dayton | [23 empty] | AG2-264 | [5 empty] | Generation Interconnection | [7 empty] | Active | 60 |  | Capacity | [18 empty] | N | No
PJM |  |  | 3/19/2021 | [7 empty] | Solar |  |  |  | 12 |  |  |  |  | 20 | [7 empty] | Fayette | OH |  |  | Jeffersonville-South Charleston 69 kV |  | 12/15/2023 |  | In Progress | [6 empty] | Dayton | [23 empty] | AG2-265 | [5 empty] | Generation Interconnection | [7 empty] | Active | 80 |  | Capacity | [18 empty] | N | No
PJM |  |  | 3/19/2021 | [7 empty] | Storage |  |  |  | 100 |  |  |  |  | 100 | [7 empty] | Halifax | VA |  |  | Sedge Hill 230 kV |  | 12/31/2023 |  | In Progress | [6 empty] | Dominion | [23 empty] | AG2-268 | [5 empty] | Generation Interconnection | [7 empty] | Active | 100 |  | Capacity | [18 empty] | N | No
PJM |  |  | 3/19/2021 | [7 empty] | Storage |  |  |  | 150 |  |  |  |  | 150 | [7 empty] | Chesterfield | VA |  |  | Chesterfield 230 kV |  | 12/31/2023 |  | In Progress | [6 empty] | Dominion | [23 empty] | AG2-269 | [5 empty] | Generation Interconnection | [7 empty] | Active | 150 |  | Capacity | [18 empty] | N | No
PJM |  |  | 3/19/2021 | [7 empty] | Storage |  |  |  | 150 |  |  |  |  | 150 | [7 empty] | Halifax | VA |  |  | Clover 230 kV |  | 12/31/2025 |  | In Progress | [6 empty] | Dominion | [23 empty] | AG2-270 | [5 empty] | Generation Interconnection | [7 empty] | Active | 150 |  | Capacity | [18 empty] | N | No
PJM |  |  | 3/19/2021 | [7 empty] | Storage |  |  |  | 150 |  |  |  |  | 150 | [7 empty] | Sussex | DE |  |  | Indian River 230 kV |  | 12/31/2023 |  | In Progress | [6 empty] | DPL | [23 empty] | AG2-271 | [5 empty] | Generation Interconnection | [7 empty] | Active | 150 |  | Capacity | [18 empty] | N | No
PJM |  |  | 3/19/2021 | [7 empty] | Storage |  |  |  | 21.35 |  |  |  |  | 55 | [7 empty] | Pittsylvania | VA |  |  | Berry Hill 138 kV |  | 10/1/2024 |  | In Progress | [6 empty] | AEP | [23 empty] | AG2-272 | [5 empty] | Generation Interconnection | [7 empty] | Active | 55 |  | Capacity | [18 empty] | N | No
PJM |  |  | 3/19/2021 | [7 empty] | Solar |  |  |  | 0 |  |  |  |  | 0 | [7 empty] | Wicomico | MD |  |  | Hebron 69 kV II |  | 12/31/2022 |  | In Progress | [6 empty] | DPL | [23 empty] | AG2-274 | [5 empty] | Generation Interconnection | [7 empty] | Active | 45.8 |  | Energy | [18 empty] | N | No
PJM |  |  | 3/22/2021 | [7 empty] | Storage |  |  |  | 150 |  |  |  |  | 150 | [7 empty] | Chesterfield | VA |  |  | Southwest 230 kV |  | 12/31/2023 |  | In Progress | [6 empty] | Dominion | [23 empty] | AG2-275 | [5 empty] | Generation Interconnection | [7 empty] | Active | 150 |  | Capacity | [18 empty] | N | No
PJM |  |  | 3/22/2021 | [7 empty] | Storage |  |  |  | 150 |  |  |  |  | 150 | [7 empty] | Chesterfield | VA |  |  | Tyler 230 kV |  | 12/31/2023 |  | In Progress | [6 empty] | Dominion | [23 empty] | AG2-276 | [5 empty] | Generation Interconnection | [7 empty] | Active | 150 |  | Capacity | [18 empty] | N | No
PJM |  |  | 3/22/2021 | [7 empty] | Solar; Storage |  |  |  | 34 |  |  |  |  | 40 | [7 empty] | Fayette | OH |  |  | Robinson 69 kV |  | 12/15/2023 |  | In Progress | [6 empty] | Dayton | [23 empty] | AG2-277 | [5 empty] | Generation Interconnection | [7 empty] | Active | 40 |  | Capacity | [18 empty] | N | No
PJM |  |  | 3/22/2021 | [7 empty] | Solar |  |  |  | 12 |  |  |  |  | 20 | [7 empty] | Fayette | OH |  |  | Robinson 69 kV |  | 12/15/2023 |  | In Progress | [6 empty] | Dayton | [23 empty] | AG2-278 | [5 empty] | Generation Interconnection | [7 empty] | Active | 60 |  | Capacity | [18 empty] | N | No
PJM |  |  | 3/22/2021 | [7 empty] | Solar |  |  |  | 13.6 |  |  |  |  | 20 | [7 empty] | Washington | MD |  |  | Hagerstown-Conservit 34.5 kV |  | 9/30/2024 |  | In Progress | [6 empty] | APS | [23 empty] | AG2-279 | [5 empty] | Generation Interconnection | [7 empty] | Active | 20 |  | Capacity | [18 empty] | N | No
PJM |  |  | 3/22/2021 | [7 empty] | Storage |  |  |  | 50 |  |  |  |  | 50 | [7 empty] | Queen Anne's | MD |  |  | Church 138 kV |  | 5/1/2024 |  | In Progress | [6 empty] | DPL | [23 empty] | AG2-281 | [5 empty] | Generation Interconnection | [7 empty] | Active | 50 |  | Capacity | [18 empty] | N | No
PJM |  |  | 3/22/2021 | [7 empty] | Solar; Wind |  |  |  | 3.102 |  |  |  |  | 10 | [7 empty] | Butler | OH |  |  | Kuranga Power Generator |  | 2/10/2022 |  | In Progress | [6 empty] | DEOK | [23 empty] | AG2-282 | [5 empty] | Generation Interconnection | [7 empty] | Active | 10 |  | Capacity | [18 empty] | N | No
PJM |  |  | 3/22/2021 | [7 empty] | Storage |  |  |  | 150 |  |  |  |  | 150 | [7 empty] | York | VA |  |  | Yorktown 230 kV |  | 12/31/2023 |  | In Progress | [6 empty] | Dominion | [23 empty] | AG2-283 | [5 empty] | Generation Interconnection | [7 empty] | Active | 150 |  | Capacity | [18 empty] | N | No
PJM |  |  | 3/22/2021 | [7 empty] | Storage |  |  |  | 150 |  |  |  |  | 150 | [7 empty] | Prince William | VA |  |  | Catharpin 230 kV |  | 12/31/2023 |  | In Progress | [6 empty] | Dominion | [23 empty] | AG2-284 | [5 empty] | Generation Interconnection | [7 empty] | Active | 150 |  | Capacity | [18 empty] | N | No
PJM |  |  | 3/22/2021 | [7 empty] | Storage |  |  |  | 150 |  |  |  |  | 150 | [7 empty] | Loudoun | VA |  |  | Loudoun 230 kV |  | 12/31/2023 |  | In Progress | [6 empty] | Dominion | [23 empty] | AG2-285 | [5 empty] | Generation Interconnection | [7 empty] | Active | 150 |  | Capacity | [18 empty] | N | No
PJM |  |  | 3/23/2021 | [7 empty] | Storage |  |  |  | 150 |  |  |  |  | 150 | [7 empty] | Fairfax | VA |  |  | Clifton 230 kV |  | 12/31/2023 |  | In Progress | [6 empty] | Dominion | [23 empty] | AG2-286 | [5 empty] | Generation Interconnection | [7 empty] | Active | 150 |  | Capacity | [18 empty] | N | No
PJM |  |  | 3/22/2021 | [7 empty] | Storage |  |  |  | 150 |  |  |  |  | 150 | [7 empty] | Loudoun | VA |  |  | Beaumeade 230 kV |  | 12/31/2023 |  | In Progress | [6 empty] | Dominion | [23 empty] | AG2-287 | [5 empty] | Generation Interconnection | [7 empty] | Active | 150 |  | Capacity | [18 empty] | N | No
PJM |  |  | 3/22/2021 | [7 empty] | Storage |  |  |  | 150 |  |  |  |  | 150 | [7 empty] | Frederick | VA |  |  | Stonewall 138 kV |  | 12/31/2023 |  | In Progress | [6 empty] | APS | [23 empty] | AG2-288 | [5 empty] | Generation Interconnection | [7 empty] | Active | 150 |  | Capacity | [18 empty] | N | No
PJM |  |  | 3/23/2021 | [7 empty] | Solar |  |  |  | 66.5 |  |  |  |  | 100 | [7 empty] | Seneca | OH |  |  | Amsden – Fremont Center 69 kV |  | 12/2/2024 |  | In Progress | [6 empty] | AEP | [23 empty] | AG2-289 | [5 empty] | Generation Interconnection | [7 empty] | Active | 100 |  | Capacity | [18 empty] | N | No
PJM |  |  | 3/22/2021 | [7 empty] | Solar |  |  |  | 38.4 |  |  |  |  | 58 | [7 empty] | Seneca | OH |  |  | Amsden – Fremont Center 69 kV |  | 12/2/2024 |  | In Progress | [6 empty] | AEP | [23 empty] | AG2-290 | [5 empty] | Generation Interconnection | [7 empty] | Active | 158 |  | Capacity | [18 empty] | N | No
PJM |  |  | 3/22/2021 | [7 empty] | Solar |  |  |  | 0 |  |  |  |  | 16 | [7 empty] | Susquehanna | PA |  |  | Williams Central 115 kV |  | 12/31/2023 |  | In Progress | [6 empty] | PENELEC | [23 empty] | AG2-291 | [5 empty] | Generation Interconnection | [7 empty] | Active | 16 |  | Energy | [18 empty] | N | No
PJM |  |  | 3/22/2021 | [7 empty] | Solar |  |  |  | 0 |  |  |  |  | 16 | [7 empty] | Bradford | PA |  |  | Scotch Hollow 230 kV |  | 11/30/2023 |  | In Progress | [6 empty] | PENELEC | [23 empty] | AG2-292 | [5 empty] | Generation Interconnection | [7 empty] | Active | 16 |  | Energy | [18 empty] | N | No
PJM |  |  | 3/22/2021 | [7 empty] | Solar |  |  |  | 0 |  |  |  |  | 18 | [7 empty] | Susquehanna | PA |  |  | Williams Potter Tap 115 kV |  | 12/31/2023 |  | In Progress | [6 empty] | PENELEC | [23 empty] | AG2-293 | [5 empty] | Generation Interconnection | [7 empty] | Active | 18 |  | Energy | [18 empty] | N | No
PJM |  |  | 3/22/2021 | [7 empty] | Solar |  |  |  | 0 |  |  |  |  | 18 | [7 empty] | Susquehanna | PA |  |  | MacNew 115 kV |  | 12/31/2023 |  | In Progress | [6 empty] | PENELEC | [23 empty] | AG2-294 | [5 empty] | Generation Interconnection | [7 empty] | Active | 18 |  | Energy | [18 empty] | N | No
PJM |  |  | 3/23/2021 | [7 empty] | Solar |  |  |  | 19.4 |  |  |  |  | 30 | [7 empty] | Crawford | OH |  |  | South Berwick - Galion 345 kV |  | 12/2/2024 |  | In Progress | [6 empty] | AEP | [23 empty] | AG2-296 | [5 empty] | Generation Interconnection | [7 empty] | Active | 430 |  | Capacity | [18 empty] | N | No
PJM |  |  | 3/23/2021 | [7 empty] | Solar |  |  |  | 11.4 |  |  |  |  | 19 | [7 empty] | Cumberland | NJ |  |  | Cumberland 230 kV |  | 6/1/2023 |  | In Progress | [6 empty] | AEC | [23 empty] | AG2-297 | [5 empty] | Generation Interconnection | [7 empty] | Active | 19 |  | Capacity | [18 empty] | N | No
PJM |  |  | 3/23/2021 | [7 empty] | Solar |  |  |  | 40 |  |  |  |  | 60 | [7 empty] | Marion | KY |  |  | Loretto 69 kV |  | 9/1/2024 |  | In Progress | [6 empty] | EKPC | [23 empty] | AG2-298 | [5 empty] | Generation Interconnection | [7 empty] | Active | 60 |  | Capacity | [18 empty] | N | No
PJM |  |  | 3/23/2021 | [7 empty] | Storage |  |  |  | 30 |  |  |  |  | 0 | [7 empty] | Buchanan | VA |  |  | Hurley 69 kV |  | 9/1/2024 |  | In Progress | [6 empty] | AEP | [23 empty] | AG2-299 | [5 empty] | Generation Interconnection | [7 empty] | Active | 75 |  | Capacity | [18 empty] | N | No
PJM |  |  | 3/23/2021 | [7 empty] | Storage |  |  |  | 100 |  |  |  |  | 100 | [7 empty] | Frederick | VA |  |  | Meadow Brook 138 kV |  | 12/31/2023 |  | In Progress | [6 empty] | APS | [23 empty] | AG2-300 | [5 empty] | Generation Interconnection | [7 empty] | Active | 100 |  | Capacity | [18 empty] | N | No
PJM |  |  | 3/23/2021 | [7 empty] | Storage |  |  |  | 150 |  |  |  |  | 150 | [7 empty] | Charles | MD |  |  | Morgantown 230 kV |  | 12/31/2023 |  | In Progress | [6 empty] | PEPCO | [23 empty] | AG2-301 | [5 empty] | Generation Interconnection | [7 empty] | Active | 150 |  | Capacity | [18 empty] | N | No
PJM |  |  | 3/23/2021 | [7 empty] | Storage |  |  |  | 150 |  |  |  |  | 150 | [7 empty] | Montgomery | MD |  |  | Dickerson 230 kV |  | 12/31/2023 |  | In Progress | [6 empty] | PEPCO | [23 empty] | AG2-302 | [5 empty] | Generation Interconnection | [7 empty] | Active | 150 |  | Capacity | [18 empty] | N | No
PJM |  |  | 3/23/2021 | [7 empty] | Storage |  |  |  | 100 |  |  |  |  | 100 | [7 empty] | King George | VA |  |  | Birchwood 230 kV |  | 12/31/2023 |  | In Progress | [6 empty] | Dominion | [23 empty] | AG2-303 | [5 empty] | Generation Interconnection | [7 empty] | Active | 100 |  | Capacity | [18 empty] | N | No
PJM |  |  | 3/23/2021 | [7 empty] | Storage |  |  |  | 150 |  |  |  |  | 150 | [7 empty] | Prince William | VA |  |  | Liberty 230 kV |  | 12/31/2023 |  | In Progress | [6 empty] | Dominion | [23 empty] | AG2-304 | [5 empty] | Generation Interconnection | [7 empty] | Active | 150 |  | Capacity | [18 empty] | N | No
PJM |  |  | 3/23/2021 | [7 empty] | Storage |  |  |  | 100 |  |  |  |  | 100 | [7 empty] | Fauquier | VA |  |  | Bristers 230 kV |  | 12/31/2023 |  | In Progress | [6 empty] | Dominion | [23 empty] | AG2-305 | [5 empty] | Generation Interconnection | [7 empty] | Active | 100 |  | Capacity | [18 empty] | N | No
PJM |  |  | 3/23/2021 | [7 empty] | Storage |  |  |  | 150 |  |  |  |  | 150 | [7 empty] | Prince William | VA |  |  | Possum Point 230 kV |  | 12/31/2023 |  | In Progress | [6 empty] | Dominion | [23 empty] | AG2-306 | [5 empty] | Generation Interconnection | [7 empty] | Active | 150 |  | Capacity | [18 empty] | N | No
PJM |  |  | 3/23/2021 | [7 empty] | Storage |  |  |  | 100 |  |  |  |  | 100 | [7 empty] | Loudoun | VA |  |  | Roundtable 230 kV |  | 12/31/2023 |  | In Progress | [6 empty] | Dominion | [23 empty] | AG2-307 | [5 empty] | Generation Interconnection | [7 empty] | Active | 100 |  | Capacity | [18 empty] | N | No
PJM |  |  | 3/23/2021 | [7 empty] | Storage |  |  |  | 100 |  |  |  |  | 100 | [7 empty] | Allegany | MD |  |  | Cumberland 138 kV |  | 12/31/2025 |  | In Progress | [6 empty] | APS | [23 empty] | AG2-308 | [5 empty] | Generation Interconnection | [7 empty] | Active | 100 |  | Capacity | [18 empty] | N | No
PJM |  |  | 3/23/2021 | [7 empty] | Storage |  |  |  | 150 |  |  |  |  | 150 | [7 empty] | New Kent | VA |  |  | Lanexa 230 kV |  | 12/31/2023 |  | In Progress | [6 empty] | Dominion | [23 empty] | AG2-309 | [5 empty] | Generation Interconnection | [7 empty] | Active | 150 |  | Capacity | [18 empty] | N | No
PJM |  |  | 3/23/2021 | [7 empty] | Storage |  |  |  | 100 |  |  |  |  | 100 | [7 empty] | Roanoke | VA |  |  | Matt Funk 138 kV |  | 12/31/2023 |  | In Progress | [6 empty] | AEP | [23 empty] | AG2-310 | [5 empty] | Generation Interconnection | [7 empty] | Active | 100 |  | Capacity | [18 empty] | N | No
PJM |  |  | 3/23/2021 | [7 empty] | Storage |  |  |  | 75 |  |  |  |  | 75 | [7 empty] | Bedford | VA |  |  | Smith Mountain 138 kV |  | 12/31/2023 |  | In Progress | [6 empty] | AEP | [23 empty] | AG2-311 | [5 empty] | Generation Interconnection | [7 empty] | Active | 75 |  | Capacity | [18 empty] | N | No
PJM |  |  | 3/23/2021 | [7 empty] | Solar |  |  |  | 75 |  |  |  |  | 125 | [7 empty] | City of Suffolk | VA |  |  | Suffolk - Sunbury 230 kV |  | 12/1/2025 |  | In Progress | [6 empty] | Dominion | [23 empty] | AG2-312 | [5 empty] | Generation Interconnection | [7 empty] | Active | 125 |  | Capacity | [18 empty] | N | No
PJM |  |  | 3/25/2021 | [7 empty] | Storage |  |  |  | 67 |  |  |  |  | 0 | [7 empty] | Nicholas | WV |  |  | Gilboa-Jones Branch 138 kV III |  | 5/1/2024 |  | In Progress | [6 empty] | APS | [23 empty] | AG2-314 | [5 empty] | Generation Interconnection | [7 empty] | Active | 150 |  | Capacity | [18 empty] | N | No
PJM |  |  | 3/24/2021 | [7 empty] | Storage |  |  |  | 60 |  |  |  |  | 0 | [7 empty] | Elkhart | IN |  |  | Twin Branch - Guardian 138 kV |  | 12/1/2023 |  | In Progress | [6 empty] | AEP | [23 empty] | AG2-315 | [5 empty] | Generation Interconnection | [7 empty] | Active | 302.2 |  | Capacity | [18 empty] | N | No
PJM |  |  | 3/24/2021 | [7 empty] | Storage |  |  |  | 49.4 |  |  |  |  | 0 | [7 empty] | Kendall | IL |  |  | Sandwich-Plano 138 KV |  | 12/1/2023 |  | In Progress | [6 empty] | ComEd | [23 empty] | AG2-316 | [5 empty] | Generation Interconnection | [7 empty] | Active | 292.2 |  | Capacity | [18 empty] | N | No
PJM |  |  | 3/24/2021 | [7 empty] | Solar; Storage |  |  |  | 23.3 |  |  |  |  | 35 | [7 empty] | Barren | KY |  |  | Barren - Summer Shade 161 kV |  | 6/1/2024 |  | In Progress | [6 empty] | EKPC | [23 empty] | AG2-317 | [5 empty] | Generation Interconnection | [7 empty] | Active | 155 |  | Capacity | [18 empty] | N | No
PJM |  |  | 3/24/2021 | [7 empty] | Storage |  |  |  | 75 |  |  |  |  | 75 | [7 empty] | Spotsylvania | VA |  |  | Spotsylvania 115 kV |  | 12/31/2023 |  | In Progress | [6 empty] | Dominion | [23 empty] | AG2-318 | [5 empty] | Generation Interconnection | [7 empty] | Active | 75 |  | Capacity | [18 empty] | N | No
PJM |  |  | 3/24/2021 | [7 empty] | Storage |  |  |  | 150 |  |  |  |  | 150 | [7 empty] | Anne Arundel | MD |  |  | Brandon Shores 230 kV |  | 12/31/2025 |  | In Progress | [6 empty] | BGE | [23 empty] | AG2-319 | [5 empty] | Generation Interconnection | [7 empty] | Active | 150 |  | Capacity | [18 empty] | N | No
PJM |  |  | 3/24/2021 | [7 empty] | Storage |  |  |  | 150 |  |  |  |  | 150 | [7 empty] | Caroline | VA |  |  | Ladysmith 230 kV |  | 12/31/2023 |  | In Progress | [6 empty] | Dominion | [23 empty] | AG2-320 | [5 empty] | Generation Interconnection | [7 empty] | Active | 150 |  | Capacity | [18 empty] | N | No
PJM |  |  | 3/24/2021 | [7 empty] | Storage |  |  |  | 100 |  |  |  |  | 100 | [7 empty] | City of Virginia Beach | VA |  |  | Landstown 230 kV |  | 12/31/2023 |  | In Progress | [6 empty] | Dominion | [23 empty] | AG2-321 | [5 empty] | Generation Interconnection | [7 empty] | Active | 100 |  | Capacity | [18 empty] | N | No
PJM |  |  | 3/24/2021 | [7 empty] | Storage |  |  |  | 150 |  |  |  |  | 150 | [7 empty] | James City | VA |  |  | Skiffs Creek 230 kV |  | 12/31/2023 |  | In Progress | [6 empty] | Dominion | [23 empty] | AG2-322 | [5 empty] | Generation Interconnection | [7 empty] | Active | 150 |  | Capacity | [18 empty] | N | No
PJM |  |  | 3/24/2021 | [7 empty] | Storage |  |  |  | 100 |  |  |  |  | 100 | [7 empty] | Loudoun | VA |  |  | Shelhorn 230 kV |  | 12/31/2023 |  | In Progress | [6 empty] | Dominion | [23 empty] | AG2-323 | [5 empty] | Generation Interconnection | [7 empty] | Active | 100 |  | Capacity | [18 empty] | N | No
PJM |  |  | 3/24/2021 | [7 empty] | Storage |  |  |  | 100 |  |  |  |  | 100 | [7 empty] | Loudoun | VA |  |  | Buttermilk 230 kV |  | 12/31/2023 |  | In Progress | [6 empty] | Dominion | [23 empty] | AG2-324 | [5 empty] | Generation Interconnection | [7 empty] | Active | 100 |  | Capacity | [18 empty] | N | No
PJM |  |  | 3/24/2021 | [7 empty] | Storage |  |  |  | 100 |  |  |  |  | 100 | [7 empty] | Loudoun | VA |  |  | Pacific 230 kV |  | 12/31/2023 |  | In Progress | [6 empty] | Dominion | [23 empty] | AG2-325 | [5 empty] | Generation Interconnection | [7 empty] | Active | 100 |  | Capacity | [18 empty] | N | No
PJM |  |  | 3/24/2021 | [7 empty] | Storage |  |  |  | 100 |  |  |  |  | 100 | [7 empty] | Fairfax | VA |  |  | Reston 230 kV |  | 12/31/2023 |  | In Progress | [6 empty] | Dominion | [23 empty] | AG2-326 | [5 empty] | Generation Interconnection | [7 empty] | Active | 100 |  | Capacity | [18 empty] | N | No
PJM |  |  | 3/24/2021 | [7 empty] | Solar |  |  |  | 12 |  |  |  |  | 20 | [7 empty] | Bradford | PA |  |  | Tennessee Gas - East Towanda 115 kV |  | 1/15/2023 |  | In Progress | [6 empty] | PENELEC | [23 empty] | AG2-327 | [5 empty] | Generation Interconnection | [7 empty] | Active | 68 |  | Capacity | [18 empty] | N | No
PJM |  |  | 3/25/2021 | [7 empty] | Solar |  |  |  | 134 |  |  |  |  | 200 | [7 empty] | Marshall | IN |  |  | Dumont - Greentown 765 kV |  | 12/2/2024 |  | In Progress | [6 empty] | AEP | [23 empty] | AG2-328 | [5 empty] | Generation Interconnection | [7 empty] | Active | 600 |  | Capacity | [18 empty] | N | No
PJM |  |  | 3/25/2021 | [7 empty] | Storage |  |  |  | 200 |  |  |  |  | 200 | [7 empty] | Wyandot | OH |  |  | S Berwick - Galion 345 kV |  | 12/2/2024 |  | In Progress | [6 empty] | AEP | [23 empty] | AG2-329 | [5 empty] | Generation Interconnection | [7 empty] | Active | 200 |  | Capacity | [18 empty] | N | No
PJM |  |  | 3/25/2021 | [7 empty] | Storage |  |  |  | 200 |  |  |  |  | 200 | [7 empty] | Marshall | IN |  |  | Dumont - Greentown 765 kV |  | 12/2/2024 |  | In Progress | [6 empty] | AEP | [23 empty] | AG2-330 | [5 empty] | Generation Interconnection | [7 empty] | Active | 200 |  | Capacity | [18 empty] | N | No
PJM |  |  | 3/25/2021 | [7 empty] | Storage |  |  |  | 200 |  |  |  |  | 200 | [7 empty] | Decatur | IN |  |  | Jefferson - Greentown 765 kV |  | 12/2/2024 |  | In Progress | [6 empty] | AEP | [23 empty] | AG2-331 | [5 empty] | Generation Interconnection | [7 empty] | Active | 200 |  | Capacity | [18 empty] | N | No
PJM |  |  | 3/25/2021 | [7 empty] | Storage |  |  |  | 100 |  |  |  |  | 100 | [7 empty] | Elkhart | IN |  |  | East Elkhart – Elcona Tap 138 kV |  | 12/2/2024 |  | In Progress | [6 empty] | AEP | [23 empty] | AG2-332 | [5 empty] | Generation Interconnection | [7 empty] | Active | 100 |  | Capacity | [18 empty] | N | No
PJM |  |  | 3/25/2021 | [7 empty] | Solar; Storage |  |  |  | 38.05 |  |  |  |  | 49 | [7 empty] | Fayette | OH |  |  | Martinsville - Highland 69 kV |  | 12/15/2023 |  | In Progress | [6 empty] | Dayton | [23 empty] | AG2-333 | [5 empty] | Generation Interconnection | [7 empty] | Active | 49 |  | Capacity | [18 empty] | N | No
PJM |  |  | 3/25/2021 | [7 empty] | Solar |  |  |  | 6 |  |  |  |  | 10 | [7 empty] | Huntingdon | PA |  |  | Miller REC - Warrior Ridge 46 kV |  | 1/15/2023 |  | In Progress | [6 empty] | PENELEC | [23 empty] | AG2-334 | [5 empty] | Generation Interconnection | [7 empty] | Active | 30 |  | Capacity | [18 empty] | N | No
PJM |  |  | 3/25/2021 | [7 empty] | Solar |  |  |  | 48 |  |  |  |  | 80 | [7 empty] | Henry | OH |  |  | Midway 138 kV |  | 11/30/2023 |  | In Progress | [6 empty] | ATSI | [23 empty] | AG2-336 | [5 empty] | Generation Interconnection | [7 empty] | Active | 80 |  | Capacity | [18 empty] | N | No
PJM |  |  | 3/25/2021 | [7 empty] | Solar |  |  |  | 12 |  |  |  |  | 20 | [7 empty] | Henry | OH |  |  | Midway 138 kV II |  | 11/30/2023 |  | In Progress | [6 empty] | ATSI | [23 empty] | AG2-337 | [5 empty] | Generation Interconnection | [7 empty] | Active | 20 |  | Capacity | [18 empty] | N | No
PJM |  |  | 3/25/2021 | [7 empty] | Storage |  |  |  | 40 |  |  |  |  | 40 | [7 empty] | Sussex | VA |  |  | Rogers Road - Carson 500 kV |  | 12/2/2024 |  | In Progress | [6 empty] | Dominion | [23 empty] | AG2-338 | [5 empty] | Generation Interconnection | [7 empty] | Active | 40 |  | Capacity | [18 empty] | N | No
PJM |  |  | 3/25/2021 | [7 empty] | Storage |  |  |  | 100 |  |  |  |  | 100 | [7 empty] | Sussex | VA |  |  | Rogers Road - Carson 500 kV |  | 12/2/2024 |  | In Progress | [6 empty] | Dominion | [23 empty] | AG2-339 | [5 empty] | Generation Interconnection | [7 empty] | Active | 140 |  | Capacity | [18 empty] | N | No
PJM |  |  | 3/25/2021 | [7 empty] | Storage |  |  |  | 20 |  |  |  |  | 50 | [7 empty] | Mecklenburg | VA |  |  | Ridge Road 115 kV |  | 12/1/2024 |  | In Progress | [6 empty] | Dominion | [23 empty] | AG2-341 | [5 empty] | Generation Interconnection | [7 empty] | Active | 50 |  | Capacity | [18 empty] | N | No
PJM |  |  | 3/26/2021 | [7 empty] | Offshore Wind |  |  |  | 124.9 |  |  |  |  | 440 | [7 empty] | Sussex | DE |  |  | Milford - Cool Springs 230 kV II |  | 10/31/2026 |  | In Progress | [6 empty] | DPL | [23 empty] | AG2-342 | [5 empty] | Generation Interconnection | [7 empty] | Active | 900 |  | Capacity | [18 empty] | N | No
PJM |  |  | 3/26/2021 | [7 empty] | Storage |  |  |  | 100 |  |  |  |  | 100 | [7 empty] | Fountain | IN |  |  | Eugene - Dequine 345 kV |  | 12/2/2024 |  | In Progress | [6 empty] | AEP | [23 empty] | AG2-343 | [5 empty] | Generation Interconnection | [7 empty] | Active | 100 |  | Capacity | [18 empty] | N | No
PJM |  |  | 3/26/2021 | [7 empty] | Storage |  |  |  | 100 |  |  |  |  | 100 | [8 empty] | IN |  |  | Dequine 345 bkV |  | 12/2/2024 |  | In Progress | [6 empty] | AEP | [23 empty] | AG2-344 | [5 empty] | Generation Interconnection | [7 empty] | Active | 100 |  | Capacity | [18 empty] | N | No
PJM |  |  | 3/26/2021 | [7 empty] | Storage |  |  |  | 50 |  |  |  |  | 50 | [7 empty] | Fountain | IN |  |  | Eugene - Dequine 345 kV |  | 12/2/2024 |  | In Progress | [6 empty] | AEP | [23 empty] | AG2-345 | [5 empty] | Generation Interconnection | [7 empty] | Active | 150 |  | Capacity | [18 empty] | N | No
PJM |  |  | 3/26/2021 | [7 empty] | Offshore Wind |  |  |  | 121.2 |  |  |  |  | 448.8 | [7 empty] | Sussex | DE |  |  | Indian River 230 kV |  | 8/31/2025 |  | In Progress | [6 empty] | DPL | [23 empty] | AG2-347 | [5 empty] | Generation Interconnection | [7 empty] | Active | 448.8 |  | Capacity | [18 empty] | N | No
PJM |  |  | 3/26/2021 | [7 empty] | Offshore Wind |  |  |  | 242.3 |  |  |  |  | 897.6 | [7 empty] | Sussex | DE |  |  | Indian River 230 kV II |  | 8/31/2025 |  | In Progress | [6 empty] | DPL | [23 empty] | AG2-348 | [5 empty] | Generation Interconnection | [7 empty] | Active | 897.6 |  | Capacity | [18 empty] | N | No
PJM |  |  | 3/26/2021 | [7 empty] | Solar |  |  |  | 38.4 |  |  |  |  | 0 | [7 empty] | Madison | OH |  |  | Beatty-London 138 kV III |  | 2/28/2023 |  | In Progress | [6 empty] | ATSI | [23 empty] | AG2-351 | [5 empty] | Generation Interconnection | [7 empty] | Active | 196 |  | Capacity | [18 empty] | N | No
PJM |  |  | 3/26/2021 | [7 empty] | Solar; Storage |  |  |  | 72.92 |  |  |  |  | 100 | [7 empty] | Mingo | WV |  |  | Ragland - Grant Branch 138 kV |  | 9/30/2024 |  | In Progress | [6 empty] | AEP | [23 empty] | AG2-354 | [5 empty] | Generation Interconnection | [7 empty] | Active | 100 |  | Capacity | [18 empty] | N | No
PJM |  |  | 3/26/2021 | [7 empty] | Solar; Storage |  |  |  | 82.4 |  |  |  |  | 125 | [7 empty] | Morgan | OH |  |  | North Muskingum River - Philo 138 kV |  | 6/1/2024 |  | In Progress | [6 empty] | AEP | [23 empty] | AG2-355 | [5 empty] | Generation Interconnection | [7 empty] | Active | 125 |  | Capacity | [18 empty] | N | No
PJM |  |  | 3/26/2021 | [7 empty] | Solar |  |  |  | 12 |  |  |  |  | 20 | [7 empty] | Bradford | PA |  |  | South Troy - Canton 34.5 kV |  | 1/15/2023 |  | In Progress | [6 empty] | PENELEC | [23 empty] | AG2-356 | [5 empty] | Generation Interconnection | [7 empty] | Active | 20 |  | Capacity | [18 empty] | N | No
PJM |  |  | 3/26/2021 | [7 empty] | Storage |  |  |  | 250 |  |  |  |  | 250 | [7 empty] | Will | IL |  |  | Wilton 345 kV |  | 11/15/2024 |  | In Progress | [6 empty] | ComEd | [23 empty] | AG2-357 | [5 empty] | Generation Interconnection | [7 empty] | Active | 250 |  | Capacity | [18 empty] | N | No
PJM |  |  | 3/26/2021 | [7 empty] | Storage |  |  |  | 300 |  |  |  |  | 300 | [7 empty] | Henry | OH |  |  | Midway 345 kV |  | 11/15/2024 |  | In Progress | [6 empty] | ATSI | [23 empty] | AG2-358 | [5 empty] | Generation Interconnection | [7 empty] | Active | 300 |  | Capacity | [18 empty] | N | No
PJM |  |  | 3/26/2021 | [7 empty] | Storage |  |  |  | 125 |  |  |  |  | 125 | [7 empty] | Brown | OH |  |  | Hillcrest 345 kV |  | 11/15/2024 |  | In Progress | [6 empty] | DEOK | [23 empty] | AG2-359 | [5 empty] | Generation Interconnection | [7 empty] | Active | 125 |  | Capacity | [18 empty] | N | No
PJM |  |  | 3/26/2021 | [7 empty] | Storage |  |  |  | 250 |  |  |  |  | 250 | [7 empty] | Smyth | VA |  |  | Broadford 138 kV |  | 11/15/2024 |  | In Progress | [6 empty] | AEP | [23 empty] | AG2-360 | [5 empty] | Generation Interconnection | [7 empty] | Active | 250 |  | Capacity | [18 empty] | N | No
PJM |  |  | 3/26/2021 | [7 empty] | Solar |  |  |  | 63.46 |  |  |  |  | 100 | [7 empty] | New Kent | VA |  |  | Lanexa – Dunnsville 230 kV |  | 12/31/2023 |  | In Progress | [6 empty] | Dominion | [23 empty] | AG2-361 | [5 empty] | Generation Interconnection | [7 empty] | Active | 100 |  | Capacity | [18 empty] | N | No
PJM |  |  | 3/26/2021 | [7 empty] | Storage |  |  |  | 36.54 |  |  |  |  | 0 | [7 empty] | New Kent | VA |  |  | Lanexa - Dunnsville 230 kV |  | 12/31/2023 |  | In Progress | [6 empty] | Dominion | [23 empty] | AG2-362 | [5 empty] | Generation Interconnection | [7 empty] | Active | 100 |  | Capacity | [18 empty] | N | No
PJM |  |  | 3/26/2021 | [7 empty] | Solar |  |  |  | 180 |  |  |  |  | 300 | [7 empty] | Tazewell | IL |  |  | Powerton 345 kV |  | 5/31/2024 |  | In Progress | [6 empty] | ComEd | [23 empty] | AG2-363 | [5 empty] | Generation Interconnection | [7 empty] | Active | 300 |  | Capacity | [18 empty] | N | No
PJM |  |  | 3/26/2021 | [7 empty] | Solar |  |  |  | 120 |  |  |  |  | 200 | [7 empty] | Tazewell | IL |  |  | Powerton 345 kV |  | 5/31/2024 |  | In Progress | [6 empty] | ComEd | [23 empty] | AG2-364 | [5 empty] | Generation Interconnection | [7 empty] | Active | 200 |  | Capacity | [18 empty] | N | No
PJM |  |  | 3/26/2021 | [7 empty] | Solar |  |  |  | 21 |  |  |  |  | 35 | [7 empty] | Mercer | PA |  |  | Conneaut Lake-Werner 69 kV |  | 5/31/2023 |  | In Progress | [6 empty] | ATSI | [23 empty] | AG2-365 | [5 empty] | Generation Interconnection | [7 empty] | Active | 35 |  | Capacity | [18 empty] | N | No
PJM |  |  | 3/26/2021 | [7 empty] | Storage |  |  |  | 20 |  |  |  |  | 50 | [7 empty] | Lancaster | VA |  |  | Garner Delivery Point - Lancaster 115 kV |  | 12/1/2025 |  | In Progress | [6 empty] | Dominion | [23 empty] | AG2-366 | [5 empty] | Generation Interconnection | [7 empty] | Active | 50 |  | Capacity | [18 empty] | N | No
PJM |  |  | 3/26/2021 | [7 empty] | Solar |  |  |  | 60 |  |  |  |  | 100.28 | [7 empty] | Appomattox | VA |  |  | VEPCO South Creek - Pamplin 115 kV |  | 12/1/2025 |  | In Progress | [6 empty] | Dominion | [23 empty] | AG2-367 | [5 empty] | Generation Interconnection | [7 empty] | Active | 100 |  | Capacity | [18 empty] | N | No
PJM |  |  | 3/26/2021 | [7 empty] | Solar |  |  |  | 27 |  |  |  |  | 45 | [7 empty] | Buckingham | VA |  |  | Scottsville - CVEC Delivery 69 kV Point |  | 12/1/2025 |  | In Progress | [6 empty] | AEP | [23 empty] | AG2-368 | [5 empty] | Generation Interconnection | [7 empty] | Active | 45 |  | Capacity | [18 empty] | N | No
PJM |  |  | 3/26/2021 | [7 empty] | Solar |  |  |  | 60 |  |  |  |  | 100 | [7 empty] | Greensville | VA |  |  | Vepco Heritage - Wake 500 kV |  | 12/1/2025 |  | In Progress | [6 empty] | Dominion | [23 empty] | AG2-369 | [5 empty] | Generation Interconnection | [7 empty] | Active | 100 |  | Capacity | [18 empty] | N | No
PJM |  |  | 3/26/2021 | [7 empty] | Storage |  |  |  | 20 |  |  |  |  | 50 | [7 empty] | Allen | IN |  |  | Tillman 138 kV |  | 10/31/2024 |  | In Progress | [6 empty] | AEP | [23 empty] | AG2-370 | [5 empty] | Generation Interconnection | [7 empty] | Active | 50 |  | Capacity | [18 empty] | N | No
PJM |  |  | 3/29/2021 | [7 empty] | Solar |  |  |  | 6 |  |  |  |  | 10 | [7 empty] | Cumberland | PA |  |  | Newville 12 kV |  | 6/30/2023 |  | In Progress | [6 empty] | PPL | [23 empty] | AG2-371 | [5 empty] | Generation Interconnection | [7 empty] | Active | 10 |  | Capacity | [18 empty] | N | No
PJM |  |  | 3/29/2021 | [7 empty] | Solar |  |  |  | 6 |  |  |  |  | 10 | [7 empty] | Chester | PA |  |  | Lock 34.5 kV |  | 6/30/2023 |  | In Progress | [6 empty] | PECO | [23 empty] | AG2-372 | [5 empty] | Generation Interconnection | [7 empty] | Active | 10 |  | Capacity | [18 empty] | N | No
PJM |  |  | 3/29/2021 | [7 empty] | Solar |  |  |  | 6 |  |  |  |  | 10 | [7 empty] | Centre | PA |  |  | Nittany-Zion 46 kV |  | 6/30/2023 |  | In Progress | [6 empty] | APS | [23 empty] | AG2-373 | [5 empty] | Generation Interconnection | [7 empty] | Active | 10 |  | Capacity | [18 empty] | N | No
PJM |  |  | 3/29/2021 | [7 empty] | Storage |  |  |  | 500 |  |  |  |  | 500 | [7 empty] | Hancock | OH |  |  | Fostoria Central 345 kV |  | 11/15/2024 |  | In Progress | [6 empty] | AEP | [23 empty] | AG2-375 | [5 empty] | Generation Interconnection | [7 empty] | Active | 500 |  | Capacity | [18 empty] | N | No
PJM |  |  | 3/29/2021 | [7 empty] | Storage |  |  |  | 400 |  |  |  |  | 400 | [7 empty] | Franklin | OH |  |  | Beatty 345 kV |  | 11/15/2024 |  | In Progress | [6 empty] | AEP | [23 empty] | AG2-376 | [5 empty] | Generation Interconnection | [7 empty] | Active | 400 |  | Capacity | [18 empty] | N | No
PJM |  |  | 3/29/2021 | [7 empty] | Solar |  |  |  | 13.5 |  |  |  |  | 20 | [7 empty] | Williams | OH |  |  | West Unity – Exit 2/Holiday City Tap 69 kV |  | 7/31/2023 |  | In Progress | [6 empty] | ATSI | [23 empty] | AG2-377 | [5 empty] | Generation Interconnection | [7 empty] | Active | 20 |  | Capacity | [18 empty] | N | No
PJM |  |  | 3/29/2021 | [7 empty] | Solar |  |  |  | 13.5 |  |  |  |  | 20 | [7 empty] | Clark | OH |  |  | North Hampton – Medway 69 kV |  | 7/31/2023 |  | In Progress | [6 empty] | ATSI | [23 empty] | AG2-378 | [5 empty] | Generation Interconnection | [7 empty] | Active | 20 |  | Capacity | [18 empty] | N | No
PJM |  |  | 3/29/2021 | [7 empty] | Storage |  |  |  | 20 |  |  |  |  | 20 | [7 empty] | Talbot | MD |  |  | Easton - Steele 138 kV III |  | 9/15/2023 |  | In Progress | [6 empty] | DPL | [23 empty] | AG2-379 | [5 empty] | Generation Interconnection | [7 empty] | Active | 79 |  | Capacity | [18 empty] | N | No
PJM |  |  | 3/29/2021 | [7 empty] | Storage |  |  |  | 20 |  |  |  |  | 20 | [7 empty] | Queen Anne's | MD |  |  | Carville 138 kV IV |  | 9/15/2023 |  | In Progress | [6 empty] | DPL | [23 empty] | AG2-380 | [5 empty] | Generation Interconnection | [7 empty] | Active | 106 |  | Capacity | [18 empty] | N | No
PJM |  |  | 3/29/2021 | [7 empty] | Storage |  |  |  | 20 |  |  |  |  | 20 | [7 empty] | Caroline | MD |  |  | Church - Oil City 138 kV II |  | 9/15/2023 |  | In Progress | [6 empty] | DPL | [23 empty] | AG2-381 | [5 empty] | Generation Interconnection | [7 empty] | Active | 112 |  | Capacity | [18 empty] | N | No
PJM |  |  | 3/29/2021 | [7 empty] | Solar |  |  |  | 42 |  |  |  |  | 70 | [7 empty] | Bertie | NC |  |  | Cashie 230 kV |  | 9/20/2024 |  | In Progress | [6 empty] | Dominion | [23 empty] | AG2-382 | [5 empty] | Generation Interconnection | [7 empty] | Active | 70 |  | Capacity | [18 empty] | N | No
PJM |  |  | 3/29/2021 | [7 empty] | Storage |  |  |  | 24 |  |  |  |  | 60 | [7 empty] | Chesterfield | VA |  |  | Chesterfield 230 kV |  | 12/1/2025 |  | In Progress | [6 empty] | Dominion | [23 empty] | AG2-384 | [5 empty] | Generation Interconnection | [7 empty] | Active | 60 |  | Capacity | [18 empty] | N | No
PJM |  |  | 3/29/2021 | [7 empty] | Solar |  |  |  | 36.5 |  |  |  |  | 54 | [7 empty] | Clark | OH |  |  | North Hampton 69 kV |  | 7/31/2023 |  | In Progress | [6 empty] | ATSI | [23 empty] | AG2-385 | [5 empty] | Generation Interconnection | [7 empty] | Active | 54 |  | Capacity | [18 empty] | N | No
PJM |  |  | 3/29/2021 | [7 empty] | Solar |  |  |  | 18 |  |  |  |  | 30 | [7 empty] | Armstrong | PA |  |  | Kittanning-Rural Valley 25 kV |  | 4/1/2023 |  | In Progress | [6 empty] | APS | [23 empty] | AG2-386 | [5 empty] | Generation Interconnection | [7 empty] | Active | 30 |  | Capacity | [18 empty] | N | No
PJM |  |  | 3/29/2021 | [7 empty] | Methane |  |  |  | 6 |  |  |  |  | 6 | [7 empty] | Campbell | VA |  |  | Pole 249 6094 12.47 kV |  | 9/1/2022 |  | In Progress | [6 empty] | AEP | [23 empty] | AG2-388 | [5 empty] | Generation Interconnection | [7 empty] | Active | 6 |  | Capacity | [18 empty] | N | No
PJM |  |  | 3/30/2021 | [7 empty] | Solar |  |  |  | 6 |  |  |  |  | 10 | [7 empty] | Lycoming | PA |  |  | Fairfield 12 kV |  | 6/30/2023 |  | Withdrawn | [6 empty] | PPL | [23 empty] | AG2-398 | [5 empty] | Generation Interconnection | [7 empty] | Active | 10 |  | Capacity | [18 empty] | N | No
PJM |  |  | 3/30/2021 | [7 empty] | Solar |  |  |  | 60 |  |  |  |  | 100 | [7 empty] | Allen | IN |  |  | Allen 345 kV |  | 10/31/2025 |  | In Progress | [6 empty] | AEP | [23 empty] | AG2-400 | [5 empty] | Generation Interconnection | [7 empty] | Active | 100 |  | Capacity | [18 empty] | N | No
PJM |  |  | 3/30/2021 | [7 empty] | Solar |  |  |  | 44 |  |  |  |  | 0 | [7 empty] | Randolph | IN |  |  | Losantville 345 kV |  | 12/15/2021 |  | In Progress | [6 empty] | AEP | [23 empty] | AG2-401 | [5 empty] | Generation Interconnection | [7 empty] | Active | 200 |  | Capacity | [18 empty] | N | No
PJM |  |  | 3/30/2021 | [7 empty] | Storage |  |  |  | 20 |  |  |  |  | 50 | [7 empty] | Allen | IN |  |  | Allen 345 kV |  | 10/31/2025 |  | In Progress | [6 empty] | AEP | [23 empty] | AG2-402 | [5 empty] | Generation Interconnection | [7 empty] | Active | 50 |  | Capacity | [18 empty] | N | No
PJM |  |  | 3/30/2021 | [7 empty] | Solar |  |  |  | 52.5 |  |  |  |  | 125 | [7 empty] | Hardy | WV |  |  | Meadow Brook - Mt. Storm 500 kV |  | 6/30/2024 |  | In Progress | [6 empty] | APS | [23 empty] | AG2-403 | [5 empty] | Generation Interconnection | [7 empty] | Active | 125 |  | Capacity | [18 empty] | N | No
PJM |  |  | 3/30/2021 | [7 empty] | Solar; Storage |  |  |  | 172.5 |  |  |  |  | 425 | [7 empty] | Hardy | WV |  |  | Meadow Brook - Mt. Storm 500 kV II |  | 6/30/2024 |  | In Progress | [6 empty] | APS | [23 empty] | AG2-404 | [5 empty] | Generation Interconnection | [7 empty] | Active | 425 |  | Capacity | [18 empty] | N | No
PJM |  |  | 3/30/2021 | [7 empty] | Solar |  |  |  | 10.98 |  |  |  |  | 0 | [7 empty] | Putnam | OH |  |  | Continental 69 kV |  | 10/31/2022 |  | In Progress | [6 empty] | AEP | [23 empty] | AG2-405 | [5 empty] | Generation Interconnection | [7 empty] | Active | 49.9 |  | Capacity | [18 empty] | N | No
PJM |  |  | 3/30/2021 | [7 empty] | Solar |  |  |  | 10.98 |  |  |  |  | 0 | [7 empty] | Paulding | OH |  |  | Payne 69 kV |  | 10/31/2022 |  | In Progress | [6 empty] | AEP | [23 empty] | AG2-406 | [5 empty] | Generation Interconnection | [7 empty] | Active | 49.9 |  | Capacity | [18 empty] | N | No
PJM |  |  | 3/30/2021 | [7 empty] | Solar |  |  |  | 120 |  |  |  |  | 200 | [7 empty] | Vermillion | IN |  |  | Sullivan - Dequine 345 kV |  | 12/31/2025 |  | In Progress | [6 empty] | AEP | [23 empty] | AG2-407 | [5 empty] | Generation Interconnection | [7 empty] | Active | 200 |  | Capacity | [18 empty] | N | No
PJM |  |  | 3/30/2021 | [7 empty] | Solar |  |  |  | 18 |  |  |  |  | 0 | [7 empty] | Allen | IN |  |  | Allen 345 kV |  | 9/30/2022 |  | In Progress | [6 empty] | AEP | [23 empty] | AG2-408 | [5 empty] | Generation Interconnection | [7 empty] | Active | 100 |  | Capacity | [18 empty] | N | No
PJM |  |  | 3/30/2021 | [7 empty] | Solar |  |  |  | 12 |  |  |  |  | 20 | [7 empty] | Southampton | VA |  |  | Watkins Corner 34.5 kV |  | 11/1/2023 |  | In Progress | [6 empty] | Dominion | [23 empty] | AG2-410 | [5 empty] | Generation Interconnection | [7 empty] | Active | 20 |  | Capacity | [18 empty] | N | No
PJM |  |  | 3/31/2021 | [7 empty] | Solar |  |  |  | 40.7 |  |  |  |  | 63 | [7 empty] | Somerset | PA |  |  | Statler Hill 115 kV |  | 7/1/2024 |  | In Progress | [6 empty] | PENELEC | [23 empty] | AG2-411 | [5 empty] | Generation Interconnection | [7 empty] | Active | 63 |  | Capacity | [18 empty] | N | No
PJM |  |  | 3/30/2021 | [7 empty] | Solar; Storage |  |  |  | 12 |  |  |  |  | 20 | [7 empty] | Centre | PA |  |  | Brush Junction - Pleasant Gap 46 kV |  | 10/31/2025 |  | In Progress | [6 empty] | APS | [23 empty] | AG2-413 | [5 empty] | Generation Interconnection | [7 empty] | Active | 20 |  | Capacity | [18 empty] | N | No
PJM |  |  | 3/30/2021 | [7 empty] | Solar; Storage |  |  |  | 210 |  |  |  |  | 350 | [7 empty] | Henry | VA |  |  | Axton 138 kV |  | 10/31/2025 |  | In Progress | [6 empty] | AEP | [23 empty] | AG2-414 | [5 empty] | Generation Interconnection | [7 empty] | Active | 350 |  | Capacity | [18 empty] | N | No
PJM |  |  | 3/30/2021 | [7 empty] | Solar; Storage |  |  |  | 20 |  |  |  |  | 20 | [7 empty] | Potter | PA |  |  | Gold – Tennessee Gas 115 kV |  | 10/31/2025 |  | In Progress | [6 empty] | PENELEC | [23 empty] | AG2-415 | [5 empty] | Generation Interconnection | [7 empty] | Active | 20 |  | Capacity | [18 empty] | N | No
PJM |  |  | 3/30/2021 | [7 empty] | Solar; Storage |  |  |  | 20 |  |  |  |  | 20 | [7 empty] | Crawford | PA |  |  | Edinboro South - Venango Junction 115 kV II |  | 10/31/2025 |  | In Progress | [6 empty] | PENELEC | [23 empty] | AG2-416 | [5 empty] | Generation Interconnection | [7 empty] | Active | 20 |  | Capacity | [18 empty] | N | No
PJM |  |  | 3/30/2021 | [7 empty] | Solar; Storage |  |  |  | 88 |  |  |  |  | 100 | [7 empty] | Lycoming | PA |  |  | Clinton 69 kV II |  | 10/31/2025 |  | In Progress | [6 empty] | PPL | [23 empty] | AG2-417 | [5 empty] | Generation Interconnection | [7 empty] | Active | 100 |  | Capacity | [18 empty] | N | No
PJM |  |  | 3/30/2021 | [7 empty] | Solar; Storage |  |  |  | 20 |  |  |  |  | 40 | [7 empty] | Perry | PA |  |  | Blain 115 kV |  | 5/31/2023 |  | In Progress | [6 empty] | PENELEC | [23 empty] | AG2-418 | [5 empty] | Generation Interconnection | [7 empty] | Active | 40 |  | Capacity | [18 empty] | N | No
PJM |  |  | 3/30/2021 | [7 empty] | Solar; Storage |  |  |  | 20 |  |  |  |  | 40 | [7 empty] | Caroline | MD |  |  | 3 Bridges Rd 34.5 kV |  | 5/31/2023 |  | In Progress | [6 empty] | DPL | [23 empty] | AG2-419 | [5 empty] | Generation Interconnection | [7 empty] | Active | 40 |  | Capacity | [18 empty] | N | No
PJM |  |  | 3/30/2021 | [7 empty] | Solar; Storage |  |  |  | 14 |  |  |  |  | 25 | [7 empty] | Venango | PA |  |  | Eclipse #2 34.5 kV |  | 5/31/2023 |  | In Progress | [6 empty] | PENELEC | [23 empty] | AG2-420 | [5 empty] | Generation Interconnection | [7 empty] | Active | 25 |  | Capacity | [18 empty] | N | No
PJM |  |  | 3/31/2021 | [7 empty] | Solar |  |  |  | 0 |  |  |  |  | 1 | [7 empty] | Cumberland | NJ |  |  | High Street 12.47 kV |  | 12/31/2022 |  | In Progress | [6 empty] | AEC | [23 empty] | AG2-421 | [5 empty] | Generation Interconnection | [7 empty] | Active | 1 |  | Energy | [18 empty] | Y | No
PJM |  |  | 3/30/2021 | [7 empty] | Solar; Storage |  |  |  | 58 |  |  |  |  | 80 | [7 empty] | Barbour | WV |  |  | Cherry Run–Harmony 138 kV |  | 6/30/2024 |  | In Progress | [6 empty] | APS | [23 empty] | AG2-423 | [5 empty] | Generation Interconnection | [7 empty] | Active | 80 |  | Capacity | [18 empty] | N | No
PJM |  |  | 3/30/2021 | [7 empty] | Solar; Storage |  |  |  | 34.95 |  |  |  |  | 63.25 | [7 empty] | Larue | KY |  |  | Bonnieville - Lebanon 138 kV |  | 5/31/2023 |  | In Progress | [6 empty] | EKPC | [23 empty] | AG2-424 | [5 empty] | Generation Interconnection | [7 empty] | Active | 63.25 |  | Capacity | [18 empty] | N | No
PJM |  |  | 3/30/2021 | [7 empty] | Solar |  |  |  | 9 |  |  |  |  | 15 | [7 empty] | Cambria | PA |  |  | Jackson Road - Nanty Glo 46 kV |  | 10/31/2023 |  | Withdrawn | [6 empty] | PENELEC | [23 empty] | AG2-425 | [5 empty] | Generation Interconnection | [7 empty] | Active | 15 |  | Capacity | [18 empty] | N | No
PJM |  |  | 3/30/2021 | [7 empty] | Solar |  |  |  | 47.66 |  |  |  |  | 59 | [7 empty] | Sussex | VA |  |  | Wakefield - Waverly 115 kV |  | 2/29/2024 |  | In Progress | [6 empty] | Dominion | [23 empty] | AG2-426 | [5 empty] | Generation Interconnection | [7 empty] | Active | 59 |  | Capacity | [18 empty] | N | No
PJM |  |  | 3/30/2021 | [7 empty] | Solar |  |  |  | 66.3 |  |  |  |  | 85 | [7 empty] | Sussex | VA |  |  | Waverly 115 kV |  | 2/29/2024 |  | In Progress | [6 empty] | Dominion | [23 empty] | AG2-427 | [5 empty] | Generation Interconnection | [7 empty] | Active | 85 |  | Capacity | [18 empty] | N | No
PJM |  |  | 3/30/2021 | [7 empty] | Solar |  |  |  | 135.66 |  |  |  |  | 170 | [7 empty] | Sussex | VA |  |  | Sapony 230 kV |  | 2/29/2024 |  | In Progress | [6 empty] | Dominion | [23 empty] | AG2-428 | [5 empty] | Generation Interconnection | [7 empty] | Active | 170 |  | Capacity | [18 empty] | N | No
PJM |  |  | 3/30/2021 | [7 empty] | Solar |  |  |  | 53.86 |  |  |  |  | 69 | [7 empty] | Clarion | PA |  |  | Burma - Armstrong 138 kV |  | 2/29/2024 |  | In Progress | [6 empty] | APS | [23 empty] | AG2-429 | [5 empty] | Generation Interconnection | [7 empty] | Active | 69 |  | Capacity | [18 empty] | N | No
PJM |  |  | 3/30/2021 | [7 empty] | Solar; Storage |  |  |  | 37.7 |  |  |  |  | 60 | [7 empty] | Northumberland | PA |  |  | Sunbury-Dalmatia 69 kV II |  | 12/31/2024 |  | In Progress | [6 empty] | PPL | [23 empty] | AG2-430 | [5 empty] | Generation Interconnection | [7 empty] | Active | 60 |  | Capacity | [18 empty] | N | No
PJM |  |  | 3/30/2021 | [7 empty] | Solar |  |  |  | 12.54 |  |  |  |  | 20 | [7 empty] | Sussex | VA |  |  | Sapony 34.5 kV |  | 11/1/2023 |  | In Progress | [6 empty] | Dominion | [23 empty] | AG2-431 | [5 empty] | Generation Interconnection | [7 empty] | Active | 20 |  | Capacity | [18 empty] | N | No
PJM |  |  | 3/31/2021 | [7 empty] | Solar |  |  |  | 30 |  |  |  |  | 45 | [7 empty] | Wythe | VA |  |  | Mount Airy - Wythe 138 kV |  | 12/31/2023 |  | In Progress | [6 empty] | AEP | [23 empty] | AG2-432 | [5 empty] | Generation Interconnection | [7 empty] | Active | 45 |  | Capacity | [18 empty] | N | No
PJM |  |  | 3/31/2021 | [7 empty] | Solar |  |  |  | 21 |  |  |  |  | 50 | [7 empty] | Tioga | PA |  |  | Sabinsville 115 kV |  | 9/30/2024 |  | In Progress | [6 empty] | PENELEC | [23 empty] | AG2-433 | [5 empty] | Generation Interconnection | [7 empty] | Active | 50 |  | Capacity | [18 empty] | N | No
PJM |  |  | 3/30/2021 | [7 empty] | Solar |  |  |  | 6 |  |  |  |  | 10 | [7 empty] | Somerset | PA |  |  | Rockwood 23 kV |  | 6/30/2023 |  | In Progress | [6 empty] | PENELEC | [23 empty] | AG2-434 | [5 empty] | Generation Interconnection | [7 empty] | Active | 10 |  | Capacity | [18 empty] | N | No
PJM |  |  | 3/30/2021 | [7 empty] | Solar |  |  |  | 2.76 |  |  |  |  | 4.6 | [7 empty] | York | PA |  |  | Crossroads 13.2 kV II |  | 6/30/2023 |  | In Progress | [6 empty] | ME | [23 empty] | AG2-435 | [5 empty] | Generation Interconnection | [7 empty] | Active | 4.6 |  | Capacity | [18 empty] | N | No
PJM |  |  | 3/30/2021 | [7 empty] | Solar; Storage |  |  |  | 500 |  |  |  |  | 500 | [7 empty] | Sussex | VA |  |  | Carson - Rogers Road 500 kV |  | 12/31/2023 |  | In Progress | [6 empty] | Dominion | [23 empty] | AG2-436 | [5 empty] | Generation Interconnection | [7 empty] | Active | 500 |  | Capacity | [18 empty] | N | No
PJM |  |  | 3/30/2021 | [7 empty] | Solar; Storage |  |  |  | 400 |  |  |  |  | 400 | [7 empty] | Greensville | VA |  |  | Monarch I Interconnection 500 kV |  | 12/31/2023 |  | In Progress | [6 empty] | Dominion | [23 empty] | AG2-437 | [5 empty] | Generation Interconnection | [7 empty] | Active | 400 |  | Capacity | [18 empty] | N | No
PJM |  |  | 3/30/2021 | [7 empty] | Solar |  |  |  | 6.7 |  |  |  |  | 10 | [7 empty] | Erie | PA |  |  | Union City 34.5 kV |  | 6/15/2023 |  | In Progress | [6 empty] | PENELEC | [23 empty] | AG2-438 | [5 empty] | Generation Interconnection | [7 empty] | Active | 10 |  | Capacity | [18 empty] | N | No
PJM |  |  | 3/30/2021 | [7 empty] | Solar |  |  |  | 5.3 |  |  |  |  | 9.8 | [7 empty] | Wyoming | PA |  |  | Oxbow 34.5 kV |  | 6/15/2023 |  | In Progress | [6 empty] | PENELEC | [23 empty] | AG2-439 | [5 empty] | Generation Interconnection | [7 empty] | Active | 9.8 |  | Capacity | [18 empty] | N | No
PJM |  |  | 3/30/2021 | [7 empty] | Solar |  |  |  | 60 |  |  |  |  | 100 | [7 empty] | Charlotte | VA |  |  | Twittys Creek - Madisonville 115 kV |  | 12/31/2024 |  | In Progress | [6 empty] | Dominion | [23 empty] | AG2-440 | [5 empty] | Generation Interconnection | [7 empty] | Active | 100 |  | Capacity | [18 empty] | N | No
PJM |  |  | 3/30/2021 | [7 empty] | Solar |  |  |  | 75 |  |  |  |  | 125 | [7 empty] | Charlotte | VA |  |  | Twittys Creek - Madisonville 115 kV |  | 12/31/2024 |  | In Progress | [6 empty] | Dominion | [23 empty] | AG2-441 | [5 empty] | Generation Interconnection | [7 empty] | Active | 125 |  | Capacity | [18 empty] | N | No
PJM |  |  | 3/30/2021 | [7 empty] | Solar |  |  |  | 84 |  |  |  |  | 140 | [7 empty] | Charlotte | VA |  |  | Twittys Creek - Madisonville 115 kV |  | 12/31/2024 |  | In Progress | [6 empty] | Dominion | [23 empty] | AG2-442 | [5 empty] | Generation Interconnection | [7 empty] | Active | 140 |  | Capacity | [18 empty] | N | No
PJM |  |  | 3/30/2021 | [7 empty] | Solar |  |  |  | 1.9 |  |  |  |  | 4 | [7 empty] | Montgomery | OH |  |  | Benner 12 kV |  | 10/28/2022 |  | In Progress | [6 empty] | Dayton | [23 empty] | AG2-443 | [5 empty] | Generation Interconnection | [7 empty] | Active | 4 |  | Capacity | [18 empty] | N | No
PJM |  |  | 3/30/2021 | [7 empty] | Solar |  |  |  | 207.6 |  |  |  |  | 346 | [7 empty] | Pickaway | OH |  |  | Bixby - Biers Run 345 kV |  | 12/31/2024 |  | In Progress | [6 empty] | AEP | [23 empty] | AG2-444 | [5 empty] | Generation Interconnection | [7 empty] | Active | 346 |  | Capacity | [18 empty] | N | No
PJM |  |  | 3/30/2021 | [7 empty] | Solar |  |  |  | 120 |  |  |  |  | 200 | [7 empty] | Pickaway | OH |  |  | Adkins - Atlanta 345 kV |  | 12/31/2024 |  | In Progress | [6 empty] | AEP | [23 empty] | AG2-445 | [5 empty] | Generation Interconnection | [7 empty] | Active | 200 |  | Capacity | [18 empty] | N | No
PJM |  |  | 3/30/2021 | [7 empty] | Solar |  |  |  | 25.28 |  |  |  |  | 0 | [7 empty] | New Castle | DE |  |  | Cedar Creek 138 kV |  | 11/15/2022 |  | In Progress | [6 empty] | DPL | [23 empty] | AG2-446 | [5 empty] | Generation Interconnection | [7 empty] | Active | 114.3 |  | Capacity | [18 empty] | N | No
PJM |  |  | 3/30/2021 | [7 empty] | Solar |  |  |  | 12 |  |  |  |  | 20 | [7 empty] | New Castle | DE |  |  | Cedar Creek 138 kV VII |  | 2/1/2024 |  | In Progress | [6 empty] | DPL | [23 empty] | AG2-447 | [5 empty] | Generation Interconnection | [7 empty] | Active | 20 |  | Capacity | [18 empty] | N | No
PJM |  |  | 3/30/2021 | [7 empty] | Solar; Storage |  |  |  | 80 |  |  |  |  | 150 | [7 empty] | Mineral | WV |  |  | Cross School - Westvaco 138 kV |  | 3/24/2024 |  | In Progress | [6 empty] | APS | [23 empty] | AG2-448 | [5 empty] | Generation Interconnection | [7 empty] | Active | 150 |  | Capacity | [18 empty] | N | No
PJM |  |  | 3/30/2021 | [7 empty] | Solar |  |  |  | 81.4 |  |  |  |  | 120 | [7 empty] | Rush | IN |  |  | Tanners Creek - Hanna 345 kV |  | 12/2/2024 |  | In Progress | [6 empty] | AEP | [23 empty] | AG2-449 | [5 empty] | Generation Interconnection | [7 empty] | Active | 235 |  | Capacity | [18 empty] | N | No
PJM |  |  | 3/30/2021 | [7 empty] | Storage |  |  |  | 115.3 |  |  |  |  | 225 | [7 empty] | Gloucester | NJ |  |  | Bridgeport 230 kV |  | 3/1/2025 |  | In Progress | [6 empty] | AEC | [23 empty] | AG2-450 | [5 empty] | Generation Interconnection | [7 empty] | Active | 225 |  | Capacity | [18 empty] | N | No
PJM |  |  | 3/30/2021 | [7 empty] | Storage |  |  |  | 123 |  |  |  |  | 240 | [7 empty] | Salem | NJ |  |  | Chambers 230 kV |  | 6/1/2024 |  | In Progress | [6 empty] | AEC | [23 empty] | AG2-451 | [5 empty] | Generation Interconnection | [7 empty] | Active | 240 |  | Capacity | [18 empty] | N | No
PJM |  |  | 3/30/2021 | [7 empty] | Wind |  |  |  | 52.8 |  |  |  |  | 300 | [7 empty] | Auglaize | OH |  |  | SW Lima - Shelby 345 kV |  | 3/31/2024 |  | In Progress | [6 empty] | AEP | [23 empty] | AG2-452 | [5 empty] | Generation Interconnection | [7 empty] | Active | 300 |  | Capacity | [18 empty] | N | No
PJM |  |  | 3/30/2021 | [7 empty] | Solar |  |  |  | 196 |  |  |  |  | 280 | [7 empty] | Kendall | IL |  |  | Lasalle - Plano 345 kV |  | 3/31/2024 |  | In Progress | [6 empty] | ComEd | [23 empty] | AG2-453 | [5 empty] | Generation Interconnection | [7 empty] | Active | 280 |  | Capacity | [18 empty] | N | No
PJM |  |  | 3/30/2021 | [7 empty] | Solar |  |  |  | 210 |  |  |  |  | 300 | [7 empty] | Fountain | IN |  |  | Dequine - Eugene 345 kV |  | 3/31/2024 |  | In Progress | [6 empty] | AEP | [23 empty] | AG2-454 | [5 empty] | Generation Interconnection | [7 empty] | Active | 300 |  | Capacity | [18 empty] | N | No
PJM |  |  | 3/30/2021 | [7 empty] | Solar |  |  |  | 196 |  |  |  |  | 280 | [7 empty] | Fountain | IN |  |  | Dequine - Sullivan 345 kV |  | 3/31/2024 |  | In Progress | [6 empty] | AEP | [23 empty] | AG2-455 | [5 empty] | Generation Interconnection | [7 empty] | Active | 280 |  | Capacity | [18 empty] | N | No
PJM |  |  | 3/30/2021 | [7 empty] | Solar |  |  |  | 55.8 |  |  |  |  | 80 | [7 empty] | McKean | PA |  |  | Pierce Brook-Lewis Run 230 kV |  | 3/31/2024 |  | In Progress | [6 empty] | PENELEC | [23 empty] | AG2-456 | [5 empty] | Generation Interconnection | [7 empty] | Active | 80 |  | Capacity | [18 empty] | N | No
PJM |  |  | 3/30/2021 | [7 empty] | Solar |  |  |  | 55.8 |  |  |  |  | 80 | [7 empty] | McKean | PA |  |  | Farmers Valley-Ridgeway 115 kV |  | 3/31/2024 |  | In Progress | [6 empty] | PENELEC | [23 empty] | AG2-457 | [5 empty] | Generation Interconnection | [7 empty] | Active | 80 |  | Capacity | [18 empty] | N | No
PJM |  |  | 3/30/2021 | [7 empty] | Storage |  |  |  | 2 |  |  |  |  | 2 | [7 empty] | Sussex | NJ |  |  | Kittatinny-Newton 34.5 kV II |  | 5/31/2022 |  | In Progress | [6 empty] | JCPL | [23 empty] | AG2-458 | [5 empty] | Generation Interconnection | [7 empty] | Active | 2 |  | Capacity | [18 empty] | N | No
PJM |  |  | 3/30/2021 | [7 empty] | Storage |  |  |  | 0.7 |  |  |  |  | 0 | [7 empty] | Monmouth | NJ |  |  | Allenwood - Larrabee 34.5 kV II |  | 3/31/2022 |  | In Progress | [6 empty] | JCPL | [23 empty] | AG2-459 | [5 empty] | Generation Interconnection | [7 empty] | Active | 7 |  | Capacity | [18 empty] | N | No
PJM |  |  | 3/30/2021 | [7 empty] | Storage |  |  |  | 2 |  |  |  |  | 2 | [7 empty] | Hunterdon | NJ |  |  | East Flemington-Lebanon 34.5 kV II |  | 8/31/2022 |  | In Progress | [6 empty] | JCPL | [23 empty] | AG2-460 | [5 empty] | Generation Interconnection | [7 empty] | Active | 2 |  | Capacity | [18 empty] | N | No
PJM |  |  | 3/30/2021 | [7 empty] | Solar |  |  |  | 57.3 |  |  |  |  | 88 | [7 empty] | New Kent | VA |  |  | Lanexa - Dunnsville 230 kV |  | 10/15/2024 |  | In Progress | [6 empty] | Dominion | [23 empty] | AG2-461 | [5 empty] | Generation Interconnection | [7 empty] | Active | 88 |  | Capacity | [18 empty] | N | No
PJM |  |  | 3/30/2021 | [7 empty] | Solar; Storage |  |  |  | 78 |  |  |  |  | 150 | [7 empty] | Wythe | VA |  |  | Wythe - Glen Lyn 138 kV |  | 10/31/2024 |  | In Progress | [6 empty] | AEP | [23 empty] | AG2-462 | [5 empty] | Generation Interconnection | [7 empty] | Active | 150 |  | Capacity | [18 empty] | N | No
PJM |  |  | 3/30/2021 | [7 empty] | Solar |  |  |  | 48 |  |  |  |  | 80 | [7 empty] | Potter | PA |  |  | Gold – Tennessee Gas 115 kV II |  | 10/31/2025 |  | In Progress | [6 empty] | APS | [23 empty] | AG2-463 | [5 empty] | Generation Interconnection | [7 empty] | Active | 80 |  | Capacity | [18 empty] | N | No
PJM |  |  | 3/30/2021 | [7 empty] | Solar; Storage |  |  |  | 24 |  |  |  |  | 80 | [7 empty] | Jefferson | WV |  |  | Feagans Mill - Stonewall 138 kV |  | 10/31/2025 |  | In Progress | [6 empty] | APS | [23 empty] | AG2-464 | [5 empty] | Generation Interconnection | [7 empty] | Active | 80 |  | Capacity | [18 empty] | N | No
PJM |  |  | 3/30/2021 | [7 empty] | Solar; Storage |  |  |  | 29.4 |  |  |  |  | 79 | [7 empty] | Seneca | OH |  |  | South Tiffin - West End Fostoria 138 kV |  | 10/31/2025 |  | In Progress | [6 empty] | AEP | [23 empty] | AG2-465 | [5 empty] | Generation Interconnection | [7 empty] | Active | 79 |  | Capacity | [18 empty] | N | No
PJM |  |  | 3/30/2021 | [7 empty] | Solar; Storage |  |  |  | 414 |  |  |  |  | 1000 | [8 empty] | WV |  |  | Culloden - Wyoming 765 kV |  | 6/30/2024 |  | In Progress | [6 empty] | AEP | [23 empty] | AG2-466 | [5 empty] | Generation Interconnection | [7 empty] | Active | 1000 |  | Capacity | [18 empty] | N | No
PJM |  |  | 3/31/2021 | [7 empty] | Solar |  |  |  | 120 |  |  |  |  | 200 | [7 empty] | Logan | IL |  |  | Lanesville-Brokaw 345 kV |  | 12/31/2025 |  | In Progress | [6 empty] | ComEd | [23 empty] | AG2-467 | [5 empty] | Generation Interconnection | [7 empty] | Active | 600 |  | Capacity | [18 empty] | N | No
PJM |  |  | 3/31/2021 | [7 empty] | Solar |  |  |  | 48 |  |  |  |  | 80 | [7 empty] | Westmoreland | VA |  |  | Westmoreland – Oak Grove 230 kV |  | 12/31/2025 |  | In Progress | [6 empty] | Dominion | [23 empty] | AG2-469 | [5 empty] | Generation Interconnection | [7 empty] | Active | 80 |  | Capacity | [18 empty] | N | No
PJM |  |  | 3/31/2021 | [7 empty] | Solar |  |  |  | 180 |  |  |  |  | 300 | [7 empty] | Wood | OH |  |  | Fostoria - Lemoyne 345 kV |  | 12/31/2025 |  | In Progress | [6 empty] | AEP | [23 empty] | AG2-470 | [5 empty] | Generation Interconnection | [7 empty] | Active | 300 |  | Capacity | [18 empty] | N | No
PJM |  |  | 3/31/2021 | [7 empty] | Solar |  |  |  | 60 |  |  |  |  | 100 | [7 empty] | Pickaway | OH |  |  | Circleville - Biers Run 138 kV |  | 12/31/2025 |  | In Progress | [6 empty] | AEP | [23 empty] | AG2-471 | [5 empty] | Generation Interconnection | [7 empty] | Active | 100 |  | Capacity | [18 empty] | N | No
PJM |  |  | 3/31/2021 | [7 empty] | Solar |  |  |  | 30 |  |  |  |  | 50 | [7 empty] | Preston | WV |  |  | Jennings-Hazelton 138kV |  | 12/31/2025 |  | In Progress | [6 empty] | APS | [23 empty] | AG2-472 | [5 empty] | Generation Interconnection | [7 empty] | Active | 50 |  | Capacity | [18 empty] | N | No
PJM |  |  | 3/31/2021 | [7 empty] | Solar |  |  |  | 60 |  |  |  |  | 100 | [7 empty] | Cass | MI |  |  | Brody 138 kV |  | 12/31/2025 |  | In Progress | [6 empty] | AEP | [23 empty] | AG2-473 | [5 empty] | Generation Interconnection | [7 empty] | Active | 100 |  | Capacity | [18 empty] | N | No
PJM |  |  | 3/31/2021 | [7 empty] | Solar |  |  |  | 90 |  |  |  |  | 150 | [7 empty] | St. Joseph | MI |  |  | Mottville 138 kV |  | 12/31/2025 |  | In Progress | [6 empty] | AEP | [23 empty] | AG2-474 | [5 empty] | Generation Interconnection | [7 empty] | Active | 150 |  | Capacity | [18 empty] | N | No
PJM |  |  | 3/31/2021 | [7 empty] | Storage |  |  |  | 200 |  |  |  |  | 500 | [7 empty] | Charles City | VA |  |  | Chickahominy - Surry 500 kV |  | 12/1/2024 |  | In Progress | [6 empty] | Dominion | [23 empty] | AG2-475 | [5 empty] | Generation Interconnection | [7 empty] | Active | 500 |  | Capacity | [18 empty] | N | No
PJM |  |  | 3/31/2021 | [7 empty] | Solar |  |  |  | 0.1 |  |  |  |  | 0 | [7 empty] | York | PA |  |  | Hokes-Grantley 69 kV II |  | 3/31/2022 |  | In Progress | [6 empty] | ME | [23 empty] | AG2-476 | [5 empty] | Generation Interconnection | [7 empty] | Active | 20 |  | Capacity | [18 empty] | N | No
PJM |  |  | 3/31/2021 | [7 empty] | Solar |  |  |  | 0.5 |  |  |  |  | 0 | [7 empty] | York | PA |  |  | Hokes-Jackson 69 kV III |  | 4/30/2022 |  | In Progress | [6 empty] | ME | [23 empty] | AG2-477 | [5 empty] | Generation Interconnection | [7 empty] | Active | 20 |  | Capacity | [18 empty] | N | No
PJM |  |  | 3/31/2021 | [7 empty] | Solar |  |  |  | 0.5 |  |  |  |  | 0 | [7 empty] | York | PA |  |  | Hokes-Jackson 69 kV IV |  | 3/31/2022 |  | In Progress | [6 empty] | ME | [23 empty] | AG2-478 | [5 empty] | Generation Interconnection | [7 empty] | Active | 20 |  | Capacity | [18 empty] | N | No
PJM |  |  | 3/31/2021 | [7 empty] | Solar |  |  |  | 4.1 |  |  |  |  | 0 | [7 empty] | Snyder | PA |  |  | Penns Tap-Richfield Tie 69 kV II |  | 10/31/2022 |  | In Progress | [6 empty] | PPL | [23 empty] | AG2-479 | [5 empty] | Generation Interconnection | [7 empty] | Active | 20 |  | Capacity | [18 empty] | N | No
PJM |  |  | 3/31/2021 | [7 empty] | Solar |  |  |  | 4.1 |  |  |  |  | 0 | [7 empty] | Montour | PA |  |  | Derry Tap-Derry Bus 69 kV II |  | 5/31/2022 |  | In Progress | [6 empty] | PPL | [23 empty] | AG2-480 | [5 empty] | Generation Interconnection | [7 empty] | Active | 20 |  | Capacity | [18 empty] | N | No
PJM |  |  | 3/31/2021 | [7 empty] | Solar |  |  |  | 4.1 |  |  |  |  | 0 | [7 empty] | Northumberland | PA |  |  | Derry Tap-Derry Bus 69 kV III |  | 7/31/2022 |  | In Progress | [6 empty] | PPL | [23 empty] | AG2-481 | [5 empty] | Generation Interconnection | [7 empty] | Active | 20 |  | Capacity | [18 empty] | N | No
PJM |  |  | 3/31/2021 | [7 empty] | Solar |  |  |  | 8 |  |  |  |  | 0 | [7 empty] | Columbia | PA |  |  | Bowman's Mill-Scott 69 kV II |  | 11/15/2022 |  | In Progress | [6 empty] | PPL | [23 empty] | AG2-482 | [5 empty] | Generation Interconnection | [7 empty] | Active | 35 |  | Capacity | [18 empty] | N | No
PJM |  |  | 3/31/2021 | [7 empty] | Solar |  |  |  | 2.8 |  |  |  |  | 0 | [7 empty] | Columbia | PA |  |  | Bowman's Mill Tap-Scott 69 kV III |  | 11/15/2022 |  | In Progress | [6 empty] | PPL | [23 empty] | AG2-483 | [5 empty] | Generation Interconnection | [7 empty] | Active | 75 |  | Capacity | [18 empty] | N | No
PJM |  |  | 3/31/2021 | [7 empty] | Solar |  |  |  | 4.6 |  |  |  |  | 0 | [7 empty] | Juniata | PA |  |  | Mifflintown Bus-Mifflintown Tap 69 kV II |  | 8/31/2022 |  | In Progress | [6 empty] | PPL | [23 empty] | AG2-484 | [5 empty] | Generation Interconnection | [7 empty] | Active | 20 |  | Capacity | [18 empty] | N | No
PJM |  |  | 3/31/2021 | [7 empty] | Solar |  |  |  | 5 |  |  |  |  | 0 | [7 empty] | Columbia | PA |  |  | Columbia-West Bloomsburg 69 kV II |  | 11/30/2022 |  | In Progress | [6 empty] | PPL | [23 empty] | AG2-485 | [5 empty] | Generation Interconnection | [7 empty] | Active | 20 |  | Capacity | [18 empty] | N | No
PJM |  |  | 3/31/2021 | [7 empty] | Solar |  |  |  | 4.1 |  |  |  |  | 0 | [7 empty] | Columbia | PA |  |  | Bloomsburg-Columbia 69 kV II |  | 12/15/2022 |  | In Progress | [6 empty] | PPL | [23 empty] | AG2-486 | [5 empty] | Generation Interconnection | [7 empty] | Active | 20 |  | Capacity | [18 empty] | N | No
PJM |  |  | 3/31/2021 | [7 empty] | Solar |  |  |  | 10.6 |  |  |  |  | 0 | [7 empty] | Henry | IN |  |  | Madison - Tanners Creek 138 kV |  | 5/31/2022 |  | In Progress | [6 empty] | AEP | [23 empty] | AG2-487 | [5 empty] | Generation Interconnection | [7 empty] | Active | 152.5 |  | Capacity | [18 empty] | N | No
PJM |  |  | 3/31/2021 | [7 empty] | Solar |  |  |  | 6 |  |  |  |  | 0 | [7 empty] | Allen | OH |  |  | Southwest Lima 345 kV |  | 12/31/2022 |  | In Progress | [6 empty] | AEP | [23 empty] | AG2-488 | [5 empty] | Generation Interconnection | [7 empty] | Active | 300 |  | Capacity | [18 empty] | N | No
PJM |  |  | 3/31/2021 | [7 empty] | Solar |  |  |  | 3.5 |  |  |  |  | 0 | [7 empty] | Van Wert | OH |  |  | Haviland – Cavett Switch 69 kV |  | 12/31/2022 |  | In Progress | [6 empty] | AEP | [23 empty] | AG2-489 | [5 empty] | Generation Interconnection | [7 empty] | Active | 75 |  | Capacity | [18 empty] | N | No
PJM |  |  | 3/31/2021 | [7 empty] | Solar |  |  |  | 1.7 |  |  |  |  | 0 | [7 empty] | Van Wert | OH |  |  | Haviland – Cavett Switch 69 kV |  | 12/31/2022 |  | In Progress | [6 empty] | AEP | [23 empty] | AG2-490 | [5 empty] | Generation Interconnection | [7 empty] | Active | 75 |  | Capacity | [18 empty] | N | No
PJM |  |  | 3/31/2021 | [7 empty] | Solar |  |  |  | 60 |  |  |  |  | 100 | [7 empty] | White | IN |  |  | Meadow Lake 345 kV |  | 9/1/2024 |  | In Progress | [6 empty] | AEP | [23 empty] | AG2-491 | [5 empty] | Generation Interconnection | [7 empty] | Active | 100 |  | Capacity | [18 empty] | N | No
PJM |  |  | 3/31/2021 | [7 empty] | Storage |  |  |  | 20 |  |  |  |  | 50 | [7 empty] | White | IN |  |  | Meadow Lake 345 kV |  | 9/1/2024 |  | In Progress | [6 empty] | AEP | [23 empty] | AG2-492 | [5 empty] | Generation Interconnection | [7 empty] | Active | 50 |  | Capacity | [18 empty] | N | No
PJM |  |  | 3/31/2021 | [7 empty] | Storage |  |  |  | 50 |  |  |  |  | 50 | [7 empty] | Delaware | OH |  |  | Tangy 138 kV |  | 12/31/2025 |  | In Progress | [6 empty] | ATSI | [23 empty] | AG2-497 | [5 empty] | Generation Interconnection | [7 empty] | Active | 50 |  | Capacity | [18 empty] | N | No
PJM |  |  | 3/31/2021 | [7 empty] | Storage |  |  |  | 50 |  |  |  |  | 50 | [7 empty] | Franklin | OH |  |  | Obetz 138 kV |  | 12/31/2025 |  | In Progress | [6 empty] | AEP | [23 empty] | AG2-498 | [5 empty] | Generation Interconnection | [7 empty] | Active | 50 |  | Capacity | [18 empty] | N | No
PJM |  |  | 3/31/2021 | [7 empty] | Storage |  |  |  | 50 |  |  |  |  | 50 | [7 empty] | Franklin | OH |  |  | Bixby 345 kV |  | 12/31/2025 |  | In Progress | [6 empty] | AEP | [23 empty] | AG2-499 | [5 empty] | Generation Interconnection | [7 empty] | Active | 50 |  | Capacity | [18 empty] | N | No
PJM |  |  | 3/31/2021 | [7 empty] | Storage |  |  |  | 0 |  |  |  |  | 0 | [7 empty] | New Castle | DE |  |  | Townsend 138 kV II |  | 5/31/2024 |  | In Progress | [6 empty] | DPL | [23 empty] | AG2-500 | [5 empty] | Generation Interconnection | [7 empty] | Active | 50 |  | Energy | [18 empty] | N | No
PJM |  |  | 3/31/2021 | [7 empty] | Storage |  |  |  | 5 |  |  |  |  | 0 | [7 empty] | Halifax | VA |  |  | Sedge Hill - Mount Laurel 115 kV |  | 5/31/2024 |  | In Progress | [6 empty] | Dominion | [23 empty] | AG2-501 | [5 empty] | Generation Interconnection | [7 empty] | Active | 51 |  | Capacity | [18 empty] | N | No
PJM |  |  | 3/31/2021 | [7 empty] | Storage |  |  |  | 7 |  |  |  |  | 0 | [7 empty] | Halifax | VA |  |  | Sedge Hill - Person 115 kV |  | 5/31/2024 |  | In Progress | [6 empty] | Dominion | [23 empty] | AG2-502 | [5 empty] | Generation Interconnection | [7 empty] | Active | 70 |  | Capacity | [18 empty] | N | No
PJM |  |  | 3/31/2021 | [7 empty] | Storage |  |  |  | 5 |  |  |  |  | 0 | [7 empty] | Adams | OH |  |  | Adams 138 kV |  | 5/31/2024 |  | In Progress | [6 empty] | AEP | [23 empty] | AG2-503 | [5 empty] | Generation Interconnection | [7 empty] | Active | 49.9 |  | Capacity | [18 empty] | N | No
PJM |  |  | 3/31/2021 | [7 empty] | Storage |  |  |  | 5 |  |  |  |  | 0 | [7 empty] | Ross | OH |  |  | Delano 138 kV |  | 5/31/2024 |  | In Progress | [6 empty] | AEP | [23 empty] | AG2-504 | [5 empty] | Generation Interconnection | [7 empty] | Active | 49.9 |  | Capacity | [18 empty] | N | No
PJM |  |  | 3/31/2021 | [7 empty] | Hydro |  |  |  | 15 |  |  |  |  | 15 | [7 empty] | Garrett | MD |  |  | Westvaco - Mt Zion 138 kV |  | 12/31/2023 |  | In Progress | [6 empty] | APS | [23 empty] | AG2-505 | [5 empty] | Generation Interconnection | [7 empty] | Active | 15 |  | Capacity | [18 empty] | N | No
PJM |  |  | 3/31/2021 | [7 empty] | Storage |  |  |  | 40 |  |  |  |  | 100 | [7 empty] | Dinwiddie | VA |  |  | Carson 230 kV |  | 12/2/2024 |  | In Progress | [6 empty] | Dominion | [23 empty] | AG2-506 | [5 empty] | Generation Interconnection | [7 empty] | Active | 100 |  | Capacity | [18 empty] | N | No
PJM |  |  | 3/31/2021 | [7 empty] | Solar |  |  |  | 36 |  |  |  |  | 60 | [7 empty] | Nottoway | VA |  |  | Crewe - Victoria DP 115 kV |  | 12/1/2025 |  | In Progress | [6 empty] | Dominion | [23 empty] | AG2-507 | [5 empty] | Generation Interconnection | [7 empty] | Active | 60 |  | Capacity | [18 empty] | N | No
PJM |  |  | 3/31/2021 | [7 empty] | Solar |  |  |  | 51 |  |  |  |  | 85 | [7 empty] | Greensville | VA |  |  | Dry Bread 230 kV |  | 12/1/2025 |  | In Progress | [6 empty] | Dominion | [23 empty] | AG2-508 | [5 empty] | Generation Interconnection | [7 empty] | Active | 85 |  | Capacity | [18 empty] | N | No
PJM |  |  | 3/31/2021 | [7 empty] | Solar; Storage |  |  |  | 36.3 |  |  |  |  | 55 | [8 empty] | WV |  |  | Robinson 69 kV |  | 6/1/2024 |  | In Progress | [6 empty] | AEP | [23 empty] | AG2-509 | [5 empty] | Generation Interconnection | [7 empty] | Active | 55 |  | Capacity | [18 empty] | N | No
PJM |  |  | 3/31/2021 | [7 empty] | Solar |  |  |  | 11 |  |  |  |  | 17.5 | [7 empty] | Marion | KY |  |  | Sulphur Creek-Loretto 69 kV |  | 7/31/2023 |  | In Progress | [6 empty] | EKPC | [23 empty] | AG2-512 | [5 empty] | Generation Interconnection | [7 empty] | Active | 17.5 |  | Capacity | [18 empty] | N | No
PJM |  |  | 3/31/2021 | [7 empty] | Solar |  |  |  | 12 |  |  |  |  | 20 | [7 empty] | Larue | KY |  |  | Hodgenville-Sulphur Creek 69 kV |  | 7/31/2023 |  | In Progress | [6 empty] | EKPC | [23 empty] | AG2-513 | [5 empty] | Generation Interconnection | [7 empty] | Active | 20 |  | Capacity | [18 empty] | N | No
PJM |  |  | 3/31/2021 | [7 empty] | Solar |  |  |  | 90 |  |  |  |  | 150 | [7 empty] | Henry | OH |  |  | Midway 345 kV II |  | 10/31/2023 |  | In Progress | [6 empty] | ATSI | [23 empty] | AG2-514 | [5 empty] | Generation Interconnection | [7 empty] | Active | 150 |  | Capacity | [18 empty] | N | No
PJM |  |  | 3/31/2021 | [7 empty] | Solar |  |  |  | 60 |  |  |  |  | 100 | [7 empty] | Lucas | OH |  |  | Midway 345 kV III |  | 10/31/2023 |  | In Progress | [6 empty] | ATSI | [23 empty] | AG2-515 | [5 empty] | Generation Interconnection | [7 empty] | Active | 100 |  | Capacity | [18 empty] | N | No
PJM |  |  | 3/31/2021 | [7 empty] | Solar |  |  |  | 72 |  |  |  |  | 120 | [7 empty] | Winnebago | IL |  |  | Pecatonica 138kV |  | 10/31/2023 |  | In Progress | [6 empty] | ComEd | [23 empty] | AG2-516 | [5 empty] | Generation Interconnection | [7 empty] | Active | 120 |  | Capacity | [18 empty] | N | No
PJM |  |  | 3/31/2021 | [7 empty] | Solar; Storage |  |  |  | 72 |  |  |  |  | 120 | [7 empty] | Rock Island | IL |  |  | Cordova Energy Center 345kV |  | 10/31/2023 |  | In Progress | [6 empty] | ComEd | [23 empty] | AG2-517 | [5 empty] | Generation Interconnection | [7 empty] | Active | 120 |  | Capacity | [18 empty] | N | No
PJM |  |  | 3/31/2021 | [7 empty] | Storage |  |  |  | 32 |  |  |  |  | 80 | [7 empty] | Montgomery | VA |  |  | Tech Drive 138 kV |  | 1/1/2024 |  | In Progress | [6 empty] | AEP | [23 empty] | AG2-518 | [5 empty] | Generation Interconnection | [7 empty] | Active | 80 |  | Capacity | [18 empty] | N | No
PJM |  |  | 3/31/2021 | [7 empty] | Solar |  |  |  | 87.8 |  |  |  |  | 112 | [7 empty] | Delaware | IN |  |  | Royerton - Desoto 138 kV |  | 2/29/2024 |  | In Progress | [6 empty] | AEP | [23 empty] | AG2-519 | [5 empty] | Generation Interconnection | [7 empty] | Active | 112 |  | Capacity | [18 empty] | N | No
PJM |  |  | 3/31/2021 | [7 empty] | Solar |  |  |  | 10.2 |  |  |  |  | 17 | [7 empty] | Prince George's | MD |  |  | Ritchie 69 kV |  | 3/1/2024 |  | In Progress | [6 empty] | PEPCO | [23 empty] | AG2-520 | [5 empty] | Generation Interconnection | [7 empty] | Active | 17 |  | Capacity | [18 empty] | N | No
PJM |  |  | 3/31/2021 | [7 empty] | Solar |  |  |  | 51 |  |  |  |  | 85 | [7 empty] | Fluvanna | VA |  |  | Fork Union 230 kV |  | 3/1/2024 |  | In Progress | [6 empty] | Dominion | [23 empty] | AG2-521 | [5 empty] | Generation Interconnection | [7 empty] | Active | 85 |  | Capacity | [18 empty] | N | No
PJM |  |  | 3/31/2021 | [7 empty] | Solar |  |  |  | 48 |  |  |  |  | 80 | [7 empty] | Warren | NC |  |  | Five Forks 115 kV |  | 7/30/2025 |  | In Progress | [6 empty] | Dominion | [23 empty] | AG2-522 | [5 empty] | Generation Interconnection | [7 empty] | Active | 80 |  | Capacity | [18 empty] | N | No
PJM |  |  | 3/31/2021 | [7 empty] | Solar; Storage |  |  |  | 110 |  |  |  |  | 110 | [7 empty] | Grundy | IL |  |  | LaSalle Station - Mazon 138 kV |  | 12/31/2023 |  | In Progress | [6 empty] | ComEd | [23 empty] | AG2-524 | [5 empty] | Generation Interconnection | [7 empty] | Active | 110 |  | Capacity | [18 empty] | N | No
PJM |  |  | 3/31/2021 | [7 empty] | Solar |  |  |  | 60 |  |  |  |  | 100 | [7 empty] | Westmoreland | VA |  |  | Oak Grove – Saunders DP 230 kV |  | 12/31/2024 |  | In Progress | [6 empty] | Dominion | [23 empty] | AG2-526 | [5 empty] | Generation Interconnection | [7 empty] | Active | 100 |  | Capacity | [18 empty] | N | No
PJM |  |  | 3/31/2021 | [7 empty] | Wind |  |  |  | 26 |  |  |  |  | 200 | [7 empty] | Stark | IL |  |  | Kewanee-Toulon 138 kV |  | 12/31/2025 |  | In Progress | [6 empty] | ComEd | [23 empty] | AG2-527 | [5 empty] | Generation Interconnection | [7 empty] | Active | 200 |  | Capacity | [18 empty] | N | No
PJM |  |  | 3/31/2021 | [7 empty] | Solar; Storage |  |  |  | 72.8 |  |  |  |  | 141.39 | [7 empty] | Rockbridge | VA |  |  | Bustleburg Tap - Fairfield DP 115 kV |  | 10/31/2024 |  | In Progress | [6 empty] | Dominion | [23 empty] | AG2-528 | [5 empty] | Generation Interconnection | [7 empty] | Active | 140 |  | Capacity | [18 empty] | N | No
PJM |  |  | 3/31/2021 | [7 empty] | Solar; Storage |  |  |  | 78 |  |  |  |  | 151.734 | [7 empty] | Rockingham | VA |  |  | Harrisonburg - Endless Caverns 230 kV |  | 10/31/2024 |  | In Progress | [6 empty] | Dominion | [23 empty] | AG2-529 | [5 empty] | Generation Interconnection | [7 empty] | Active | 150 |  | Capacity | [18 empty] | N | No
PJM |  |  | 3/31/2021 | [7 empty] | Solar |  |  |  | 10 |  |  |  |  | 19.975 | [7 empty] | Salem | NJ |  |  | Mannington Mills - Woodstown 69 kV |  | 12/31/2024 |  | In Progress | [6 empty] | AEC | [23 empty] | AG2-530 | [5 empty] | Generation Interconnection | [7 empty] | Active | 19.975 |  | Capacity | [18 empty] | N | No
PJM |  |  | 3/31/2021 | [7 empty] | Storage |  |  |  | 0 |  |  |  |  | 20 | [7 empty] | Morris | NJ |  |  | Greystone - West Denville 34.5 kV |  | 7/31/2022 |  | In Progress | [6 empty] | JCPL | [23 empty] | AG2-531 | [5 empty] | Generation Interconnection | [7 empty] | Active | 20 |  | Energy | [18 empty] | N | No
PJM |  |  | 3/31/2021 | [7 empty] | Storage |  |  |  | 0 |  |  |  |  | 20 | [7 empty] | Warren | NJ |  |  | Newburgh-Newburgh Tap 34.5 kV |  | 8/31/2022 |  | In Progress | [6 empty] | JCPL | [23 empty] | AG2-532 | [5 empty] | Generation Interconnection | [7 empty] | Active | 20 |  | Energy | [18 empty] | N | No
PJM |  |  | 3/31/2021 | [7 empty] | Storage |  |  |  | 0 |  |  |  |  | 20 | [7 empty] | Warren | NJ |  |  | Newburgh-Pohatcong 34.5 kV |  | 8/31/2021 |  | In Progress | [6 empty] | JCPL | [23 empty] | AG2-533 | [5 empty] | Generation Interconnection | [7 empty] | Active | 20 |  | Energy | [18 empty] | N | No
PJM |  |  | 3/31/2021 | [7 empty] | Storage |  |  |  | 0 |  |  |  |  | 20 | [7 empty] | Warren | NJ |  |  | Hackettstown-Pohatcong R722-7 34.5 kV |  | 8/31/2022 |  | In Progress | [6 empty] | JCPL | [23 empty] | AG2-534 | [5 empty] | Generation Interconnection | [7 empty] | Active | 20 |  | Energy | [18 empty] | N | No
PJM |  |  | 3/31/2021 | [7 empty] | Storage |  |  |  | 4 |  |  |  |  | 20 | [7 empty] | Warren | NJ |  |  | Hackettstown-Pohatcong J738-1 34.5 kV II |  | 8/31/2022 |  | In Progress | [6 empty] | JCPL | [23 empty] | AG2-535 | [5 empty] | Generation Interconnection | [7 empty] | Active | 40 |  | Capacity | [18 empty] | N | No
PJM |  |  | 3/31/2021 | [7 empty] | Storage |  |  |  | 0 |  |  |  |  | 20 | [7 empty] | Hunterdon | NJ |  |  | Buckeye - Ringoes 34.5 kV |  | 8/31/2022 |  | In Progress | [6 empty] | JCPL | [23 empty] | AG2-536 | [5 empty] | Generation Interconnection | [7 empty] | Active | 20 |  | Energy | [18 empty] | N | No
PJM |  |  | 3/31/2021 | [7 empty] | Storage |  |  |  | 0 |  |  |  |  | 20 | [7 empty] | Hunterdon | NJ |  |  | Ringoes-Copper Hill Solar 34.5 kV |  | 8/31/2022 |  | In Progress | [6 empty] | JCPL | [23 empty] | AG2-537 | [5 empty] | Generation Interconnection | [7 empty] | Active | 20 |  | Energy | [18 empty] | N | No
PJM |  |  | 3/31/2021 | [7 empty] | Solar |  |  |  | 15.42 |  |  |  |  | 20 | [7 empty] | Elk | PA |  |  | Ridgeway - Motion Control 46 kV |  | 10/15/2022 |  | In Progress | [6 empty] | APS | [23 empty] | AG2-538 | [5 empty] | Generation Interconnection | [7 empty] | Active | 20 |  | Capacity | [18 empty] | N | No
PJM |  |  | 3/31/2021 | [7 empty] | Solar |  |  |  | 48 |  |  |  |  | 80 | [7 empty] | Union | OH |  |  | Mechanicsburg - Darby 138 kV |  | 5/14/2025 |  | In Progress | [6 empty] | Dayton | [23 empty] | AG2-539 | [5 empty] | Generation Interconnection | [7 empty] | Active | 80 |  | Capacity | [18 empty] | N | No
PJM |  |  | 3/31/2021 | [7 empty] | Solar; Storage |  |  |  | 48 |  |  |  |  | 80 | [7 empty] | Greensville | VA |  |  | Clubhouse - Jarratt 115 kV |  | 6/3/2024 |  | In Progress | [6 empty] | Dominion | [23 empty] | AG2-540 | [5 empty] | Generation Interconnection | [7 empty] | Active | 80 |  | Capacity | [18 empty] | N | No
PJM |  |  | 3/31/2021 | [7 empty] | Solar; Storage |  |  |  | 39 |  |  |  |  | 65 | [7 empty] | Halifax | VA |  |  | Perth - Crystal Hill 115 kV |  | 6/3/2024 |  | In Progress | [6 empty] | Dominion | [23 empty] | AG2-541 | [5 empty] | Generation Interconnection | [7 empty] | Active | 65 |  | Capacity | [18 empty] | N | No
PJM |  |  | 3/31/2021 | [7 empty] | Solar; Storage |  |  |  | 42 |  |  |  |  | 70 | [7 empty] | Rockingham | VA |  |  | North Shenandoah – Merck 115 kV |  | 6/3/2024 |  | In Progress | [6 empty] | Dominion | [23 empty] | AG2-542 | [5 empty] | Generation Interconnection | [7 empty] | Active | 70 |  | Capacity | [18 empty] | N | No
PJM |  |  | 3/31/2021 | [7 empty] | Solar; Storage |  |  |  | 42 |  |  |  |  | 70 | [7 empty] | City of Suffolk | VA |  |  | Suffolk - Earleys 230 kV |  | 6/3/2024 |  | In Progress | [6 empty] | Dominion | [23 empty] | AG2-543 | [5 empty] | Generation Interconnection | [7 empty] | Active | 70 |  | Capacity | [18 empty] | N | No
PJM |  |  | 3/31/2021 | [7 empty] | Storage |  |  |  | 80 |  |  |  |  | 200 | [7 empty] | McHenry | IL |  |  | Silver Lake 138 kV |  | 11/6/2024 |  | In Progress | [6 empty] | ComEd | [23 empty] | AG2-544 | [5 empty] | Generation Interconnection | [7 empty] | Active | 200 |  | Capacity | [18 empty] | N | No
PJM |  |  | 3/31/2021 | [7 empty] | Storage |  |  |  | 160 |  |  |  |  | 400 | [7 empty] | McHenry | IL |  |  | Silver Lake 345 kV |  | 11/6/2024 |  | In Progress | [6 empty] | ComEd | [23 empty] | AG2-545 | [5 empty] | Generation Interconnection | [7 empty] | Active | 400 |  | Capacity | [18 empty] | N | No
PJM |  |  | 3/31/2021 | [7 empty] | Solar; Storage |  |  |  | 26.4 |  |  |  |  | 40 | [7 empty] | Grant | IN |  |  | Van Buren - Delaware 138 kV |  | 6/1/2023 |  | In Progress | [6 empty] | AEP | [23 empty] | AG2-546 | [5 empty] | Generation Interconnection | [7 empty] | Active | 150 |  | Capacity | [18 empty] | N | No
PJM |  |  | 3/31/2021 | [7 empty] | Solar; Storage |  |  |  | 50 |  |  |  |  | 50 | [7 empty] | Hancock | OH |  |  | New Liberty - Boutwell 138 kV |  | 9/1/2024 |  | In Progress | [6 empty] | AEP | [23 empty] | AG2-547 | [5 empty] | Generation Interconnection | [7 empty] | Active | 50 |  | Capacity | [18 empty] | N | No
PJM |  |  | 3/31/2021 | [7 empty] | Solar; Storage |  |  |  | 54 |  |  |  |  | 90 | [7 empty] | Jackson | OH |  |  | Corwin - Elk 138 kV |  | 12/31/2023 |  | In Progress | [6 empty] | AEP | [23 empty] | AG2-548 | [5 empty] | Generation Interconnection | [7 empty] | Active | 90 |  | Capacity | [18 empty] | N | No
PJM |  |  | 3/31/2021 | [7 empty] | Solar |  |  |  | 26.6667 |  |  |  |  | 40 | [7 empty] | Hardin | KY |  |  | Rineyville 69 kV |  | 12/31/2022 |  | In Progress | [6 empty] | EKPC | [23 empty] | AG2-549 | [5 empty] | Generation Interconnection | [7 empty] | Active | 40 |  | Capacity | [18 empty] | N | No
PJM |  |  | 3/31/2021 | [7 empty] | Solar |  |  |  | 60 |  |  |  |  | 100 | [7 empty] | Randolph | IN |  |  | Bluff Point - Randolph 138 kV |  | 10/31/2024 |  | In Progress | [6 empty] | AEP | [23 empty] | AG2-550 | [5 empty] | Generation Interconnection | [7 empty] | Active | 200 |  | Capacity | [18 empty] | N | No
PJM |  |  | 3/31/2021 | [7 empty] | Storage |  |  |  | 20 |  |  |  |  | 50 | [7 empty] | Randolph | IN |  |  | Bluff Point - Randolph 138 kV |  | 10/31/2024 |  | In Progress | [6 empty] | AEP | [23 empty] | AG2-551 | [5 empty] | Generation Interconnection | [7 empty] | Active | 250 |  | Capacity | [18 empty] | N | No
PJM |  |  | 3/31/2021 | [7 empty] | Solar |  |  |  | 60 |  |  |  |  | 100 | [7 empty] | Bullitt | KY |  |  | Bullitt County 161 kV |  | 9/1/2024 |  | In Progress | [6 empty] | EKPC | [23 empty] | AG2-552 | [5 empty] | Generation Interconnection | [7 empty] | Active | 100 |  | Capacity | [18 empty] | N | No
PJM |  |  | 3/31/2021 | [7 empty] | Storage |  |  |  | 20 |  |  |  |  | 50 | [7 empty] | Bullitt | KY |  |  | Bullitt County 161 kV |  | 9/1/2024 |  | In Progress | [6 empty] | EKPC | [23 empty] | AG2-553 | [5 empty] | Generation Interconnection | [7 empty] | Active | 50 |  | Capacity | [18 empty] | N | No
PJM |  |  | 3/31/2021 | [7 empty] | Solar |  |  |  | 11.9 |  |  |  |  | 19.9 | [7 empty] | Centre | PA |  |  | Spring Mills - Millheim 46 kV |  | 4/1/2023 |  | In Progress | [6 empty] | APS | [23 empty] | AG2-557 | [5 empty] | Generation Interconnection | [7 empty] | Active | 19.9 |  | Capacity | [18 empty] | N | No
PJM |  |  | 3/31/2021 | [7 empty] | Solar |  |  |  | 8.3 |  |  |  |  | 19.9 | [7 empty] | Clearfield | PA |  |  | Shawville - Phillipsburg 34.5 kV II |  | 4/1/2023 |  | In Progress | [6 empty] | APS | [23 empty] | AG2-558 | [5 empty] | Generation Interconnection | [7 empty] | Active | 39.8 |  | Capacity | [18 empty] | N | No
PJM |  |  | 3/31/2021 | [7 empty] | Solar |  |  |  | 8.3 |  |  |  |  | 19.9 | [7 empty] | Clearfield | PA |  |  | Shawville - Phillipsburg 34.5 kV III |  | 4/1/2024 |  | In Progress | [6 empty] | APS | [23 empty] | AG2-559 | [5 empty] | Generation Interconnection | [7 empty] | Active | 59.7 |  | Capacity | [18 empty] | N | No
PJM |  |  | 3/31/2021 | [7 empty] | Solar |  |  |  | 8.3 |  |  |  |  | 19.9 | [7 empty] | Clearfield | PA |  |  | Phillipsburg (Karthaus) 34.5 kV |  | 4/1/2025 |  | In Progress | [6 empty] | APS | [23 empty] | AG2-560 | [5 empty] | Generation Interconnection | [7 empty] | Active | 79.6 |  | Capacity | [18 empty] | N | No
PJM |  |  | 3/31/2021 | [7 empty] | Solar |  |  |  | 12 |  |  |  |  | 20 | [7 empty] | Indiana | PA |  |  | Glory - Glen Campbell 34.5 kV |  | 12/15/2023 |  | In Progress | [6 empty] | PENELEC | [23 empty] | AG2-561 | [5 empty] | Generation Interconnection | [7 empty] | Active | 20 |  | Capacity | [18 empty] | N | No
PJM |  |  | 3/31/2021 | [7 empty] | Natural Gas |  |  |  | 35 |  |  |  |  | 71 | [7 empty] | St. Joseph | IN |  |  | Elderberry 345 kV |  | 10/31/2022 |  | In Progress | [6 empty] | AEP | [23 empty] | AG2-562 | [5 empty] | Generation Interconnection | [7 empty] | Active | 786 |  | Capacity | [18 empty] | N | No
PJM |  |  | 3/31/2021 | [7 empty] | Solar |  |  |  | 30 |  |  |  |  | 50 | [7 empty] | Brunswick | VA |  |  | Gasburg 69 kV |  | 9/24/2024 |  | In Progress | [6 empty] | Dominion | [23 empty] | AG2-563 | [5 empty] | Generation Interconnection | [7 empty] | Active | 50 |  | Capacity | [18 empty] | N | No
PJM |  |  | 3/31/2021 | [7 empty] | Solar |  |  |  | 32.9 |  |  |  |  | 49.99 | [7 empty] | Crawford | OH |  |  | Sulphur Springs 138 kV |  | 7/1/2024 |  | In Progress | [6 empty] | AEP | [23 empty] | AG2-564 | [5 empty] | Generation Interconnection | [7 empty] | Active | 49.99 |  | Capacity | [18 empty] | N | No
PJM |  |  | 3/31/2021 | [7 empty] | Storage |  |  |  | 12 |  |  |  |  | 30 | [7 empty] | Fluvanna | VA |  |  | Kidds Store - Sherwood 115 kV |  | 3/29/2024 |  | In Progress | [6 empty] | Dominion | [23 empty] | AG2-565 | [5 empty] | Generation Interconnection | [7 empty] | Active | 110 |  | Capacity | [18 empty] | N | No
PJM |  |  | 3/31/2021 | [7 empty] | Storage |  |  |  | 12 |  |  |  |  | 30 | [7 empty] | Prince Edward | VA |  |  | Briery - Clover 230 kV |  | 3/29/2024 |  | In Progress | [6 empty] | Dominion | [23 empty] | AG2-566 | [5 empty] | Generation Interconnection | [7 empty] | Active | 110 |  | Capacity | [18 empty] | N | No
PJM |  |  | 3/31/2021 | [7 empty] | Solar; Storage |  |  |  | 100 |  |  |  |  | 200 | [8 empty] | KY |  |  | Stanville - Dewey 138 kV |  | 3/24/2024 |  | In Progress | [6 empty] | AEP | [23 empty] | AG2-567 | [5 empty] | Generation Interconnection | [7 empty] | Active | 200 |  | Capacity | [18 empty] | N | No
PJM |  |  | 3/31/2021 | [7 empty] | Solar |  |  |  | 48 |  |  |  |  | 80 | [8 empty] | WV |  |  | Stink Run – Sundial 138 kV |  | 2/25/2024 |  | In Progress | [6 empty] | AEP | [23 empty] | AG2-568 | [5 empty] | Generation Interconnection | [7 empty] | Active | 80 |  | Capacity | [18 empty] | N | No
PJM |  |  | 3/31/2021 | [7 empty] | Storage |  |  |  | 20 |  |  |  |  | 50 | [7 empty] | Greensville | VA |  |  | Rogers Road - Carson 500 kV |  | 3/25/2024 |  | In Progress | [6 empty] | Dominion | [23 empty] | AG2-569 | [5 empty] | Generation Interconnection | [7 empty] | Active | 150 |  | Capacity | [18 empty] | N | No
PJM |  |  | 3/31/2021 | [7 empty] | Solar |  |  |  | 240 |  |  |  |  | 400 | [7 empty] | Brunswick | VA |  |  | Brunswick Collector - Wake 500 kV |  | 3/29/2024 |  | In Progress | [6 empty] | Dominion | [23 empty] | AG2-570 | [5 empty] | Generation Interconnection | [7 empty] | Active | 400 |  | Capacity | [18 empty] | N | No
PJM |  |  | 3/31/2021 | [7 empty] | Storage |  |  |  | 40 |  |  |  |  | 100 | [7 empty] | Brunswick | VA |  |  | Brunswick Collector Bus - Wake 500 kV |  | 3/29/2024 |  | In Progress | [6 empty] | Dominion | [23 empty] | AG2-571 | [5 empty] | Generation Interconnection | [7 empty] | Active | 500 |  | Capacity | [18 empty] | N | No
PJM |  |  | 3/31/2021 | [7 empty] | Solar; Storage |  |  |  | 80 |  |  |  |  | 100 | [7 empty] | DeKalb | IL |  |  | Glidden-Waterman 138 kV |  | 12/31/2024 |  | In Progress | [6 empty] | ComEd | [23 empty] | AG2-575 | [5 empty] | Generation Interconnection | [7 empty] | Active | 100 |  | Capacity | [18 empty] | N | No
PJM |  |  | 3/31/2021 | [7 empty] | Solar |  |  |  | 108 |  |  |  |  | 180 | [7 empty] | DeKalb | IN |  |  | Varner 345 kV |  | 12/31/2024 |  | In Progress | [6 empty] | AEP | [23 empty] | AG2-576 | [5 empty] | Generation Interconnection | [7 empty] | Active | 180 |  | Capacity | [18 empty] | N | No
PJM |  |  | 3/31/2021 | [7 empty] | Solar |  |  |  | 30 |  |  |  |  | 50 | [7 empty] | Jay | IN |  |  | Jay 138 kV |  | 12/31/2024 |  | In Progress | [6 empty] | AEP | [23 empty] | AG2-577 | [5 empty] | Generation Interconnection | [7 empty] | Active | 50 |  | Capacity | [18 empty] | N | No
PJM |  |  | 3/31/2021 | [7 empty] | Solar |  |  |  | 30 |  |  |  |  | 50 | [7 empty] | Jay | IN |  |  | Jay 69 kV |  | 12/31/2024 |  | In Progress | [6 empty] | AEP | [23 empty] | AG2-578 | [5 empty] | Generation Interconnection | [7 empty] | Active | 50 |  | Capacity | [18 empty] | N | No
PJM |  |  | 3/31/2021 | [7 empty] | Solar |  |  |  | 41 |  |  |  |  | 0 | [7 empty] | Hancock | OH |  |  | Fostoria 138 kV |  | 12/29/2023 |  | In Progress | [6 empty] | AEP | [23 empty] | AG2-579 | [5 empty] | Generation Interconnection | [7 empty] | Active | 205 |  | Capacity | [18 empty] | N | No
PJM |  |  | 1/29/2021 | [7 empty] | Solar |  |  |  | 90 |  |  |  |  | 150 | [7 empty] | Brunswick | VA |  |  | Rawlings-Clover 500 kV |  | 10/1/2024 |  | In Progress | [6 empty] | Dominion | [23 empty] | AG2-580 | [5 empty] | Generation Interconnection | [7 empty] | Active | 150 |  | Capacity | [18 empty] | N | No
PJM |  |  | 1/29/2021 | [7 empty] | Solar |  |  |  | 90 |  |  |  |  | 150 | [7 empty] | Brunswick | VA |  |  | Rawlings-Clover 500 kV |  | 10/1/2024 |  | In Progress | [6 empty] | Dominion | [23 empty] | AG2-581 | [5 empty] | Generation Interconnection | [7 empty] | Active | 150 |  | Capacity | [18 empty] | N | No
PJM |  |  | 3/31/2021 | [7 empty] | Natural Gas |  |  |  | 2100 |  |  |  |  | 2100 | [7 empty] | Doddridge | WV |  |  | Belmont-Flint Run 500 kV |  | 7/1/2026 |  | In Progress | [6 empty] | APS | [23 empty] | AG2-582 | [5 empty] | Generation Interconnection | [7 empty] | Active | 2100 |  | Capacity | [18 empty] | N | No
PJM |  |  | 3/31/2021 | [7 empty] | Solar |  |  |  | 69 |  |  |  |  | 115 | [7 empty] | Cumberland | VA |  |  | Bremo - Cartersville 230 kV |  | 6/30/2026 |  | In Progress | [6 empty] | Dominion | [23 empty] | AG2-583 | [5 empty] | Generation Interconnection | [7 empty] | Active | 115 |  | Capacity | [18 empty] | N | No
PJM |  |  | 3/31/2021 | [7 empty] | Solar; Storage |  |  |  | 46.8 |  |  |  |  | 90 | [7 empty] | Frederick | VA |  |  | Double Toll Gate - Meadowbrook 138 kV |  | 10/31/2024 |  | In Progress | [6 empty] | APS | [23 empty] | AG2-584 | [5 empty] | Generation Interconnection | [7 empty] | Active | 90 |  | Capacity | [18 empty] | N | No
PJM |  |  | 3/31/2021 | [7 empty] | Solar |  |  |  | 75 |  |  |  |  | 125 | [7 empty] | Kankakee | IL |  |  | Kensignton 138kV |  | 12/1/2024 |  | In Progress | [6 empty] | ComEd | [23 empty] | AG2-585 | [5 empty] | Generation Interconnection | [7 empty] | Active | 225 |  | Capacity | [18 empty] | N | No
PJM |  |  | 3/31/2021 | [7 empty] | Solar |  |  |  | 36 |  |  |  |  | 60 | [7 empty] | Harford | MD |  |  | Graceton 230 kV |  | 6/1/2024 |  | In Progress | [6 empty] | BGE | [23 empty] | AG2-587 | [5 empty] | Generation Interconnection | [7 empty] | Active | 60 |  | Capacity | [18 empty] | N | No
PJM |  |  | 3/31/2021 | [7 empty] | Solar |  |  |  | 12 |  |  |  |  | 20 | [7 empty] | Warren | NJ |  |  | Kittatinny - Blairstown 34.5 kV |  | 6/1/2024 |  | In Progress | [6 empty] | JCPL | [23 empty] | AG2-588 | [5 empty] | Generation Interconnection | [7 empty] | Active | 20 |  | Capacity | [18 empty] | N | No
PJM |  |  | 3/31/2021 | [7 empty] | Solar |  |  |  | 12 |  |  |  |  | 20 | [7 empty] | Meigs | OH |  |  | Ravenswood Hemlock 69 kV |  | 6/1/2024 |  | In Progress | [6 empty] | AEP | [23 empty] | AG2-589 | [5 empty] | Generation Interconnection | [7 empty] | Active | 20 |  | Capacity | [18 empty] | N | No
PJM |  |  | 3/31/2021 | [7 empty] | Solar; Storage |  |  |  | 22.9 |  |  |  |  | 38.2 | [7 empty] | Huntingdon | PA |  |  | Shingletown-Lewistown 230 kV |  | 6/1/2024 |  | In Progress | [6 empty] | PENELEC | [23 empty] | AG2-590 | [5 empty] | Generation Interconnection | [7 empty] | Active | 92.1 |  | Capacity | [18 empty] | N | No
PJM |  |  | 3/31/2021 | [7 empty] | Solar |  |  |  | 36.6 |  |  |  |  | 61 | [7 empty] | Mahoning | OH |  |  | Bluebell-Sancap Tap 69 kV |  | 6/1/2024 |  | In Progress | [6 empty] | ATSI | [23 empty] | AG2-591 | [5 empty] | Generation Interconnection | [7 empty] | Active | 61 |  | Capacity | [18 empty] | N | No
PJM |  |  | 3/31/2021 | [7 empty] | Solar |  |  |  | 16.8 |  |  |  |  | 28 | [7 empty] | Dorchester | MD |  |  | West Cambridge - Vienna 69 kV |  | 6/1/2024 |  | In Progress | [6 empty] | DPL | [23 empty] | AG2-592 | [5 empty] | Generation Interconnection | [7 empty] | Active | 28 |  | Capacity | [18 empty] | N | No
PJM |  |  | 3/31/2021 | [7 empty] | Solar; Storage |  |  |  | 12 |  |  |  |  | 20 | [7 empty] | Columbia | PA |  |  | Benton-Scott 69 kV |  | 6/1/2024 |  | In Progress | [6 empty] | PPL | [23 empty] | AG2-593 | [5 empty] | Generation Interconnection | [7 empty] | Active | 20 |  | Capacity | [18 empty] | N | No
PJM |  |  | 3/31/2021 | [7 empty] | Solar; Storage |  |  |  | 12 |  |  |  |  | 20 | [7 empty] | Columbia | PA |  |  | Benton-Scott 69 kV II |  | 6/1/2024 |  | In Progress | [6 empty] | PPL | [23 empty] | AG2-594 | [5 empty] | Generation Interconnection | [7 empty] | Active | 20 |  | Capacity | [18 empty] | N | No
PJM |  |  | 3/31/2021 | [7 empty] | Solar |  |  |  | 39 |  |  |  |  | 65 | [7 empty] | Marion | OH |  |  | LaRue - North Waldo 138 kV |  | 6/1/2024 |  | In Progress | [6 empty] | AEP | [23 empty] | AG2-595 | [5 empty] | Generation Interconnection | [7 empty] | Active | 65 |  | Capacity | [18 empty] | N | No
PJM |  |  | 3/31/2021 | [7 empty] | Solar |  |  |  | 39 |  |  |  |  | 65 | [7 empty] | Scott | KY |  |  | Renaker-Avon 138 kV |  | 6/1/2024 |  | In Progress | [6 empty] | EKPC | [23 empty] | AG2-596 | [5 empty] | Generation Interconnection | [7 empty] | Active | 65 |  | Capacity | [18 empty] | N | No
PJM |  |  | 3/31/2021 | [7 empty] | Solar; Storage |  |  |  | 120 |  |  |  |  | 200 | [7 empty] | Smyth | VA |  |  | Broadford 138 kV |  | 10/31/2025 |  | In Progress | [6 empty] | AEP | [23 empty] | AG2-597 | [5 empty] | Generation Interconnection | [7 empty] | Active | 200 |  | Capacity | [18 empty] | N | No
PJM |  |  | 3/31/2021 | [7 empty] | Solar; Storage |  |  |  | 40 |  |  |  |  | 50 | [7 empty] | Metcalfe | KY |  |  | Knob Lick-JB Galloway Tap 69 kV |  | 11/30/2025 |  | In Progress | [6 empty] | EKPC | [23 empty] | AG2-598 | [5 empty] | Generation Interconnection | [7 empty] | Active | 50 |  | Capacity | [18 empty] | N | No
PJM |  |  | 3/31/2021 | [7 empty] | Solar |  |  |  | 8.232 |  |  |  |  | 19.6 | [7 empty] | Warren | NJ |  |  | Furnace Brook-Warren 34.5 kV |  | 4/30/2021 |  | In Progress | [6 empty] | JCPL | [23 empty] | AG2-599 | [5 empty] | Generation Interconnection | [7 empty] | Active | 19.6 |  | Capacity | [18 empty] | N | No
PJM |  |  | 3/31/2021 | [7 empty] | Solar |  |  |  | 8.232 |  |  |  |  | 19.6 | [7 empty] | Warren | NJ |  |  | American Can-BASF 34.5 kV |  | 4/30/2021 |  | In Progress | [6 empty] | JCPL | [23 empty] | AG2-600 | [5 empty] | Generation Interconnection | [7 empty] | Active | 19.6 |  | Capacity | [18 empty] | N | No
PJM |  |  | 3/31/2021 | [7 empty] | Storage |  |  |  | 0 |  |  |  |  | 0 | [7 empty] | Northumberland | PA |  |  | Milton 69 kV III |  | 9/16/2022 |  | In Progress | [6 empty] | PPL | [23 empty] | AG2-601 | [5 empty] | Generation Interconnection | [7 empty] | Active | 90 |  | Energy | [18 empty] | N | No
PJM |  |  | 3/31/2021 | [7 empty] | Solar |  |  |  | 0 |  |  |  |  | 0 | [7 empty] | Mercer | PA |  |  | Maysville 69 kV V |  | 9/15/2022 |  | In Progress | [6 empty] | ATSI | [23 empty] | AG2-602 | [5 empty] | Generation Interconnection | [7 empty] | Active | 60.8 |  | Energy | [18 empty] | N | No
PJM |  |  | 3/31/2021 | [7 empty] | Solar; Storage |  |  |  | 78 |  |  |  |  | 150 | [7 empty] | Carroll | VA |  |  | Huffman 138 kV |  | 10/31/2024 |  | In Progress | [6 empty] | AEP | [23 empty] | AG2-603 | [5 empty] | Generation Interconnection | [7 empty] | Active | 150 |  | Capacity | [18 empty] | N | No
PJM |  |  | 3/31/2021 | [7 empty] | Solar; Storage |  |  |  | 63 |  |  |  |  | 94 | [7 empty] | Montgomery | VA |  |  | Edgemont 138 kV |  | 6/1/2024 |  | In Progress | [6 empty] | AEP | [23 empty] | AG2-604 | [5 empty] | Generation Interconnection | [7 empty] | Active | 94 |  | Capacity | [18 empty] | N | No
PJM |  |  | 3/31/2021 | [7 empty] | Solar; Storage |  |  |  | 24.8 |  |  |  |  | 37 | [7 empty] | Amherst | VA |  |  | Skimmer - Abert 69 kV |  | 6/1/2024 |  | In Progress | [6 empty] | AEP | [23 empty] | AG2-605 | [5 empty] | Generation Interconnection | [7 empty] | Active | 37 |  | Capacity | [18 empty] | N | No
PJM |  |  | 3/31/2021 | [7 empty] | Solar |  |  |  | 53.4 |  |  |  |  | 89 | [7 empty] | Perry | PA |  |  | Sunbury-Juniata 500 kV |  | 6/1/2024 |  | In Progress | [6 empty] | PPL | [23 empty] | AG2-606 | [5 empty] | Generation Interconnection | [7 empty] | Active | 89 |  | Capacity | [18 empty] | N | No
PJM |  |  | 3/31/2021 | [7 empty] | Solar |  |  |  | 12.74 |  |  |  |  | 20 | [7 empty] | King and Queen | VA |  |  | St. Johns - Dunbrook 34.5 kV |  | 11/1/2023 |  | In Progress | [6 empty] | Dominion | [23 empty] | AG2-607 | [5 empty] | Generation Interconnection | [7 empty] | Active | 20 |  | Capacity | [18 empty] | N | No
PJM |  |  | 3/31/2021 | [7 empty] | Solar; Storage |  |  |  | 64 |  |  |  |  | 80 | [7 empty] | Orange | VA |  |  | Unionville - Locust 115 kV |  | 11/15/2023 |  | In Progress | [6 empty] | Dominion | [23 empty] | AG2-608 | [5 empty] | Generation Interconnection | [7 empty] | Active | 80 |  | Capacity | [18 empty] | N | No
PJM |  |  | 3/31/2021 | [7 empty] | Solar; Storage |  |  |  | 32 |  |  |  |  | 40 | [7 empty] | Orange | VA |  |  | Unionville - Locust Grove 115 kV |  | 11/15/2023 |  | In Progress | [6 empty] | Dominion | [23 empty] | AG2-609 | [5 empty] | Generation Interconnection | [7 empty] | Active | 40 |  | Capacity | [18 empty] | N | No
PJM |  |  | 3/31/2021 | [7 empty] | Solar |  |  |  | 3.9 |  |  |  |  | 4.998 | [7 empty] | Potter | PA |  |  | Gold 12.5 kV |  | 12/31/2023 |  | In Progress | [6 empty] | PENELEC | [23 empty] | AG2-610 | [5 empty] | Generation Interconnection | [7 empty] | Active | 4.998 |  | Capacity | [18 empty] | N | No
PJM |  |  | 3/31/2021 | [7 empty] | Solar |  |  |  | 4.3 |  |  |  |  | 4.998 | [7 empty] | Wayne | PA |  |  | Hamlin 12 kV |  | 12/31/2023 |  | In Progress | [6 empty] | PPL | [23 empty] | AG2-611 | [5 empty] | Generation Interconnection | [7 empty] | Active | 4.998 |  | Capacity | [18 empty] | N | No
PJM |  |  | 3/31/2021 | [7 empty] | Solar; Storage |  |  |  | 4.3 |  |  |  |  | 4.998 | [7 empty] | Wayne | PA |  |  | Lakeville 12 kV |  | 12/31/2023 |  | In Progress | [6 empty] | PPL | [23 empty] | AG2-612 | [5 empty] | Generation Interconnection | [7 empty] | Active | 4.998 |  | Capacity | [18 empty] | N | No
PJM |  |  | 3/31/2021 | [7 empty] | Solar |  |  |  | 4.3 |  |  |  |  | 5 | [7 empty] | Tioga | PA |  |  | Mansfield 12 kV |  | 12/31/2023 |  | In Progress | [6 empty] | PENELEC | [23 empty] | AG2-614 | [5 empty] | Generation Interconnection | [7 empty] | Active | 5 |  | Capacity | [18 empty] | N | No
PJM |  |  | 3/31/2021 | [7 empty] | Solar |  |  |  | 62.6 |  |  |  |  | 100 | [7 empty] | Allegany | MD |  |  | Carlos Junction 138 kV |  | 12/31/2023 |  | In Progress | [6 empty] | APS | [23 empty] | AG2-615 | [5 empty] | Generation Interconnection | [7 empty] | Active | 100 |  | Capacity | [18 empty] | N | No
PJM |  |  | 3/31/2021 | [7 empty] | Solar |  |  |  | 32.35 |  |  |  |  | 50 | [7 empty] | Salem | NJ |  |  | Churchtown - Upper Pittsgrove 138 kV |  | 12/31/2023 |  | In Progress | [6 empty] | AEC | [23 empty] | AG2-616 | [5 empty] | Generation Interconnection | [7 empty] | Active | 50 |  | Capacity | [18 empty] | N | No
PJM |  |  | 3/31/2021 | [7 empty] | Solar |  |  |  | 33 |  |  |  |  | 55 | [7 empty] | Anne Arundel | MD |  |  | Waugh Chapel 115 kV |  | 12/31/2023 |  | In Progress | [6 empty] | BGE | [23 empty] | AG2-617 | [5 empty] | Generation Interconnection | [7 empty] | Active | 55 |  | Capacity | [18 empty] | N | No
PJM |  |  | 3/31/2021 | [7 empty] | Solar |  |  |  | 69.1 |  |  |  |  | 110 | [7 empty] | Charles | MD |  |  | Morgantown 230 kV |  | 12/31/2023 |  | In Progress | [6 empty] | PEPCO | [23 empty] | AG2-618 | [5 empty] | Generation Interconnection | [7 empty] | Active | 110 |  | Capacity | [18 empty] | N | No
PJM |  |  | 3/31/2021 | [7 empty] | Storage |  |  |  | 250 |  |  |  |  | 250 | [7 empty] | Beaver | PA |  |  | Hoytdale 138 kV |  | 5/31/2023 |  | In Progress | [6 empty] | ATSI | [23 empty] | AG2-621 | [5 empty] | Generation Interconnection | [7 empty] | Active | 250 |  | Capacity | [18 empty] | N | No
PJM |  |  | 3/31/2021 | [7 empty] | Solar |  |  |  | 8.232 |  |  |  |  | 19.6 | [7 empty] | Warren | NJ |  |  | Pequest River-Furnace Brook Tap 34.5 kV |  | 4/30/2021 |  | In Progress | [6 empty] | JCPL | [23 empty] | AG2-624 | [5 empty] | Generation Interconnection | [7 empty] | Active | 19.6 |  | Capacity | [18 empty] | N | No
PJM |  |  | 3/31/2021 | [7 empty] | Solar |  |  |  | 8.232 |  |  |  |  | 19.6 | [7 empty] | Warren | NJ |  |  | Pequest River-Furnace Brook Tap 34.5 kV II |  | 4/30/2021 |  | In Progress | [6 empty] | JCPL | [23 empty] | AG2-625 | [5 empty] | Generation Interconnection | [7 empty] | Active | 19.6 |  | Capacity | [18 empty] | N | No
PJM |  |  | 3/31/2021 | [7 empty] | Solar |  |  |  | 5.25 |  |  |  |  | 12.5 | [7 empty] | Warren | NJ |  |  | Pequest River-Furnace Brook Tap 34.5 kV III |  | 4/30/2021 |  | In Progress | [6 empty] | JCPL | [23 empty] | AG2-626 | [5 empty] | Generation Interconnection | [7 empty] | Active | 12.5 |  | Capacity | [18 empty] | N | No
PJM |  |  | 3/31/2021 | [7 empty] | Solar; Storage |  |  |  | 42 |  |  |  |  | 60 | [7 empty] | Gloucester | NJ |  |  | Woodstown-High Street 69 kV |  | 6/30/2024 |  | In Progress | [6 empty] | AEC | [23 empty] | AG2-627 | [5 empty] | Generation Interconnection | [7 empty] | Active | 60 |  | Capacity | [18 empty] | N | No
PJM |  |  | 3/31/2021 | [7 empty] | Solar |  |  |  | 120 |  |  |  |  | 200 | [7 empty] | Miami | OH |  |  | Spring Creek - Millcreek 138 kV |  | 12/31/2024 |  | In Progress | [6 empty] | Dayton | [23 empty] | AG2-628 | [5 empty] | Generation Interconnection | [7 empty] | Active | 200 |  | Capacity | [18 empty] | N | No
PJM |  |  | 3/31/2021 | [7 empty] | Storage |  |  |  | 47.43 |  |  |  |  | 0 | [7 empty] | Mecklenburg | VA |  |  | Chase City-Drakes Branch 115 kV |  | 4/1/2025 |  | In Progress | [6 empty] | Dominion | [23 empty] | AG2-630 | [5 empty] | Generation Interconnection | [7 empty] | Active | 118.56 |  | Capacity | [18 empty] | N | No
PJM |  |  | 3/31/2021 | [7 empty] | Solar |  |  |  | 120 |  |  |  |  | 200 | [7 empty] | Mecklenburg | VA |  |  | Boydton Plank Road 115 kV |  | 4/1/2025 |  | In Progress | [6 empty] | Dominion | [23 empty] | AG2-631 | [5 empty] | Generation Interconnection | [7 empty] | Active | 200 |  | Capacity | [18 empty] | N | No
PJM |  |  | 3/31/2021 | [7 empty] | Storage |  |  |  | 80 |  |  |  |  | 0 | [7 empty] | Mecklenburg | VA |  |  | Boydton Plank Road 115 kV |  | 4/1/2025 |  | In Progress | [6 empty] | Dominion | [23 empty] | AG2-632 | [5 empty] | Generation Interconnection | [7 empty] | Active | 200 |  | Capacity | [18 empty] | N | No
PJM |  |  | 3/31/2021 | [7 empty] | Solar |  |  |  | 75 |  |  |  |  | 125 | [7 empty] | Lunenburg | VA |  |  | Gary DP - Lunenburg 115 kV |  | 4/1/2025 |  | In Progress | [6 empty] | Dominion | [23 empty] | AG2-633 | [5 empty] | Generation Interconnection | [7 empty] | Active | 125 |  | Capacity | [18 empty] | N | No
PJM |  |  | 3/31/2021 | [7 empty] | Storage |  |  |  | 50 |  |  |  |  | 0 | [7 empty] | Lunenburg | VA |  |  | Gary DP – Lunenburg 115 kV |  | 4/1/2025 |  | In Progress | [6 empty] | Dominion | [23 empty] | AG2-634 | [5 empty] | Generation Interconnection | [7 empty] | Active | 125 |  | Capacity | [18 empty] | N | No
PJM |  |  | 3/31/2021 | [7 empty] | Solar |  |  |  | 162 |  |  |  |  | 270 | [7 empty] | Brunswick | VA |  |  | Heritage 500 kV |  | 4/1/2025 |  | In Progress | [6 empty] | Dominion | [23 empty] | AG2-635 | [5 empty] | Generation Interconnection | [7 empty] | Active | 270 |  | Capacity | [18 empty] | N | No
PJM |  |  | 3/31/2021 | [7 empty] | Storage |  |  |  | 108 |  |  |  |  | 0 | [7 empty] | Brunswick | VA |  |  | Heritage 500 kV |  | 4/1/2025 |  | In Progress | [6 empty] | Dominion | [23 empty] | AG2-636 | [5 empty] | Generation Interconnection | [7 empty] | Active | 270 |  | Capacity | [18 empty] | N | No
PJM |  |  | 3/31/2021 | [7 empty] | Solar |  |  |  | 90 |  |  |  |  | 150 | [7 empty] | Randolph | IN |  |  | Randolph - Hodgin 138 kV |  | 4/1/2025 |  | In Progress | [6 empty] | AEP | [23 empty] | AG2-637 | [5 empty] | Generation Interconnection | [7 empty] | Active | 150 |  | Capacity | [18 empty] | N | No
PJM |  |  | 3/31/2021 | [7 empty] | Solar |  |  |  | 60 |  |  |  |  | 100 | [7 empty] | Wells | IN |  |  | Kingsland 69 kV |  | 4/1/2025 |  | In Progress | [6 empty] | AEP | [23 empty] | AG2-638 | [5 empty] | Generation Interconnection | [7 empty] | Active | 100 |  | Capacity | [18 empty] | N | No
PJM |  |  | 3/31/2021 | [7 empty] | Storage |  |  |  | 20 |  |  |  |  | 20 | [7 empty] | Charles City | VA |  |  | Chickahominy 230 kV |  | 4/1/2025 |  | In Progress | [6 empty] | Dominion | [23 empty] | AG2-639 | [5 empty] | Generation Interconnection | [7 empty] | Active | 340 |  | Capacity | [18 empty] | N | No
PJM |  |  | 3/31/2021 | [7 empty] | Storage |  |  |  | 18.7 |  |  |  |  | 0 | [7 empty] | Brunswick | VA |  |  | Danieltown DP–Brunswick 69 kV |  | 4/1/2025 |  | In Progress | [6 empty] | Dominion | [23 empty] | AG2-640 | [5 empty] | Generation Interconnection | [7 empty] | Active | 46.8 |  | Capacity | [18 empty] | N | No
PJM |  |  | 3/31/2021 | [7 empty] | Solar |  |  |  | 48 |  |  |  |  | 80 | [7 empty] | Mecklenburg | VA |  |  | Palmer Springs 115 kV |  | 4/1/2025 |  | In Progress | [6 empty] | Dominion | [23 empty] | AG2-641 | [5 empty] | Generation Interconnection | [7 empty] | Active | 80 |  | Capacity | [18 empty] | N | No
PJM |  |  | 3/31/2021 | [7 empty] | Storage |  |  |  | 32 |  |  |  |  | 0 | [7 empty] | Mecklenburg | VA |  |  | Palmer Springs 115 kV |  | 4/1/2025 |  | In Progress | [6 empty] | Dominion | [23 empty] | AG2-642 | [5 empty] | Generation Interconnection | [7 empty] | Active | 80 |  | Capacity | [18 empty] | N | No
PJM |  |  | 3/31/2021 | [7 empty] | Storage |  |  |  | 80 |  |  |  |  | 0 | [7 empty] | Buckingham | VA |  |  | Curdsville DP-Willis Mt. 115 kV |  | 4/1/2025 |  | In Progress | [6 empty] | Dominion | [23 empty] | AG2-643 | [5 empty] | Generation Interconnection | [7 empty] | Active | 200 |  | Capacity | [18 empty] | N | No
PJM |  |  | 3/31/2021 | [7 empty] | Storage |  |  |  | 80 |  |  |  |  | 0 | [7 empty] | Fauquier | VA |  |  | Morrisville 230 kV |  | 4/1/2025 |  | In Progress | [6 empty] | Dominion | [23 empty] | AG2-644 | [5 empty] | Generation Interconnection | [7 empty] | Active | 200 |  | Capacity | [18 empty] | N | No
PJM |  |  | 3/31/2021 | [7 empty] | Storage |  |  |  | 8 |  |  |  |  | 0 | [7 empty] | Campbell | VA |  |  | Gladys DP-Stonemill 69 kV |  | 12/15/2022 |  | In Progress | [6 empty] | Dominion | [23 empty] | AG2-645 | [5 empty] | Generation Interconnection | [7 empty] | Active | 60 |  | Capacity | [18 empty] | N | No
PJM |  |  | 3/31/2021 | [7 empty] | Storage |  |  |  | 200 |  |  |  |  | 200 | [7 empty] | Chesterfield | VA |  |  | Chesterfield 230 kV |  | 6/10/2024 |  | In Progress | [6 empty] | Dominion | [23 empty] | AG2-646 | [5 empty] | Generation Interconnection | [7 empty] | Active | 200 |  | Capacity | [18 empty] | N | No
PJM |  |  | 3/31/2021 | [7 empty] | Solar |  |  |  | 4.6 |  |  |  |  | 9.2 | [7 empty] | Charles | MD |  |  | Bolton - Bennsville 69 kV |  | 3/31/2023 |  | In Progress | [6 empty] | SMECO | [23 empty] | AG2-647 | [5 empty] | Generation Interconnection | [7 empty] | Active | 9.2 |  | Capacity | [18 empty] | N | No
PJM |  |  | 3/31/2021 | [7 empty] | Solar |  |  |  | 13.9 |  |  |  |  | 20 | [7 empty] | Carbon | PA |  |  | Siegfried-Hauto 69 kV IV |  | 3/31/2024 |  | In Progress | [6 empty] | PPL | [23 empty] | AG2-652 | [5 empty] | Generation Interconnection | [7 empty] | Active | 20 |  | Capacity | [18 empty] | N | No
PJM |  |  | 3/31/2021 | [7 empty] | Storage |  |  |  | 8 |  |  |  |  | 20 | [7 empty] | Carbon | PA |  |  | Siegfried-Hauto 69 kV V |  | 3/31/2024 |  | In Progress | [6 empty] | PPL | [23 empty] | AG2-653 | [5 empty] | Generation Interconnection | [7 empty] | Active | 20 |  | Capacity | [18 empty] | N | No
PJM |  |  | 3/31/2021 | [7 empty] | Solar |  |  |  | 8.8 |  |  |  |  | 14.7 | [7 empty] | Armstrong | PA |  |  | Cowansville Junction – Long Run Tap 25 kV |  | 6/1/2022 |  | In Progress | [6 empty] | APS | [23 empty] | AG2-654 | [5 empty] | Generation Interconnection | [7 empty] | Active | 14.7 |  | Capacity | [18 empty] | N | No
PJM |  |  | 3/31/2021 | [7 empty] | Solar; Storage |  |  |  | 330 |  |  |  |  | 800 | [7 empty] | Grant | WV |  |  | Mt. Storm 500 kV |  | 6/30/2024 |  | In Progress | [6 empty] | Dominion | [23 empty] | AG2-655 | [5 empty] | Generation Interconnection | [7 empty] | Active | 800 |  | Capacity | [18 empty] | N | No
PJM |  |  | 3/31/2021 | [7 empty] | Solar |  |  |  | 60 |  |  |  |  | 100 | [7 empty] | Kanawha | WV |  |  | Kanawha River - Carbondale 138 kV |  | 12/31/2024 |  | In Progress | [6 empty] | AEP | [23 empty] | AG2-656 | [5 empty] | Generation Interconnection | [7 empty] | Active | 100 |  | Capacity | [18 empty] | N | No
PJM |  |  | 3/31/2021 | [7 empty] | Solar; Storage |  |  |  | 49.8 |  |  |  |  | 90 | [7 empty] | Fayette | WV |  |  | Carbondale 138 kV |  | 6/30/2024 |  | In Progress | [6 empty] | AEP | [23 empty] | AG2-657 | [5 empty] | Generation Interconnection | [7 empty] | Active | 90 |  | Capacity | [18 empty] | N | No
PJM |  |  | 3/31/2021 | [7 empty] | Solar |  |  |  | 135.3 |  |  |  |  | 210 | [7 empty] | Webster | WV |  |  | Cowen 138 kV |  | 12/31/2024 |  | In Progress | [6 empty] | APS | [23 empty] | AG2-658 | [5 empty] | Generation Interconnection | [7 empty] | Active | 210 |  | Capacity | [18 empty] | N | No
PJM |  |  | 3/31/2021 | [7 empty] | Solar |  |  |  | 48 |  |  |  |  | 80 | [7 empty] | Mecklenburg | VA |  |  | Five Forks - Palmer Springs 115 kV |  | 7/30/2025 |  | In Progress | [6 empty] | Dominion | [23 empty] | AG2-659 | [5 empty] | Generation Interconnection | [7 empty] | Active | 80 |  | Capacity | [18 empty] | N | No
PJM |  |  | 3/31/2021 | [7 empty] | Storage |  |  |  | 20 |  |  |  |  | 0 | [7 empty] | Lee | IL |  |  | Nelson-Electric Junction 345 kV |  | 11/1/2023 |  | In Progress | [6 empty] | ComEd | [23 empty] | AG2-660 | [5 empty] | Generation Interconnection | [7 empty] | Active | 200 |  | Capacity | [18 empty] | N | No
PJM |  |  | 3/31/2021 | [7 empty] | Storage |  |  |  | 20 |  |  |  |  | 0 | [7 empty] | Surry | VA |  |  | Hopewell - Surry 230 kV |  | 10/31/2024 |  | In Progress | [6 empty] | Dominion | [23 empty] | AG2-661 | [5 empty] | Generation Interconnection | [7 empty] | Active | 150 |  | Capacity | [18 empty] | N | No
PJM |  |  | 3/31/2021 | [7 empty] | Storage |  |  |  | 0 |  |  |  |  | 0 | [7 empty] | Hardin | KY |  |  | Stephensburg - Central Hardin 69 kV |  | 12/31/2023 |  | In Progress | [6 empty] | EKPC | [23 empty] | AG2-662 | [5 empty] | Generation Interconnection | [7 empty] | Active | 90 |  | Energy | [18 empty] | N | No
PJM |  |  | 3/31/2021 | [7 empty] | Storage |  |  |  | 80 |  |  |  |  | 100 | [7 empty] | Butler | OH |  |  | TodHunter – Trenton 138 kV |  | 7/31/2025 |  | In Progress | [6 empty] | DEOK | [23 empty] | AG2-664 | [5 empty] | Generation Interconnection | [7 empty] | Active | 100 |  | Capacity | [18 empty] | N | No
PJM |  |  | 3/31/2021 | [7 empty] | Solar; Storage |  |  |  | 54 |  |  |  |  | 90 | [7 empty] | Jackson | OH |  |  | Corwin - Elk 138 kV |  | 12/31/2024 |  | In Progress | [6 empty] | AEP | [23 empty] | AG2-665 | [5 empty] | Generation Interconnection | [7 empty] | Active | 90 |  | Capacity | [18 empty] | N | No
PJM |  |  | 3/31/2021 | [7 empty] | Solar; Storage |  |  |  | 54 |  |  |  |  | 90 | [7 empty] | Jackson | KY |  |  | Spurlock - Flemingsburg 138 kV |  | 12/31/2023 |  | In Progress | [6 empty] | EKPC | [23 empty] | AG2-666 | [5 empty] | Generation Interconnection | [7 empty] | Active | 90 |  | Capacity | [18 empty] | N | No
PJM |  |  | 3/31/2021 | [7 empty] | Solar |  |  |  | 12.53 |  |  |  |  | 20 | [7 empty] | Surry | VA |  |  | Wakesfield - Poolesville 34.5 kV |  | 11/1/2023 |  | In Progress | [6 empty] | Dominion | [23 empty] | AG2-667 | [5 empty] | Generation Interconnection | [7 empty] | Active | 20 |  | Capacity | [18 empty] | N | No
PJM |  |  | 3/31/2021 | [7 empty] | Solar |  |  |  | 12.5 |  |  |  |  | 20 | [7 empty] | Clearfield | PA |  |  | Harvey Run 34.5 kV |  | 11/1/2023 |  | In Progress | [6 empty] | PENELEC | [23 empty] | AG2-668 | [5 empty] | Generation Interconnection | [7 empty] | Active | 20 |  | Capacity | [18 empty] | N | No
PJM |  |  | 3/31/2021 | [7 empty] | Solar |  |  |  | 45 |  |  |  |  | 75 | [7 empty] | Green | KY |  |  | Greensburg 69 kV |  | 12/31/2023 |  | In Progress | [6 empty] | EKPC | [23 empty] | AG2-670 | [5 empty] | Generation Interconnection | [7 empty] | Active | 75 |  | Capacity | [18 empty] | N | No
PJM |  |  | 3/31/2021 | [7 empty] | Solar |  |  |  | 11.94 |  |  |  |  | 19.9 | [7 empty] | Montgomery | KY |  |  | Hope - Frenchburg 69 kV |  | 12/31/2023 |  | In Progress | [6 empty] | EKPC | [23 empty] | AG2-671 | [5 empty] | Generation Interconnection | [7 empty] | Active | 19.9 |  | Capacity | [18 empty] | N | No
PJM |  |  | 3/31/2021 | [7 empty] | Solar |  |  |  | 3.7 |  |  |  |  | 9.92 | [7 empty] | Baltimore County | MD |  |  | Fitzell 33 kV |  | 12/30/2022 |  | In Progress | [6 empty] | BGE | [23 empty] | AG2-673 | [5 empty] | Generation Interconnection | [7 empty] | Active | 9.92 |  | Capacity | [18 empty] | N | No
PJM |  |  | 3/31/2021 | [7 empty] | Wind |  |  |  | 37.3 |  |  |  |  | 212.1 | [7 empty] | Whiteside | IL |  |  | Quad Cities - Sterling Steel 345 kV |  | 10/1/2023 |  | In Progress | [6 empty] | ComEd | [23 empty] | AG2-674 | [5 empty] | Generation Interconnection | [7 empty] | Active | 212.1 |  | Capacity | [18 empty] | N | No
PJM |  |  | 3/31/2021 | [7 empty] | Storage |  |  |  | 32 |  |  |  |  | 80 | [7 empty] | Rock Island | IL |  |  | Cordova 345 kV |  | 10/1/2024 |  | In Progress | [6 empty] | ComEd | [23 empty] | AG2-675 | [5 empty] | Generation Interconnection | [7 empty] | Active | 80 |  | Capacity | [18 empty] | N | No
PJM |  |  | 3/31/2021 | [7 empty] | Solar |  |  |  | 90 |  |  |  |  | 150 | [7 empty] | Russell | KY |  |  | Russell Co 161 kV |  | 6/1/2024 |  | In Progress | [6 empty] | EKPC | [23 empty] | AG2-676 | [5 empty] | Generation Interconnection | [7 empty] | Active | 150 |  | Capacity | [18 empty] | N | No
PJM |  |  | 3/31/2021 | [7 empty] | Solar |  |  |  | 90 |  |  |  |  | 150 | [7 empty] | Russell | KY |  |  | Russell Co J - Jamestown T 161 kV |  | 6/1/2024 |  | In Progress | [6 empty] | EKPC | [23 empty] | AG2-677 | [5 empty] | Generation Interconnection | [7 empty] | Active | 150 |  | Capacity | [18 empty] | N | No
PJM |  |  | 3/31/2021 | [7 empty] | Solar |  |  |  | 72 |  |  |  |  | 120 | [7 empty] | Knott | KY |  |  | Vicco - Beckham 138 kV |  | 6/1/2024 |  | In Progress | [6 empty] | AEP | [23 empty] | AG2-678 | [5 empty] | Generation Interconnection | [7 empty] | Active | 120 |  | Capacity | [18 empty] | N | No
PJM |  |  | 3/31/2021 | [7 empty] | Solar |  |  |  | 30 |  |  |  |  | 50 | [7 empty] | Letcher | KY |  |  | Daisy - Collier 69 kV |  | 6/1/2024 |  | In Progress | [6 empty] | AEP | [23 empty] | AG2-679 | [5 empty] | Generation Interconnection | [7 empty] | Active | 50 |  | Capacity | [18 empty] | N | No
PJM |  |  | 3/31/2021 | [7 empty] | Solar |  |  |  | 121.2 |  |  |  |  | 202 | [7 empty] | Madison | VA |  |  | South Anna - Louisa 230 kV |  | 6/1/2024 |  | In Progress | [6 empty] | Dominion | [23 empty] | AG2-680 | [5 empty] | Generation Interconnection | [7 empty] | Active | 202 |  | Capacity | [18 empty] | N | No
PJM |  |  | 3/31/2021 | [7 empty] | Solar |  |  |  | 90 |  |  |  |  | 150 | [7 empty] | Perry | KY |  |  | Soft Shell - Bonny Man 138 kV |  | 6/1/2024 |  | In Progress | [6 empty] | AEP | [23 empty] | AG2-681 | [5 empty] | Generation Interconnection | [7 empty] | Active | 150 |  | Capacity | [18 empty] | N | No
PJM |  |  | 3/31/2021 | [7 empty] | Solar |  |  |  | 90 |  |  |  |  | 150 | [7 empty] | Leslie | KY |  |  | Stinnett 161 kV |  | 6/1/2024 |  | In Progress | [6 empty] | AEP | [23 empty] | AG2-682 | [5 empty] | Generation Interconnection | [7 empty] | Active | 150 |  | Capacity | [18 empty] | N | No
PJM |  |  | 3/31/2021 | [7 empty] | Solar |  |  |  | 180 |  |  |  |  | 300 | [7 empty] | Sullivan | IN |  |  | Sullivan-Rockport 765 kV |  | 6/1/2024 |  | In Progress | [6 empty] | AEP | [23 empty] | AG2-683 | [5 empty] | Generation Interconnection | [7 empty] | Active | 300 |  | Capacity | [18 empty] | N | No
PJM |  |  | 3/31/2021 | [7 empty] | Solar |  |  |  | 198.6 |  |  |  |  | 331 | [7 empty] | Metcalfe | KY |  |  | Summer Shade 161 kV |  | 6/1/2024 |  | In Progress | [6 empty] | EKPC | [23 empty] | AG2-684 | [5 empty] | Generation Interconnection | [7 empty] | Active | 331 |  | Capacity | [18 empty] | N | No
PJM |  |  | 3/31/2021 | [7 empty] | Solar |  |  |  | 90 |  |  |  |  | 150 | [7 empty] | Martin | KY |  |  | Big Sandy-Inez 138 kV |  | 6/1/2024 |  | In Progress | [6 empty] | AEP | [23 empty] | AG2-685 | [5 empty] | Generation Interconnection | [7 empty] | Active | 150 |  | Capacity | [18 empty] | N | No
PJM |  |  | 3/31/2021 | [7 empty] | Solar |  |  |  | 129 |  |  |  |  | 215 | [7 empty] | Nicholas | WV |  |  | Powell Mountain 138 kV |  | 6/1/2024 |  | In Progress | [6 empty] | APS | [23 empty] | AG2-686 | [5 empty] | Generation Interconnection | [7 empty] | Active | 215 |  | Capacity | [18 empty] | N | No
PJM |  |  | 3/31/2021 | [7 empty] | Solar |  |  |  | 129 |  |  |  |  | 215 | [7 empty] | Garrard | KY |  |  | Garrard 345 kV |  | 6/1/2024 |  | In Progress | [6 empty] | EKPC | [23 empty] | AG2-687 | [5 empty] | Generation Interconnection | [7 empty] | Active | 215 |  | Capacity | [18 empty] | N | No
PJM |  |  | 3/31/2021 | [7 empty] | Storage |  |  |  | 40 |  |  |  |  | 100 | [7 empty] | Clearfield | PA |  |  | Imperial-Joffre 138 kV |  | 6/1/2024 |  | In Progress | [6 empty] | APS | [23 empty] | AG2-688 | [5 empty] | Generation Interconnection | [7 empty] | Active | 100 |  | Capacity | [18 empty] | N | No
PJM |  |  | 3/31/2021 | [7 empty] | Storage |  |  |  | 50 |  |  |  |  | 125 | [8 empty] | WV |  |  | Tenmile 138 kV |  | 6/1/2024 |  | In Progress | [6 empty] | AEP | [23 empty] | AG2-689 | [5 empty] | Generation Interconnection | [7 empty] | Active | 125 |  | Capacity | [18 empty] | N | No
PJM |  |  | 3/31/2021 | [7 empty] | Storage |  |  |  | 120 |  |  |  |  | 300 | [7 empty] | Sullivan | IN |  |  | Sullivan - Rockport 765 kV |  | 6/1/2024 |  | In Progress | [6 empty] | AEP | [23 empty] | AG2-690 | [5 empty] | Generation Interconnection | [7 empty] | Active | 300 |  | Capacity | [18 empty] | N | No
PJM |  |  | 3/31/2021 | [7 empty] | Solar |  |  |  | 39.7 |  |  |  |  | 49.5 | [7 empty] | Montgomery | OH |  |  | New Lebanon - Ohio Hutchings 69 kV |  | 7/31/2025 |  | In Progress | [6 empty] | Dayton | [23 empty] | AG2-691 | [5 empty] | Generation Interconnection | [7 empty] | Active | 49.5 |  | Capacity | [18 empty] | N | No
PJM |  |  | 4/1/2021 | [7 empty] | Solar |  |  |  | 30 |  |  |  |  | 50 | [7 empty] | Frederick | VA |  |  | Bartonsville-Meadowbrook 138 kV |  | 12/12/2023 |  | In Progress | [6 empty] | APS | [23 empty] | AH1-001 | [5 empty] | Generation Interconnection | [7 empty] | Active | 220 |  | Capacity | [18 empty] | N | No
PJM |  |  | 4/1/2021 | [7 empty] | Wind |  |  |  | 7.35 |  |  |  |  | 50 | [7 empty] | Potter | PA |  |  | Hector 115 kV |  | 12/31/2024 |  | In Progress | [6 empty] | PENELEC | [23 empty] | AH1-002 | [5 empty] | Generation Interconnection | [7 empty] | Active | 50 |  | Capacity | [18 empty] | N | No
PJM |  |  | 4/1/2021 | [7 empty] | Wind |  |  |  | 19.11 |  |  |  |  | 130 | [7 empty] | Lasalle | IL |  |  | Tazewell - AB1-122 345 kV |  | 12/31/2024 |  | In Progress | [6 empty] | ComEd | [23 empty] | AH1-003 | [5 empty] | Generation Interconnection | [7 empty] | Active | 130 |  | Capacity | [18 empty] | N | No
PJM |  |  | 4/7/2021 | [7 empty] | Solar |  |  |  | 24 |  |  |  |  | 40 | [7 empty] | Fayette | KY |  |  | Avon - Renaker 138 kV |  | 12/1/2023 |  | In Progress | [6 empty] | EKPC | [23 empty] | AH1-004 | [5 empty] | Generation Interconnection | [7 empty] | Active | 40 |  | Capacity | [18 empty] | N | No
PJM |  |  | 4/9/2021 | [7 empty] | Solar |  |  |  | 14.8 |  |  |  |  | 23 | [7 empty] | Bradford | PA |  |  | East Towanda-South Troy 115 kV II |  | 9/30/2025 |  | In Progress | [6 empty] | PENELEC | [23 empty] | AH1-005 | [5 empty] | Generation Interconnection | [7 empty] | Active | 54 |  | Capacity | [18 empty] | N | No
PJM |  |  | 4/19/2021 | [7 empty] | Solar |  |  |  | 12 |  |  |  |  | 20 | [7 empty] | Grant | WV |  |  | Stony River - Buffalo Coal 66 kV |  | 12/31/2023 |  | In Progress | [6 empty] | APS | [23 empty] | AH1-010 | [5 empty] | Generation Interconnection | [7 empty] | Active | 20 |  | Capacity | [18 empty] | N | No
PJM |  |  | 4/19/2021 | [7 empty] | Solar |  |  |  | 12 |  |  |  |  | 20 | [7 empty] | Brooke | WV |  |  | Fulton - Tidd 69 kV |  | 12/31/2023 |  | In Progress | [6 empty] | AEP | [23 empty] | AH1-011 | [5 empty] | Generation Interconnection | [7 empty] | Active | 20 |  | Capacity | [18 empty] | N | No
PJM |  |  | 4/19/2021 | [7 empty] | Storage |  |  |  | 20 |  |  |  |  | 20 | [7 empty] | Louisa | VA |  |  | Louisa - North Anna 230 kV |  | 3/29/2024 |  | In Progress | [6 empty] | Dominion | [23 empty] | AH1-012 | [5 empty] | Generation Interconnection | [7 empty] | Active | 90.8 |  | Capacity | [18 empty] | N | No
PJM |  |  | 4/20/2021 | [7 empty] | Solar |  |  |  | 300 |  |  |  |  | 0 | [7 empty] | Shelby | IN |  |  | Hanna - Tanners Creek 345 kV |  | 12/31/2023 |  | In Progress | [6 empty] | AEP | [23 empty] | AH1-013 | [5 empty] | Generation Interconnection | [7 empty] | Active | 500 |  | Capacity | [18 empty] | N | No
PJM |  |  | 4/19/2021 | [7 empty] | Solar |  |  |  | 67.08 |  |  |  |  | 111.8 | [7 empty] | Huntington | IN |  |  | Sorenson 345 kV |  | 12/31/2024 |  | In Progress | [6 empty] | AEP | [23 empty] | AH1-014 | [5 empty] | Generation Interconnection | [7 empty] | Active | 111.8 |  | Capacity | [18 empty] | N | No
PJM |  |  | 4/22/2021 | [7 empty] | Solar |  |  |  | 90 |  |  |  |  | 150 | [7 empty] | Knox | OH |  |  | Academia 138 kV |  | 12/2/2024 |  | In Progress | [6 empty] | AEP | [23 empty] | AH1-015 | [5 empty] | Generation Interconnection | [7 empty] | Active | 150 |  | Capacity | [18 empty] | N | No
PJM |  |  | 5/4/2021 | [7 empty] | Solar |  |  |  | 12.6 |  |  |  |  | 30 | [7 empty] | Lebanon | PA |  |  | Copperstone-North Lebanon 230 kV III |  | 6/30/2023 |  | In Progress | [6 empty] | ME | [23 empty] | AH1-017 | [5 empty] | Generation Interconnection | [7 empty] | Active | 100 |  | Capacity | [18 empty] | N | No
PJM |  |  | 5/13/2021 | [7 empty] | Solar |  |  |  | 89 |  |  |  |  | 149 | [7 empty] | Fluvanna | VA |  |  | Cunningham - Elmont 500 kV |  | 6/30/2026 |  | In Progress | [6 empty] | Dominion | [23 empty] | AH1-018 | [5 empty] | Generation Interconnection | [7 empty] | Active | 149 |  | Capacity | [18 empty] | N | No
PJM |  |  | 5/13/2021 | [7 empty] | Solar |  |  |  | 89 |  |  |  |  | 149 | [7 empty] | Fluvanna | VA |  |  | Cunningham - Elmont 500 kV II |  | 6/30/2026 |  | In Progress | [6 empty] | Dominion | [23 empty] | AH1-019 | [5 empty] | Generation Interconnection | [7 empty] | Active | 149 |  | Capacity | [18 empty] | N | No
PJM |  |  | 5/13/2021 | [7 empty] | Solar |  |  |  | 22 |  |  |  |  | 38 | [7 empty] | Fluvanna | VA |  |  | Kidds Store – Fork Union 115 kV |  | 6/30/2026 |  | In Progress | [6 empty] | Dominion | [23 empty] | AH1-020 | [5 empty] | Generation Interconnection | [7 empty] | Active | 38 |  | Capacity | [18 empty] | N | No
PJM |  |  | 5/12/2021 | [7 empty] | Solar |  |  |  | 2 |  |  |  |  | 3 | [7 empty] | Berks | PA |  |  | North Temple 781-1 13.2 kV |  | 11/30/2022 |  | In Progress | [6 empty] | ME | [23 empty] | AH1-021 | [5 empty] | Generation Interconnection | [7 empty] | Active | 3 |  | Capacity | [18 empty] | N | No
PJM |  |  | 5/12/2021 | [7 empty] | Solar |  |  |  | 3.4 |  |  |  |  | 5 | [7 empty] | Franklin | PA |  |  | Corning Glass-Bush Town Junction 34.5 kV |  | 11/30/2022 |  | In Progress | [6 empty] | APS | [23 empty] | AH1-023 | [5 empty] | Generation Interconnection | [7 empty] | Active | 5 |  | Capacity | [18 empty] | N | No
PJM |  |  | 5/12/2021 | [7 empty] | Solar |  |  |  | 1.4 |  |  |  |  | 2 | [7 empty] | Lebanon | PA |  |  | Lickdale 626-2 13.2 kV |  | 11/30/2022 |  | In Progress | [6 empty] | ME | [23 empty] | AH1-024 | [5 empty] | Generation Interconnection | [7 empty] | Active | 2 |  | Capacity | [18 empty] | N | No
PJM |  |  | 5/12/2021 | [7 empty] | Solar |  |  |  | 3 |  |  |  |  | 4.5 | [7 empty] | Lebanon | PA |  |  | Myerstown 751-2 13.2 kV |  | 11/30/2022 |  | In Progress | [6 empty] | ME | [23 empty] | AH1-025 | [5 empty] | Generation Interconnection | [7 empty] | Active | 4.5 |  | Capacity | [18 empty] | N | No
PJM |  |  | 5/12/2021 | [7 empty] | Solar |  |  |  | 3 |  |  |  |  | 4.5 | [7 empty] | York | PA |  |  | Newberry 576-4 13.2 kV |  | 11/30/2022 |  | In Progress | [6 empty] | ME | [23 empty] | AH1-026 | [5 empty] | Generation Interconnection | [7 empty] | Active | 4.5 |  | Capacity | [18 empty] | N | No
PJM |  |  | 5/20/2021 | [7 empty] | Solar |  |  |  | 15 |  |  |  |  | 25 | [7 empty] | Kent | DE |  |  | Cartanza 230 kV |  | 6/1/2023 |  | In Progress | [6 empty] | DPL | [23 empty] | AH1-027 | [5 empty] | Generation Interconnection | [7 empty] | Active | 25 |  | Capacity | [18 empty] | N | No
PJM |  |  | 6/14/2021 | [7 empty] | Solar |  |  |  | 10.8 |  |  |  |  | 18 | [7 empty] | Fairfield | OH |  |  | West Millersport 138 kV |  | 12/31/2023 |  | In Progress | [6 empty] | AEP | [23 empty] | AH1-032 | [5 empty] | Generation Interconnection | [7 empty] | Active | 138 |  | Capacity | [18 empty] | N | No
PJM |  |  | 6/14/2021 | [7 empty] | Solar |  |  |  | 13 |  |  |  |  | 19.5 | [7 empty] | Currituck | NC |  |  | Sligo 34.5 kV |  | 8/15/2024 |  | In Progress | [6 empty] | Dominion | [23 empty] | AH1-033 | [5 empty] | Generation Interconnection | [7 empty] | Active | 19.5 |  | Capacity | [18 empty] | N | No
PJM |  |  | 6/14/2021 | [7 empty] | Solar |  |  |  | 70 |  |  |  |  | 100 | [7 empty] | Barren | KY |  |  | Patton Road Junction - Summer Shade 69 kV |  | 11/15/2025 |  | In Progress | [6 empty] | EKPC | [23 empty] | AH1-034 | [5 empty] | Generation Interconnection | [7 empty] | Active | 100 |  | Capacity | [18 empty] | N | No
PJM |  |  | 6/14/2021 | [7 empty] | Solar |  |  |  | 13.5 |  |  |  |  | 20 | [7 empty] | Washington | NC |  |  | Plymouth 34.5 kV |  | 9/15/2024 |  | In Progress | [6 empty] | Dominion | [23 empty] | AH1-035 | [5 empty] | Generation Interconnection | [7 empty] | Active | 20 |  | Capacity | [18 empty] | N | No
PJM |  |  | 6/15/2021 | [7 empty] | Storage |  |  |  | 100 |  |  |  |  | 100 | [7 empty] | Licking | OH |  |  | Centerburg 138 kV |  | 7/1/2024 |  | In Progress | [6 empty] | AEP | [23 empty] | AH1-036 | [5 empty] | Generation Interconnection | [7 empty] | Active | 277.5 |  | Capacity | [18 empty] | N | No
PJM |  |  | 6/16/2021 | [7 empty] | Solar |  |  |  | 0 |  |  |  |  | 2 | [11 empty] | Chippewa D557 8.320 kV |  | 11/1/2023 |  | In Progress | [6 empty] | ATSI | [23 empty] | AH1-037 | [5 empty] | Generation Interconnection | [7 empty] | Active | 2 |  | Energy | [18 empty] | Y | No
PJM |  |  | 6/23/2021 | [7 empty] | Solar |  |  |  | 90 |  |  |  |  | 150 | [7 empty] | Washington | NC |  |  | Mackeys - Creswell 115 kV |  | 7/1/2025 |  | In Progress | [6 empty] | Dominion | [23 empty] | AH1-040 | [5 empty] | Generation Interconnection | [7 empty] | Active | 150 |  | Capacity | [18 empty] | N | No
PJM |  |  | 6/23/2021 | [7 empty] | Solar |  |  |  | 75 |  |  |  |  | 125 | [7 empty] | Jay | IN |  |  | Pennville 138 kV |  | 7/1/2025 |  | In Progress | [6 empty] | AEP | [23 empty] | AH1-041 | [5 empty] | Generation Interconnection | [7 empty] | Active | 125 |  | Capacity | [18 empty] | N | No
PJM |  |  | 6/25/2021 | [7 empty] | Solar |  |  |  | 99.9 |  |  |  |  | 154 | [7 empty] | Charles City | VA |  |  | Providence Forge-Turner 115kV |  | 9/1/2024 |  | In Progress | [6 empty] | Dominion | [23 empty] | AH1-042 | [5 empty] | Generation Interconnection | [7 empty] | Active | 154 |  | Capacity | [18 empty] | N | No
PJM |  |  | 6/28/2021 | [7 empty] | Storage |  |  |  | 90 |  |  |  |  | 90 | [7 empty] | Middlesex | NJ |  |  | Sand Hills - Brunswick 69 kV |  | 5/15/2024 |  | In Progress | [6 empty] | PSEG | [23 empty] | AH1-043 | [5 empty] | Generation Interconnection | [7 empty] | Active | 90 |  | Capacity | [18 empty] | N | No
PJM |  |  | 6/30/2021 | [7 empty] | Solar |  |  |  | 120 |  |  |  |  | 200 | [7 empty] | Lee | IL |  |  | Nelson - Electric Junction 345 kV |  | 12/31/2024 |  | In Progress | [6 empty] | ComEd | [23 empty] | AH1-044 | [5 empty] | Generation Interconnection | [7 empty] | Active | 200 |  | Capacity | [18 empty] | N | No
PJM |  |  | 7/1/2021 | [7 empty] | Solar |  |  |  | 13.8 |  |  |  |  | 23 | [7 empty] | Lake | IL |  |  | Zion Energy Center 345 kV |  | 6/1/2023 |  | In Progress | [6 empty] | ComEd | [23 empty] | AH1-045 | [5 empty] | Generation Interconnection | [7 empty] | Active | 658 |  | Capacity | [18 empty] | N | No
PJM |  |  | 7/1/2021 | [7 empty] | Solar |  |  |  | 15 |  |  |  |  | 25 | [7 empty] | York | PA |  |  | Peach Bottom 500 kV |  | 6/1/2023 |  | In Progress | [6 empty] | PECO | [23 empty] | AH1-046 | [5 empty] | Generation Interconnection | [7 empty] | Active | 25 |  | Capacity | [18 empty] | N | No
PJM |  |  | 7/6/2021 | [7 empty] | Solar |  |  |  | 37 |  |  |  |  | 61.6 | [7 empty] | Boone | IL |  |  | Marengo - Belvidere 138 kV |  | 9/13/2022 |  | In Progress | [6 empty] | ComEd | [23 empty] | AH1-047 | [5 empty] | Generation Interconnection | [7 empty] | Active | 61.6 |  | Capacity | [18 empty] | N | No
PJM |  |  | 7/7/2021 | [7 empty] | Storage |  |  |  | 20 |  |  |  |  | 20 | [7 empty] | Warren | VA |  |  | Riverton 138 |  | 5/1/2024 |  | In Progress | [6 empty] | APS | [23 empty] | AH1-048 | [5 empty] | Generation Interconnection | [7 empty] | Active | 20 |  | Capacity | [18 empty] | N | No
PJM |  |  | 7/7/2021 | [7 empty] | Solar |  |  |  | 12 |  |  |  |  | 20 | [7 empty] | Adams | PA |  |  | Erie East – Union City Ckt 00234-31 34.5 kV |  | 7/1/2023 |  | In Progress | [6 empty] | PENELEC | [23 empty] | AH1-049 | [5 empty] | Generation Interconnection | [7 empty] | Active | 20 |  | Capacity | [18 empty] | N | No
PJM |  |  | 7/7/2021 | [7 empty] | Solar |  |  |  | 30 |  |  |  |  | 50 | [7 empty] | Venango | PA |  |  | Eclipse-Piney 115 kV |  | 7/1/2023 |  | In Progress | [6 empty] | PENELEC | [23 empty] | AH1-050 | [5 empty] | Generation Interconnection | [7 empty] | Active | 50 |  | Capacity | [18 empty] | N | No
PJM |  |  | 7/7/2021 | [7 empty] | Solar |  |  |  | 18 |  |  |  |  | 30 | [7 empty] | Venango | PA |  |  | Eclipse-Piney 115 kV II |  | 7/1/2023 |  | In Progress | [6 empty] | PENELEC | [23 empty] | AH1-051 | [5 empty] | Generation Interconnection | [7 empty] | Active | 80 |  | Capacity | [18 empty] | N | No
PJM |  |  | 7/7/2021 | [7 empty] | Solar |  |  |  | 36 |  |  |  |  | 60 | [7 empty] | Mecklenburg | VA |  |  | Boydton Plank Road 115 kV |  | 4/1/2025 |  | In Progress | [6 empty] | Dominion | [23 empty] | AH1-052 | [5 empty] | Generation Interconnection | [7 empty] | Active | 260 |  | Capacity | [18 empty] | N | No
PJM |  |  | 7/9/2021 | [7 empty] | Solar |  |  |  | 3.465 |  |  |  |  | 8.25 | [7 empty] | Ocean | NJ |  |  | Upton-Whitings 34.5 kV |  | 7/8/2022 |  | In Progress | [6 empty] | JCPL | [23 empty] | AH1-054 | [5 empty] | Generation Interconnection | [7 empty] | Active | 8.25 |  | Capacity | [18 empty] | N | No
PJM |  |  | 7/14/2021 | [7 empty] | Solar |  |  |  | 148.3 |  |  |  |  | 220 | [7 empty] | Jackson | OH |  |  | Kyger Creek - Don Marquis 345 kV |  | 11/15/2026 |  | In Progress | [6 empty] | OVEC | [23 empty] | AH1-055 | [5 empty] | Generation Interconnection | [7 empty] | Active | 220 |  | Capacity | [18 empty] | N | No
PJM |  |  | 7/14/2021 | [7 empty] | Solar |  |  |  | 68.5 |  |  |  |  | 100 | [7 empty] | Campbell | VA |  |  | Red House D.P. 115kV |  | 11/15/2026 |  | In Progress | [6 empty] | Dominion | [23 empty] | AH1-056 | [5 empty] | Generation Interconnection | [7 empty] | Active | 100 |  | Capacity | [18 empty] | N | No
PJM |  |  | 7/15/2021 | [7 empty] | Solar |  |  |  | 3.4 |  |  |  |  | 7.2 | [7 empty] | Wicomico | MD |  |  | Edgewood 12.47 kV |  | 1/31/2023 |  | In Progress | [6 empty] | DPL | [23 empty] | AH1-057 | [5 empty] | Generation Interconnection | [7 empty] | Active | 7.2 |  | Capacity | [18 empty] | N | No
PJM |  |  | 7/16/2021 | [7 empty] | Solar |  |  |  | 24 |  |  |  |  | 40 | [7 empty] | Morrow | OH |  |  | Galion 138 kV IV |  | 12/31/2024 |  | In Progress | [6 empty] | ATSI | [23 empty] | AH1-058 | [5 empty] | Generation Interconnection | [7 empty] | Active | 204 |  | Capacity | [18 empty] | N | No
PJM |  |  | 7/16/2021 | [7 empty] | Solar |  |  |  | 24 |  |  |  |  | 40 | [7 empty] | Knox | OH |  |  | Sharp Road 69 kV |  | 12/31/2024 |  | In Progress | [6 empty] | AEP | [23 empty] | AH1-059 | [5 empty] | Generation Interconnection | [7 empty] | Active | 120 |  | Capacity | [18 empty] | N | No
PJM |  |  | 7/20/2021 | [7 empty] | Solar |  |  |  | 12 |  |  |  |  | 20 | [7 empty] | Morrow | OH |  |  | Cardington-Liberty 69 kV III |  | 12/31/2024 |  | In Progress | [6 empty] | ATSI | [23 empty] | AH1-060 | [5 empty] | Generation Interconnection | [7 empty] | Active | 101 |  | Capacity | [18 empty] | N | No
PJM |  |  | 7/21/2021 | [7 empty] | Solar |  |  |  | 2.7 |  |  |  |  | 5 | [7 empty] | Berks | PA |  |  | Bernville 13.2kV |  | 12/31/2022 |  | In Progress | [6 empty] | ME | [23 empty] | AH1-061 | [5 empty] | Generation Interconnection | [7 empty] | Active | 5 |  | Capacity | [18 empty] | N | No
PJM |  |  | 7/22/2021 | [7 empty] | Solar |  |  |  | 13.7 |  |  |  |  | 20 | [7 empty] | Madison | OH |  |  | London-Tangy 69 kV II |  | 12/31/2024 |  | In Progress | [6 empty] | ATSI | [23 empty] | AH1-062 | [5 empty] | Generation Interconnection | [7 empty] | Active | 20 |  | Capacity | [18 empty] | N | No
PJM |  |  | 7/26/2021 | [7 empty] | Storage |  |  |  | 100 |  |  |  |  | 100 | [7 empty] | Washington | VA |  |  | Spring Creek – South Abingdon 138 kV |  | 7/1/2024 |  | In Progress | [6 empty] | AEP | [23 empty] | AH1-063 | [5 empty] | Generation Interconnection | [7 empty] | Active | 100 |  | Capacity | [18 empty] | N | No
PJM |  |  | 7/27/2021 | [7 empty] | Storage |  |  |  | 8 |  |  |  |  | 20 | [7 empty] | City of Hopewell | VA |  |  | Hopewell 34.5kV |  | 5/1/2023 |  | In Progress | [6 empty] | Dominion | [23 empty] | AH1-064 | [5 empty] | Generation Interconnection | [7 empty] | Active | 20 |  | Capacity | [18 empty] | N | No
PJM |  |  | 7/27/2021 | [7 empty] | Storage |  |  |  | 8 |  |  |  |  | 20 | [7 empty] | City of Hopewell | VA |  |  | Hopewell 34.5kV |  | 5/1/2023 |  | In Progress | [6 empty] | Dominion | [23 empty] | AH1-065 | [5 empty] | Generation Interconnection | [7 empty] | Active | 20 |  | Capacity | [18 empty] | N | No
PJM |  |  | 7/27/2021 | [7 empty] | Storage |  |  |  | 4 |  |  |  |  | 10 | [7 empty] | City of Hopewell | VA |  |  | Hopewell 34.5kV |  | 5/1/2023 |  | In Progress | [6 empty] | Dominion | [23 empty] | AH1-066 | [5 empty] | Generation Interconnection | [7 empty] | Active | 10 |  | Capacity | [18 empty] | N | No
PJM |  |  | 7/27/2021 | [7 empty] | Solar |  |  |  | 4.2 |  |  |  |  | 8.5 | [7 empty] | Gloucester | NJ |  |  | Minotola 12.47 kV |  | 12/10/2023 |  | In Progress | [6 empty] | AEC | [23 empty] | AH1-067 | [5 empty] | Generation Interconnection | [7 empty] | Active | 8.5 |  | Capacity | [18 empty] | N | No
PJM |  |  | 7/28/2021 | [7 empty] | Solar |  |  |  | 5.9 |  |  |  |  | 12 | [7 empty] | Gloucester | NJ |  |  | Williamstown 12.47 kV |  | 12/10/2023 |  | In Progress | [6 empty] | AEC | [23 empty] | AH1-068 | [5 empty] | Generation Interconnection | [7 empty] | Active | 12 |  | Capacity | [18 empty] | N | No
PJM |  |  | 7/28/2021 | [7 empty] | Solar |  |  |  | 10.2 |  |  |  |  | 17 | [7 empty] | Ashland | OH |  |  | Jerome – Mohicanville 69 kV |  | 11/30/2023 |  | In Progress | [6 empty] | ATSI | [23 empty] | AH1-069 | [5 empty] | Generation Interconnection | [7 empty] | Active | 17 |  | Capacity | [18 empty] | N | No
PJM |  |  | 7/28/2021 | [7 empty] | Solar |  |  |  | 10.2 |  |  |  |  | 17 | [7 empty] | Ashland | OH |  |  | Jerome – Mohicanville 69 kV |  | 11/30/2023 |  | In Progress | [6 empty] | ATSI | [23 empty] | AH1-070 | [5 empty] | Generation Interconnection | [7 empty] | Active | 34 |  | Capacity | [18 empty] | N | No
PJM |  |  | 7/29/2021 | [7 empty] | Solar |  |  |  | 12 |  |  |  |  | 20 | [7 empty] | Powhatan | VA |  |  | TBD 34.5 kV |  | 7/1/2023 |  | In Progress | [6 empty] | Dominion | [23 empty] | AH1-071 | [5 empty] | Generation Interconnection | [7 empty] | Active | 20 |  | Capacity | [18 empty] | N | No
PJM |  |  | 7/29/2021 | [7 empty] | Solar |  |  |  | 12 |  |  |  |  | 20 | [7 empty] | Dickenson | VA |  |  | Lick Fork 69 kV |  | 3/31/2024 |  | In Progress | [6 empty] | AEP | [23 empty] | AH1-072 | [5 empty] | Generation Interconnection | [7 empty] | Active | 20 |  | Capacity | [18 empty] | N | No
PJM |  |  | 7/29/2021 | [7 empty] | Solar |  |  |  | 12 |  |  |  |  | 20 | [7 empty] | Dickenson | VA |  |  | Lick Fork 69 kV |  | 3/31/2024 |  | In Progress | [6 empty] | AEP | [23 empty] | AH1-073 | [5 empty] | Generation Interconnection | [7 empty] | Active | 20 |  | Capacity | [18 empty] | N | No
PJM |  |  | 7/29/2021 | [7 empty] | Solar |  |  |  | 13.7 |  |  |  |  | 20 | [7 empty] | Huron | OH |  |  | Fitchville-New London 69 kV |  | 12/31/2024 |  | In Progress | [6 empty] | ATSI | [23 empty] | AH1-074 | [5 empty] | Generation Interconnection | [7 empty] | Active | 20 |  | Capacity | [18 empty] | N | No
PJM |  |  | 7/29/2021 | [7 empty] | Solar |  |  |  | 24.7 |  |  |  |  | 8 | [7 empty] | Marion | OH |  |  | North Waldo - Wild Creek 138 kV |  | 12/31/2022 |  | In Progress | [6 empty] | AEP | [23 empty] | AH1-075 | [5 empty] | Generation Interconnection | [7 empty] | Active | 68 |  | Capacity | [18 empty] | N | No
PJM |  |  | 7/29/2021 | [7 empty] | Solar |  |  |  | 9 |  |  |  |  | 18 | [7 empty] | Westmoreland | PA |  |  | Loyalhanna - Reed Junction 25 kV |  | 12/31/2023 |  | In Progress | [6 empty] | APS | [23 empty] | AH1-076 | [5 empty] | Generation Interconnection | [7 empty] | Active | 18 |  | Capacity | [18 empty] | N | No
PJM |  |  | 7/30/2021 | [7 empty] | Solar |  |  |  | 1.24 |  |  |  |  | 3 | [7 empty] | Burlington | NJ |  |  | TBD 34.5 kV |  | 8/9/2021 |  | In Progress | [6 empty] | AEC | [23 empty] | AH1-077 | [5 empty] | Generation Interconnection | [7 empty] | Active | 3 |  | Capacity | [18 empty] | N | No
PJM |  |  | 7/30/2021 | [7 empty] | Natural Gas |  |  |  | 58 |  |  |  |  | 0 | [7 empty] | Gloucester | NJ |  |  | Paulsboro 69 kV II |  | 9/1/2022 |  | In Progress | [6 empty] | AEC | [23 empty] | AH1-078 | [5 empty] | Generation Interconnection | [7 empty] | Active | 79 |  | Capacity | [18 empty] | N | No
PJM |  |  | 7/30/2021 | [7 empty] | Solar |  |  |  | 12 |  |  |  |  | 20 | [7 empty] | Middlesex | VA |  |  | Harmony Village 34.5kV |  | 12/20/2024 |  | In Progress | [6 empty] | Dominion | [23 empty] | AH1-079 | [5 empty] | Generation Interconnection | [7 empty] | Active | 20 |  | Capacity | [18 empty] | N | No
PJM |  |  | 7/30/2021 | [7 empty] | Storage |  |  |  | 40 |  |  |  |  | 40 | [7 empty] | City of Virginia Beach | VA |  |  | Virginia Beach - Pendleton 115 kV |  | 1/1/2025 |  | In Progress | [6 empty] | Dominion | [23 empty] | AH1-080 | [5 empty] | Generation Interconnection | [7 empty] | Active | 40 |  | Capacity | [18 empty] | N | No
PJM |  |  | 7/30/2021 | [7 empty] | Solar |  |  |  | 36 |  |  |  |  | 60 | [7 empty] | Metcalfe | KY |  |  | Knob Lick 69kV |  | 12/20/2024 |  | In Progress | [6 empty] | EKPC | [23 empty] | AH1-081 | [5 empty] | Generation Interconnection | [7 empty] | Active | 60 |  | Capacity | [18 empty] | N | No
PJM |  |  | 7/30/2021 | [7 empty] | Solar |  |  |  | 26.4 |  |  |  |  | 44 | [7 empty] | Metcalfe | KY |  |  | Knob Lick 69kV |  | 12/20/2024 |  | In Progress | [6 empty] | EKPC | [23 empty] | AH1-082 | [5 empty] | Generation Interconnection | [7 empty] | Active | 104 |  | Capacity | [18 empty] | N | No
PJM |  |  | 7/30/2021 | [7 empty] | Solar |  |  |  | 60 |  |  |  |  | 100 | [7 empty] | Metcalfe | KY |  |  | Summer Shade - Green County 161 kV |  | 12/20/2024 |  | In Progress | [6 empty] | EKPC | [23 empty] | AH1-083 | [5 empty] | Generation Interconnection | [7 empty] | Active | 250 |  | Capacity | [18 empty] | N | No
PJM |  |  | 7/30/2021 | [7 empty] | Storage |  |  |  | 90 |  |  |  |  | 90 | [7 empty] | Fauquier | VA |  |  | Morrisville 230kV |  | 7/31/2023 |  | In Progress | [6 empty] | Dominion | [23 empty] | AH1-086 | [5 empty] | Generation Interconnection | [7 empty] | Active | 90 |  | Capacity | [18 empty] | N | No
PJM |  |  | 7/30/2021 | [7 empty] | Storage |  |  |  | 20 |  |  |  |  | 20 | [7 empty] | Fauquier | VA |  |  | Morrisville 230kV |  | 7/31/2023 |  | In Progress | [6 empty] | Dominion | [23 empty] | AH1-087 | [5 empty] | Generation Interconnection | [7 empty] | Active | 20 |  | Capacity | [18 empty] | N | No
PJM |  |  | 7/30/2021 | [7 empty] | Storage |  |  |  | 20 |  |  |  |  | 20 | [7 empty] | Fauquier | VA |  |  | Morrisville 230kV |  | 7/31/2023 |  | In Progress | [6 empty] | Dominion | [23 empty] | AH1-088 | [5 empty] | Generation Interconnection | [7 empty] | Active | 20 |  | Capacity | [18 empty] | N | No
PJM |  |  | 7/30/2021 | [7 empty] | Storage |  |  |  | 20 |  |  |  |  | 20 | [7 empty] | Fauquier | VA |  |  | Morrisville 230kV |  | 7/31/2023 |  | In Progress | [6 empty] | Dominion | [23 empty] | AH1-089 | [5 empty] | Generation Interconnection | [7 empty] | Active | 20 |  | Capacity | [18 empty] | N | No
PJM |  |  | 7/30/2021 | [7 empty] | Solar; Storage |  |  |  | 48 |  |  |  |  | 80 | [7 empty] | Surry | VA |  |  | Surry - Hopewell 230 kV |  | 11/15/2024 |  | In Progress | [6 empty] | Dominion | [23 empty] | AH1-090 | [5 empty] | Generation Interconnection | [7 empty] | Active | 80 |  | Capacity | [18 empty] | N | No
PJM |  |  | 7/30/2021 | [7 empty] | Storage |  |  |  | 0 |  |  |  |  | 0 | [7 empty] | Hertford | NC |  |  | Ahoskie 34.5kV |  | 11/15/2024 |  | In Progress | [6 empty] | Dominion | [23 empty] | AH1-091 | [5 empty] | Generation Interconnection | [7 empty] | Active | 17 |  | Energy | [18 empty] | N | No
PJM |  |  | 7/30/2021 | [7 empty] | Solar; Storage |  |  |  | 65 |  |  |  |  | 100 | [7 empty] | Halifax | VA |  |  | SedgeHill - Person 230 kV |  | 6/1/2025 |  | In Progress | [6 empty] | Dominion | [23 empty] | AH1-092 | [5 empty] | Generation Interconnection | [7 empty] | Active | 100 |  | Capacity | [18 empty] | N | No
PJM |  |  | 7/30/2021 | [7 empty] | Solar; Storage |  |  |  | 39 |  |  |  |  | 60 | [7 empty] | Halifax | VA |  |  | SedgeHill - Person 230 kV |  | 6/1/2025 |  | In Progress | [6 empty] | Dominion | [23 empty] | AH1-093 | [5 empty] | Generation Interconnection | [7 empty] | Active | 160 |  | Capacity | [18 empty] | N | No
PJM |  |  | 7/30/2021 | [7 empty] | Solar; Storage |  |  |  | 32.435 |  |  |  |  | 49.9 | [7 empty] | Huron | OH |  |  | Wells - Shinrock 69 kV I |  | 6/1/2025 |  | In Progress | [6 empty] | ATSI | [23 empty] | AH1-094 | [5 empty] | Generation Interconnection | [7 empty] | Active | 49.9 |  | Capacity | [18 empty] | N | No
PJM |  |  | 7/30/2021 | [7 empty] | Solar; Storage |  |  |  | 13 |  |  |  |  | 20 | [7 empty] | Huron | OH |  |  | Wells - Shinrock 69 kV II |  | 6/1/2025 |  | In Progress | [6 empty] | ATSI | [23 empty] | AH1-095 | [5 empty] | Generation Interconnection | [7 empty] | Active | 69.9 |  | Capacity | [18 empty] | N | No
PJM |  |  | 7/30/2021 | [7 empty] | Solar; Storage |  |  |  | 6.5 |  |  |  |  | 10 | [7 empty] | Huron | OH |  |  | Wells - Shinrock 69 kv III |  | 6/1/2025 |  | In Progress | [6 empty] | ATSI | [23 empty] | AH1-096 | [5 empty] | Generation Interconnection | [7 empty] | Active | 79.9 |  | Capacity | [18 empty] | N | No
PJM |  |  | 7/30/2021 | [7 empty] | Solar; Storage |  |  |  | 12.9 |  |  |  |  | 20 | [7 empty] | Carroll | VA |  |  | Jubal Early - Pipers Gap 138 kV |  | 6/1/2025 |  | In Progress | [6 empty] | AEP | [23 empty] | AH1-097 | [5 empty] | Generation Interconnection | [7 empty] | Active | 20 |  | Capacity | [18 empty] | N | No
PJM |  |  | 7/30/2021 | [7 empty] | Solar; Storage |  |  |  | 26 |  |  |  |  | 40 | [7 empty] | Carroll | VA |  |  | Jubal Early - Pipers Gap 138 kV |  | 6/1/2025 |  | In Progress | [6 empty] | AEP | [23 empty] | AH1-098 | [5 empty] | Generation Interconnection | [7 empty] | Active | 60 |  | Capacity | [18 empty] | N | No
PJM |  |  | 7/30/2021 | [7 empty] | Solar |  |  |  | 0 |  |  |  |  | 0 | [7 empty] | Greene | OH |  |  | Glady Run–Xenia 69 kV |  | 6/1/2025 |  | In Progress | [6 empty] | Dayton | [23 empty] | AH1-099 | [5 empty] | Generation Interconnection | [7 empty] | Active | 20 |  | Energy | [18 empty] | N | No
PJM |  |  | 7/30/2021 | [7 empty] | Solar |  |  |  | 0 |  |  |  |  | 0 | [7 empty] | Monroe | PA |  |  | Effort Mountain-Gilbert 138 kV II |  | 6/1/2025 |  | In Progress | [6 empty] | PPL | [23 empty] | AH1-100 | [5 empty] | Generation Interconnection | [7 empty] | Active | 45.2 |  | Energy | [18 empty] | N | No
PJM |  |  | 7/30/2021 | [7 empty] | Solar |  |  |  | 63.4 |  |  |  |  | 100 | [7 empty] | Indiana | PA |  |  | Seward-Glory 115 kV |  | 12/31/2024 |  | In Progress | [6 empty] | PENELEC | [23 empty] | AH1-102 | [5 empty] | Generation Interconnection | [7 empty] | Active | 100 |  | Capacity | [18 empty] | N | No
PJM |  |  | 8/4/2021 | [7 empty] | Solar |  |  |  | 15.6 |  |  |  |  | 26 | [7 empty] | Chesterfield | VA |  |  | Winterpock 34.5kV |  | 10/31/2023 |  | In Progress | [6 empty] | Dominion | [23 empty] | AH1-106 | [5 empty] | Generation Interconnection | [7 empty] | Active | 26 |  | Capacity | [18 empty] | N | No
PJM |  |  | 8/4/2021 | [7 empty] | Solar |  |  |  | 15.6 |  |  |  |  | 26 | [7 empty] | Chesterfield | VA |  |  | Winterpock 34.5kV |  | 10/31/2023 |  | In Progress | [6 empty] | Dominion | [23 empty] | AH1-107 | [5 empty] | Generation Interconnection | [7 empty] | Active | 26 |  | Capacity | [18 empty] | N | No
PJM |  |  | 8/4/2021 | [7 empty] | Natural Gas |  |  |  | 9 |  |  |  |  | 0 | [7 empty] | City of Richmond | VA |  |  | Spruance NUG 230 kV |  | 6/1/2022 |  | In Progress | [6 empty] | Dominion | [23 empty] | AH1-108 | [5 empty] | Generation Interconnection | [7 empty] | Active | 66 |  | Capacity | [18 empty] | N | No
PJM |  |  | 8/6/2021 | [7 empty] | Solar |  |  |  | 3 |  |  |  |  | 5 | [7 empty] | Cumberland | PA |  |  | Newville 12 kV II |  | 7/31/2023 |  | In Progress | [6 empty] | PPL | [23 empty] | AH1-110 | [5 empty] | Generation Interconnection | [7 empty] | Active | 5 |  | Capacity | [18 empty] | N | No
PJM |  |  | 8/6/2021 | [7 empty] | Solar |  |  |  | 3 |  |  |  |  | 5 | [7 empty] | Juniata | PA |  |  | Walker 12 kV |  | 7/31/2023 |  | In Progress | [6 empty] | PPL | [23 empty] | AH1-111 | [5 empty] | Generation Interconnection | [7 empty] | Active | 5 |  | Capacity | [18 empty] | N | No
PJM |  |  | 8/9/2021 | [7 empty] | Solar |  |  |  | 12 |  |  |  |  | 20 | [7 empty] | Brown | OH |  |  | North Pole - Russelville 34.5 kV |  | 7/31/2023 |  | In Progress | [6 empty] | DEOK | [23 empty] | AH1-113 | [5 empty] | Generation Interconnection | [7 empty] | Active | 20 |  | Capacity | [18 empty] | N | No
PJM |  |  | 8/9/2021 | [7 empty] | Solar |  |  |  | 12 |  |  |  |  | 20 | [7 empty] | Brown | OH |  |  | North Pole - Russelville 34.5 kV |  | 7/31/2023 |  | In Progress | [6 empty] | DEOK | [23 empty] | AH1-114 | [5 empty] | Generation Interconnection | [7 empty] | Active | 40 |  | Capacity | [18 empty] | N | No
PJM |  |  | 8/13/2021 | [7 empty] | Solar |  |  |  | 12 |  |  |  |  | 20 | [7 empty] | Brooke | WV |  |  | Windsor 25 kV |  | 12/31/2023 |  | In Progress | [6 empty] | APS | [23 empty] | AH1-118 | [5 empty] | Generation Interconnection | [7 empty] | Active | 20 |  | Capacity | [18 empty] | N | No
PJM |  |  | 8/13/2021 | [7 empty] | Solar; Storage |  |  |  | 66.6667 |  |  |  |  | 100 | [7 empty] | Frederick | VA |  |  | Bismark-Doubs 500 kV |  | 12/31/2022 |  | In Progress | [6 empty] | Dominion | [23 empty] | AH1-119 | [5 empty] | Generation Interconnection | [7 empty] | Active | 100 |  | Capacity | [18 empty] | N | No
PJM |  |  | 8/19/2021 | [7 empty] | Solar |  |  |  | 9.24 |  |  |  |  | 22 | [7 empty] | Wood | OH |  |  | Dowling 138 kV II |  | 12/31/2024 |  | In Progress | [6 empty] | ATSI | [23 empty] | AH1-122 | [5 empty] | Generation Interconnection | [7 empty] | Active | 75 |  | Capacity | [18 empty] | N | No
PJM |  |  | 8/23/2021 | [7 empty] | Storage |  |  |  | 20 |  |  |  |  | 20 | [7 empty] | Prince William | VA |  |  | Vint Hill 34.5kV |  | 12/23/2022 |  | In Progress | [6 empty] | Dominion | [23 empty] | AH1-124 | [5 empty] | Generation Interconnection | [7 empty] | Active | 20 |  | Capacity | [18 empty] | N | No
PJM |  |  | 8/23/2021 | [7 empty] | Storage |  |  |  | 20 |  |  |  |  | 20 | [7 empty] | Loudoun | VA |  |  | Sycoline 12.5kV |  | 12/23/2022 |  | In Progress | [6 empty] | Dominion | [23 empty] | AH1-125 | [5 empty] | Generation Interconnection | [7 empty] | Active | 20 |  | Capacity | [18 empty] | N | No
PJM |  |  | 8/23/2021 | [7 empty] | Storage |  |  |  | 20 |  |  |  |  | 20 | [7 empty] | Prince William | VA |  |  | Paradise 34.5kV |  | 12/23/2022 |  | In Progress | [6 empty] | Dominion | [23 empty] | AH1-127 | [5 empty] | Generation Interconnection | [7 empty] | Active | 20 |  | Capacity | [18 empty] | N | No
PJM |  |  | 8/23/2021 | [7 empty] | Storage |  |  |  | 20 |  |  |  |  | 20 | [7 empty] | Prince William | VA |  |  | Railroad 34.5kV |  | 12/23/2022 |  | In Progress | [6 empty] | Dominion | [23 empty] | AH1-128 | [5 empty] | Generation Interconnection | [7 empty] | Active | 20 |  | Capacity | [18 empty] | N | No
PJM |  |  | 8/24/2021 | [7 empty] | Storage |  |  |  | 20 |  |  |  |  | 20 | [7 empty] | Pittsylvania | VA |  |  | Gretna-Mt. Airy 69kV |  | 2/28/2023 |  | In Progress | [6 empty] | Dominion | [23 empty] | AH1-129 | [5 empty] | Generation Interconnection | [7 empty] | Active | 20 |  | Capacity | [18 empty] | N | No
PJM |  |  | 8/24/2021 | [7 empty] | Storage |  |  |  | 20 |  |  |  |  | 20 | [7 empty] | Pittsylvania | VA |  |  | Gretna-Mt. Airy 69kV |  | 2/28/2023 |  | In Progress | [6 empty] | Dominion | [23 empty] | AH1-130 | [5 empty] | Generation Interconnection | [7 empty] | Active | 20 |  | Capacity | [18 empty] | N | No
PJM |  |  | 8/23/2021 | [7 empty] | Storage |  |  |  | 20 |  |  |  |  | 20 | [7 empty] | Pittsylvania | VA |  |  | Gretna-Mt. Airy 69kV |  | 2/28/2023 |  | In Progress | [6 empty] | Dominion | [23 empty] | AH1-131 | [5 empty] | Generation Interconnection | [7 empty] | Active | 20 |  | Capacity | [18 empty] | N | No
PJM |  |  | 8/23/2021 | [7 empty] | Natural Gas |  |  |  | 14.4 |  |  |  |  | 14.4 | [7 empty] | Frederick | VA |  |  | Double Toll Gate - Strasburg 34.5 kV |  | 1/1/2022 |  | In Progress | [6 empty] | APS | [23 empty] | AH1-132 | [5 empty] | Generation Interconnection | [7 empty] | Active | 14.4 |  | Capacity | [18 empty] | N | No
PJM |  |  | 8/23/2021 | [7 empty] | Solar |  |  |  | 60 |  |  |  |  | 100 | [7 empty] | Tazewell | VA |  |  | Saltville - Tazewell 138 kV |  | 12/31/2024 |  | In Progress | [6 empty] | AEP | [23 empty] | AH1-133 | [5 empty] | Generation Interconnection | [7 empty] | Active | 100 |  | Capacity | [18 empty] | N | No
PJM |  |  | 8/25/2021 | [7 empty] | Solar |  |  |  | 12 |  |  |  |  | 20 | [8 empty] | KY |  |  | Falcon -Middle Creek 46 kV |  | 12/31/2024 |  | In Progress | [6 empty] | AEP | [23 empty] | AH1-136 | [5 empty] | Generation Interconnection | [7 empty] | Active | 20 |  | Capacity | [18 empty] | N | No
PJM |  |  | 7/30/2021 | [7 empty] | Solar |  |  |  | 8.4 |  |  |  |  | 20 | [7 empty] | City of Williamsburg | VA |  |  | Penniman 34.5 kV |  | 7/15/2022 |  | In Progress | [6 empty] | Dominion | [23 empty] | AH1-138 | [5 empty] | Generation Interconnection | [7 empty] | Active | 20 |  | Capacity | [18 empty] | N | No
PJM |  |  | 8/27/2021 | [7 empty] | Solar |  |  |  | 0 |  |  |  |  | 3 | [7 empty] | York | PA |  |  | Cooper 34.5kV |  | 12/31/2022 |  | In Progress | [6 empty] | PECO | [23 empty] | AH1-139 | [5 empty] | Generation Interconnection | [7 empty] | Active | 3 |  | Energy | [18 empty] | Y | No
PJM |  |  | 7/30/2021 | [7 empty] | Solar; Storage |  |  |  | 115 |  |  |  |  | 150 | [7 empty] | Westmoreland | PA |  |  | Vasco 138 kV |  | 12/31/2023 |  | In Progress | [6 empty] | APS | [23 empty] | AH1-140 | [5 empty] | Generation Interconnection | [7 empty] | Active | 150 |  | Capacity | [18 empty] | N | No
PJM |  |  | 8/26/2021 | [7 empty] | Storage |  |  |  | 5 |  |  |  |  | 5 | [7 empty] | Henrico | VA |  |  | Darbytown 230 kV |  | 12/31/2024 |  | In Progress | [6 empty] | Dominion | [23 empty] | AH1-141 | [5 empty] | Generation Interconnection | [7 empty] | Active | 5 |  | Capacity | [18 empty] | N | No
PJM |  |  | 8/27/2021 | [7 empty] | Storage |  |  |  | 4 |  |  |  |  | 4 | [7 empty] | Henrico | VA |  |  | Darbytown 230 kV II |  | 12/31/2024 |  | In Progress | [6 empty] | Dominion | [23 empty] | AH1-142 | [5 empty] | Generation Interconnection | [7 empty] | Active | 4 |  | Capacity | [18 empty] | N | No
PJM |  |  | 8/26/2021 | [7 empty] | Storage |  |  |  | 2 |  |  |  |  | 2 | [7 empty] | Henrico | VA |  |  | Darbytown 230 kV III |  | 12/31/2024 |  | In Progress | [6 empty] | Dominion | [23 empty] | AH1-143 | [5 empty] | Generation Interconnection | [7 empty] | Active | 2 |  | Capacity | [18 empty] | N | No
PJM |  |  | 8/26/2021 | [7 empty] | Solar |  |  |  | 50.4 |  |  |  |  | 120 | [7 empty] | Giles | VA |  |  | Peter's Mountain 138 kV |  | 12/31/2024 |  | In Progress | [6 empty] | AEP | [23 empty] | AH1-144 | [5 empty] | Generation Interconnection | [7 empty] | Active | 120 |  | Capacity | [18 empty] | N | No
PJM |  |  | 8/26/2021 | [7 empty] | Storage |  |  |  | 80 |  |  |  |  | 80 | [7 empty] | Giles | VA |  |  | Peter's Mountain 138 kV |  | 12/31/2024 |  | In Progress | [6 empty] | AEP | [23 empty] | AH1-145 | [5 empty] | Generation Interconnection | [7 empty] | Active | 200 |  | Capacity | [18 empty] | N | No
PJM |  |  | 8/26/2021 | [7 empty] | Solar |  |  |  | 120 |  |  |  |  | 200 | [7 empty] | Ogle | IL |  |  | Byron - Wayne 345 kV |  | 12/31/2025 |  | In Progress | [6 empty] | ComEd | [23 empty] | AH1-146 | [5 empty] | Generation Interconnection | [7 empty] | Active | 200 |  | Capacity | [18 empty] | N | No
PJM |  |  | 8/27/2021 | [7 empty] | Solar |  |  |  | 120 |  |  |  |  | 200 | [7 empty] | Ogle | IL |  |  | Byron-Wayne 345 kV |  | 12/31/2025 |  | In Progress | [6 empty] | ComEd | [23 empty] | AH1-147 | [5 empty] | Generation Interconnection | [7 empty] | Active | 400 |  | Capacity | [18 empty] | N | No
PJM |  |  | 8/26/2021 | [7 empty] | Solar |  |  |  | 120 |  |  |  |  | 200 | [7 empty] | Ogle | IL |  |  | Byron-Wayne 345 kV |  | 12/31/2025 |  | In Progress | [6 empty] | ComEd | [23 empty] | AH1-148 | [5 empty] | Generation Interconnection | [7 empty] | Active | 600 |  | Capacity | [18 empty] | N | No
PJM |  |  | 8/28/2021 | [7 empty] | Solar |  |  |  | 4.2 |  |  |  |  | 8.375 | [7 empty] | Berks | PA |  |  | Moselem-Saint Peters Tap 69 kV |  | 9/19/2022 |  | In Progress | [6 empty] | ME | [23 empty] | AH1-149 | [5 empty] | Generation Interconnection | [7 empty] | Active | 8.375 |  | Capacity | [18 empty] | N | No
PJM |  |  | 8/28/2021 | [7 empty] | Solar |  |  |  | 120 |  |  |  |  | 200 | [7 empty] | Lee | IL |  |  | Nelson-Electric Junction 345 kV |  | 12/31/2025 |  | In Progress | [6 empty] | ComEd | [23 empty] | AH1-150 | [5 empty] | Generation Interconnection | [7 empty] | Active | 1000 |  | Capacity | [18 empty] | N | No
PJM |  |  | 8/27/2021 | [7 empty] | Solar |  |  |  | 120 |  |  |  |  | 200 | [7 empty] | Lee | IL |  |  | Nelson-Electric Junction 345 kV |  | 12/31/2025 |  | In Progress | [6 empty] | ComEd | [23 empty] | AH1-151 | [5 empty] | Generation Interconnection | [7 empty] | Active | 1200 |  | Capacity | [18 empty] | N | No
PJM |  |  | 8/27/2021 | [7 empty] | Solar |  |  |  | 30 |  |  |  |  | 0 | [7 empty] | St. Joseph | IN |  |  | Dumont 345 kV |  | 12/31/2025 |  | In Progress | [6 empty] | AEP | [23 empty] | AH1-152 | [5 empty] | Generation Interconnection | [7 empty] | Active | 150 |  | Capacity | [18 empty] | N | No
PJM |  |  | 8/27/2021 | [7 empty] | Solar |  |  |  | 90 |  |  |  |  | 150 | [7 empty] | St. Joseph | IN |  |  | Dumont 345 kV |  | 12/31/2025 |  | In Progress | [6 empty] | AEP | [23 empty] | AH1-153 | [5 empty] | Generation Interconnection | [7 empty] | Active | 150 |  | Capacity | [18 empty] | N | No
PJM |  |  | 8/27/2021 | [7 empty] | Storage |  |  |  | 30 |  |  |  |  | 0 | [7 empty] | St. Joseph | IN |  |  | Dumont 345 kV |  | 12/31/2025 |  | In Progress | [6 empty] | AEP | [23 empty] | AH1-154 | [5 empty] | Generation Interconnection | [7 empty] | Active | 150 |  | Capacity | [18 empty] | N | No
PJM |  |  | 8/30/2021 | [7 empty] | Solar |  |  |  | 25.4 |  |  |  |  | 40 | [7 empty] | Bourbon | KY |  |  | Cane Ridge 69 kV |  | 6/30/2026 |  | In Progress | [6 empty] | EKPC | [23 empty] | AH1-156 | [5 empty] | Generation Interconnection | [7 empty] | Active | 40 |  | Capacity | [18 empty] | N | No
PJM |  |  | 8/31/2021 | [7 empty] | Storage |  |  |  | 250 |  |  |  |  | 250 | [7 empty] | York | VA |  |  | Penniman - Waller 230 kV |  | 1/1/2025 |  | In Progress | [6 empty] | Dominion | [23 empty] | AH1-157 | [5 empty] | Generation Interconnection | [7 empty] | Active | 250 |  | Capacity | [18 empty] | N | No
PJM |  |  | 9/1/2021 | [7 empty] | Storage |  |  |  | 30 |  |  |  |  | 0 | [7 empty] | Venango | PA |  |  | Eclipse-Piney 115 kV III |  | 8/31/2023 |  | In Progress | [6 empty] | PENELEC | [23 empty] | AH1-158 | [5 empty] | Generation Interconnection | [7 empty] | Active | 80 |  | Capacity | [18 empty] | N | No
PJM |  |  | 8/30/2021 | [7 empty] | Solar |  |  |  | 13.9 |  |  |  |  | 20 | [7 empty] | Crawford | PA |  |  | Conneaut-Conneaut Tap 69 kV |  | 11/1/2023 |  | In Progress | [6 empty] | ATSI | [23 empty] | AH1-159 | [5 empty] | Generation Interconnection | [7 empty] | Active | 20 |  | Capacity | [18 empty] | N | No
PJM |  |  | 8/31/2021 | [7 empty] | Solar |  |  |  | 13.3 |  |  |  |  | 20 | [7 empty] | Tioga | PA |  |  | Tower Hill 34.5 kV |  | 11/1/2023 |  | In Progress | [6 empty] | PENELEC | [23 empty] | AH1-160 | [5 empty] | Generation Interconnection | [7 empty] | Active | 20 |  | Capacity | [18 empty] | N | No
PJM |  |  | 8/30/2021 | [7 empty] | Solar |  |  |  | 13.6 |  |  |  |  | 20 | [7 empty] | Mercer | PA |  |  | Canal 69 kV |  | 11/1/2023 |  | In Progress | [6 empty] | ATSI | [23 empty] | AH1-161 | [5 empty] | Generation Interconnection | [7 empty] | Active | 20 |  | Capacity | [18 empty] | N | No
PJM |  |  | 8/31/2021 | [7 empty] | Solar |  |  |  | 11 |  |  |  |  | 16 | [7 empty] | Bedford | PA |  |  | Curryville-RKB-Yellow Creek 23 kV |  | 11/1/2023 |  | In Progress | [6 empty] | PENELEC | [23 empty] | AH1-162 | [5 empty] | Generation Interconnection | [7 empty] | Active | 16 |  | Capacity | [18 empty] | N | No
PJM |  |  | 9/1/2021 | [7 empty] | Solar |  |  |  | 60 |  |  |  |  | 100 | [8 empty] | KY |  |  | Millersburg 69 kV |  | 7/31/2025 |  | In Progress | [6 empty] | EKPC | [23 empty] | AH1-163 | [5 empty] | Generation Interconnection | [7 empty] | Active | 100 |  | Capacity | [18 empty] | N | No
PJM |  |  | 8/31/2021 | [7 empty] | Solar |  |  |  | 39 |  |  |  |  | 65 | [7 empty] | Franklin | VA |  |  | Oak Level - Tank Hill 138 kV |  | 12/20/2024 |  | In Progress | [6 empty] | AEP | [23 empty] | AH1-164 | [5 empty] | Generation Interconnection | [7 empty] | Active | 65 |  | Capacity | [18 empty] | N | No
PJM |  |  | 8/31/2021 | [7 empty] | Storage |  |  |  | 10 |  |  |  |  | 80 | [7 empty] | Will | IL |  |  | Will County 138 kV |  | 6/1/2025 |  | In Progress | [6 empty] | ComEd | [23 empty] | AH1-165 | [5 empty] | Generation Interconnection | [7 empty] | Active | 80 |  | Capacity | [18 empty] | N | No
PJM |  |  | 8/27/2021 | [7 empty] | Solar |  |  |  | 51.6 |  |  |  |  | 80 | [7 empty] | Caroline | VA |  |  | Pinewood - St Johns 115 kV |  | 6/1/2026 |  | In Progress | [6 empty] | Dominion | [23 empty] | AH1-167 | [5 empty] | Generation Interconnection | [7 empty] | Active | 80 |  | Capacity | [18 empty] | N | No
PJM |  |  | 8/27/2021 | [7 empty] | Solar |  |  |  | 25.4 |  |  |  |  | 40 | [7 empty] | Caroline | VA |  |  | Pinewood - St Johns 115 kV II |  | 6/1/2026 |  | In Progress | [6 empty] | Dominion | [23 empty] | AH1-168 | [5 empty] | Generation Interconnection | [7 empty] | Active | 120 |  | Capacity | [18 empty] | N | No
PJM |  |  | 8/27/2021 | [7 empty] | Solar |  |  |  | 12 |  |  |  |  | 20 | [7 empty] | Accomack | VA |  |  | Greenbush 69kV |  | 12/20/2024 |  | In Progress | [6 empty] | ODEC | [23 empty] | AH1-169 | [5 empty] | Generation Interconnection | [7 empty] | Active | 20 |  | Capacity | [18 empty] | N | No
PJM |  |  | 8/27/2021 | [7 empty] | Solar |  |  |  | 12 |  |  |  |  | 20 | [7 empty] | Goochland | VA |  |  | Columbia DP 115kV |  | 12/20/2024 |  | In Progress | [6 empty] | Dominion | [23 empty] | AH1-170 | [5 empty] | Generation Interconnection | [7 empty] | Active | 20 |  | Capacity | [18 empty] | N | No
PJM |  |  | 8/27/2021 | [7 empty] | Solar |  |  |  | 12 |  |  |  |  | 20 | [7 empty] | Goochland | VA |  |  | Columbia DP 115kV |  | 12/20/2024 |  | In Progress | [6 empty] | Dominion | [23 empty] | AH1-171 | [5 empty] | Generation Interconnection | [7 empty] | Active | 20 |  | Capacity | [18 empty] | N | No
PJM |  |  | 8/31/2021 | [7 empty] | Solar |  |  |  | 12 |  |  |  |  | 20 | [7 empty] | Carroll | VA |  |  | Wolf Glade 34.5 kV |  | 12/31/2022 |  | In Progress | [6 empty] | AEP | [23 empty] | AH1-172 | [5 empty] | Generation Interconnection | [7 empty] | Active | 20 |  | Capacity | [18 empty] | N | No
PJM |  |  | 8/31/2021 | [7 empty] | Solar |  |  |  | 12 |  |  |  |  | 20 | [7 empty] | Franklin | VA |  |  | Westlake 34.5 kV |  | 12/31/2022 |  | In Progress | [6 empty] | AEP | [23 empty] | AH1-174 | [5 empty] | Generation Interconnection | [7 empty] | Active | 20 |  | Capacity | [18 empty] | N | No
PJM |  |  | 8/31/2021 | [7 empty] | Solar |  |  |  | 12 |  |  |  |  | 20 | [7 empty] | Henry | VA |  |  | Sheffield 34.5 kV |  | 12/31/2022 |  | In Progress | [6 empty] | AEP | [23 empty] | AH1-175 | [5 empty] | Generation Interconnection | [7 empty] | Active | 20 |  | Capacity | [18 empty] | N | No
PJM |  |  | 8/31/2021 | [7 empty] | Solar |  |  |  | 11.28 |  |  |  |  | 18.8 | [7 empty] | Henry | VA |  |  | Ridgeway 34.5 kV |  | 12/31/2022 |  | In Progress | [6 empty] | AEP | [23 empty] | AH1-176 | [5 empty] | Generation Interconnection | [7 empty] | Active | 18.8 |  | Capacity | [18 empty] | N | No
PJM |  |  | 8/31/2021 | [7 empty] | Solar |  |  |  | 12 |  |  |  |  | 20 | [7 empty] | Fauquier | VA |  |  | Remington - Morrisville 34.5 kV |  | 12/31/2022 |  | In Progress | [6 empty] | Dominion | [23 empty] | AH1-178 | [5 empty] | Generation Interconnection | [7 empty] | Active | 20 |  | Capacity | [18 empty] | N | No
PJM |  |  | 8/31/2021 | [7 empty] | Solar |  |  |  | 12 |  |  |  |  | 20 | [7 empty] | Shenandoah | VA |  |  | Edinburg - Woodstock DP 34.5 kV |  | 12/31/2022 |  | In Progress | [6 empty] | Dominion | [23 empty] | AH1-179 | [5 empty] | Generation Interconnection | [7 empty] | Active | 20 |  | Capacity | [18 empty] | N | No
PJM |  |  | 8/31/2021 | [7 empty] | Solar |  |  |  | 5.4 |  |  |  |  | 9 | [7 empty] | Franklin | VA |  |  | Westlake 34.5 kV |  | 12/31/2022 |  | In Progress | [6 empty] | AEP | [23 empty] | AH1-180 | [5 empty] | Generation Interconnection | [7 empty] | Active | 9 |  | Capacity | [18 empty] | N | No
PJM |  |  | 8/31/2021 | [7 empty] | Solar |  |  |  | 7.2 |  |  |  |  | 12 | [7 empty] | Patrick | VA |  |  | Stuart 34.5 |  | 12/31/2022 |  | In Progress | [6 empty] | AEP | [23 empty] | AH1-181 | [5 empty] | Generation Interconnection | [7 empty] | Active | 12 |  | Capacity | [18 empty] | N | No
PJM |  |  | 8/31/2021 | [7 empty] | Solar |  |  |  | 6.87 |  |  |  |  | 11.45 | [7 empty] | Pulaski | VA |  |  | Peak Creek 34.5 |  | 12/31/2022 |  | In Progress | [6 empty] | AEP | [23 empty] | AH1-182 | [5 empty] | Generation Interconnection | [7 empty] | Active | 11.45 |  | Capacity | [18 empty] | N | No
PJM |  |  | 8/31/2021 | [7 empty] | Solar |  |  |  | 3 |  |  |  |  | 5 | [7 empty] | Powhatan | VA |  |  | Powhatan - Powhatan DP 24.94 kV |  | 12/31/2022 |  | In Progress | [6 empty] | Dominion | [23 empty] | AH1-184 | [5 empty] | Generation Interconnection | [7 empty] | Active | 5 |  | Capacity | [18 empty] | N | No
PJM |  |  | 8/31/2021 | [7 empty] | Solar |  |  |  | 12 |  |  |  |  | 20 | [7 empty] | Isle of Wight | VA |  |  | Benn's Church - Smithfield 34.5 kV |  | 12/31/2022 |  | In Progress | [6 empty] | Dominion | [23 empty] | AH1-185 | [5 empty] | Generation Interconnection | [7 empty] | Active | 20 |  | Capacity | [18 empty] | N | No
PJM |  |  | 9/1/2021 | [7 empty] | Storage |  |  |  | 6.4 |  |  |  |  | 0 | [7 empty] | Mercer | PA |  |  | Maysville-Sharon 69 kV II |  | 10/18/2024 |  | In Progress | [6 empty] | ATSI | [23 empty] | AH1-186 | [5 empty] | Generation Interconnection | [7 empty] | Active | 19.9 |  | Capacity | [18 empty] | N | No
PJM |  |  | 8/31/2021 | [7 empty] | Solar; Storage |  |  |  | 129 |  |  |  |  | 185 | [7 empty] | Mingo | WV |  |  | Pigeon Creek 138 kV |  | 6/1/2025 |  | In Progress | [6 empty] | AEP | [23 empty] | AH1-188 | [5 empty] | Generation Interconnection | [7 empty] | Active | 185 |  | Capacity | [18 empty] | N | No
PJM |  |  | 8/31/2021 | [7 empty] | Solar; Storage |  |  |  | 129 |  |  |  |  | 185 | [8 empty] | WV |  |  | Hopkins 138 kV |  | 6/1/2025 |  | In Progress | [6 empty] | AEP | [23 empty] | AH1-189 | [5 empty] | Generation Interconnection | [7 empty] | Active | 185 |  | Capacity | [18 empty] | N | No
PJM |  |  | 9/1/2021 | [7 empty] | Storage |  |  |  | 10 |  |  |  |  | 80 | [7 empty] | Lake | IL |  |  | Waukegan 138 kV |  | 6/1/2025 |  | In Progress | [6 empty] | ComEd | [23 empty] | AH1-190 | [5 empty] | Generation Interconnection | [7 empty] | Active | 80 |  | Capacity | [18 empty] | N | No
PJM |  |  | 9/1/2021 | [7 empty] | Solar; Storage |  |  |  | 12.065 |  |  |  |  | 20.9 | [7 empty] | Tazewell | IL |  |  | Powerton 138 kV |  | 6/1/2025 |  | In Progress | [6 empty] | ComEd | [23 empty] | AH1-191 | [5 empty] | Generation Interconnection | [7 empty] | Active | 20.9 |  | Capacity | [18 empty] | N | No
PJM |  |  | 9/2/2021 | [7 empty] | Solar |  |  |  | 90 |  |  |  |  | 150 | [7 empty] | McHenry | IL |  |  | Garden Prairie 345 kV |  | 12/15/2026 |  | In Progress | [6 empty] | ComEd | [23 empty] | AH1-196 | [5 empty] | Generation Interconnection | [7 empty] | Active | 450 |  | Capacity | [18 empty] | N | No
PJM |  |  | 9/1/2021 | [7 empty] | Other |  |  |  | 7.1 |  |  |  |  | 0 | [7 empty] | Fairfax | VA |  |  | Occoquan 230kV |  | 8/20/2021 |  | In Progress | [6 empty] | Dominion | [23 empty] | AH1-197 | [5 empty] | Generation Interconnection | [7 empty] | Active | 98 |  | Capacity | [18 empty] | N | No
PJM |  |  | 9/1/2021 | [7 empty] | Solar |  |  |  | 33 |  |  |  |  | 55 | [7 empty] | Logan | OH |  |  | Marysville - Sorenson 765 kV |  | 12/31/2023 |  | In Progress | [6 empty] | AEP | [23 empty] | AH1-198 | [5 empty] | Generation Interconnection | [7 empty] | Active | 1355 |  | Capacity | [18 empty] | N | No
PJM |  |  | 9/3/2021 | [7 empty] | Solar |  |  |  | 60 |  |  |  |  | 100 | [7 empty] | Livingston | IL |  |  | Loretto 345 kV |  | 12/31/2025 |  | In Progress | [6 empty] | ComEd | [23 empty] | AH1-199 | [5 empty] | Generation Interconnection | [7 empty] | Active | 100 |  | Capacity | [18 empty] | N | No
PJM |  |  | 9/3/2021 | [7 empty] | Solar |  |  |  | 48 |  |  |  |  | 80 | [7 empty] | Somerset | PA |  |  | New Baltimore 115 kV (Mountain Ridge Solar) |  | 8/31/2023 |  | In Progress | [6 empty] | PENELEC | [23 empty] | AH1-201 | [5 empty] | Generation Interconnection | [7 empty] | Active | 80 |  | Capacity | [18 empty] | N | No
PJM |  |  | 9/4/2021 | [7 empty] | Solar |  |  |  | 24 |  |  |  |  | 40 | [7 empty] | Somerset | PA |  |  | New Baltimore 115 kV II (Mountain Ridge Solar) |  | 8/31/2023 |  | In Progress | [6 empty] | PENELEC | [23 empty] | AH1-202 | [5 empty] | Generation Interconnection | [7 empty] | Active | 120 |  | Capacity | [18 empty] | N | No
PJM |  |  | 9/3/2021 | [7 empty] | Solar |  |  |  | 42 |  |  |  |  | 70 | [7 empty] | Somerset | PA |  |  | Allegheny-Somerset 115 kV |  | 8/31/2023 |  | In Progress | [6 empty] | PENELEC | [23 empty] | AH1-203 | [5 empty] | Generation Interconnection | [7 empty] | Active | 70 |  | Capacity | [18 empty] | N | No
PJM |  |  | 9/4/2021 | [7 empty] | Solar |  |  |  | 12 |  |  |  |  | 20 | [7 empty] | Somerset | PA |  |  | Allegheny-Somerset 115 kV II |  | 8/31/2023 |  | In Progress | [6 empty] | PENELEC | [23 empty] | AH1-204 | [5 empty] | Generation Interconnection | [7 empty] | Active | 90 |  | Capacity | [18 empty] | N | No
PJM |  |  | 9/3/2021 | [7 empty] | Storage |  |  |  | 48 |  |  |  |  | 0 | [7 empty] | Somerset | PA |  |  | New Baltimore 115 kV III |  | 8/31/2023 |  | In Progress | [6 empty] | PENELEC | [23 empty] | AH1-205 | [5 empty] | Generation Interconnection | [7 empty] | Active | 120 |  | Capacity | [18 empty] | N | No
PJM |  |  | 9/8/2021 | [7 empty] | Storage |  |  |  | 60 |  |  |  |  | 60 | [7 empty] | Fayette | PA |  |  | Bethelboro 138 kV |  | 12/31/2024 |  | In Progress | [6 empty] | APS | [23 empty] | AH1-206 | [5 empty] | Generation Interconnection | [7 empty] | Active | 60 |  | Capacity | [18 empty] | N | No
PJM |  |  | 9/8/2021 | [7 empty] | Solar |  |  |  | 7.2 |  |  |  |  | 12 | [7 empty] | Fayette | PA |  |  | Bethelboro 25 kV-1 |  | 12/31/2024 |  | In Progress | [6 empty] | APS | [23 empty] | AH1-207 | [5 empty] | Generation Interconnection | [7 empty] | Active | 12 |  | Capacity | [18 empty] | N | No
PJM |  |  | 9/8/2021 | [7 empty] | Solar |  |  |  | 7.2 |  |  |  |  | 12 | [7 empty] | Fayette | PA |  |  | Bethelboro 25 kV-2 |  | 12/31/2024 |  | In Progress | [6 empty] | APS | [23 empty] | AH1-208 | [5 empty] | Generation Interconnection | [7 empty] | Active | 12 |  | Capacity | [18 empty] | N | No
PJM |  |  | 9/8/2021 | [7 empty] | Solar |  |  |  | 7.2 |  |  |  |  | 12 | [7 empty] | Fayette | PA |  |  | Bethelboro 25 kV-3 |  | 12/31/2024 |  | In Progress | [6 empty] | APS | [23 empty] | AH1-209 | [5 empty] | Generation Interconnection | [7 empty] | Active | 12 |  | Capacity | [18 empty] | N | No
PJM |  |  | 9/8/2021 | [7 empty] | Solar |  |  |  | 7.2 |  |  |  |  | 12 | [7 empty] | Fayette | PA |  |  | Bethelboro 25 kV-4 |  | 12/31/2024 |  | In Progress | [6 empty] | APS | [23 empty] | AH1-210 | [5 empty] | Generation Interconnection | [7 empty] | Active | 12 |  | Capacity | [18 empty] | N | No
PJM |  |  | 9/8/2021 | [7 empty] | Solar |  |  |  | 7.2 |  |  |  |  | 12 | [7 empty] | Fayette | PA |  |  | Bethelboro 25 kV-5 |  | 12/31/2024 |  | In Progress | [6 empty] | APS | [23 empty] | AH1-211 | [5 empty] | Generation Interconnection | [7 empty] | Active | 12 |  | Capacity | [18 empty] | N | No
PJM |  |  | 9/7/2021 | [7 empty] | Solar |  |  |  | 12 |  |  |  |  | 20 | [7 empty] | Cambria | PA |  |  | Bethlehem - Lilly 46 kV |  | 12/31/2022 |  | In Progress | [6 empty] | PENELEC | [23 empty] | AH1-212 | [5 empty] | Generation Interconnection | [7 empty] | Active | 20 |  | Capacity | [18 empty] | N | No
PJM |  |  | 9/9/2021 | [7 empty] | Solar; Storage |  |  |  | 18.9 |  |  |  |  | 31.5 | [7 empty] | Charlotte | VA |  |  | Central VA-Twitty 115 kV |  | 2/1/2025 |  | In Progress | [6 empty] | Dominion | [23 empty] | AH1-215 | [5 empty] | Generation Interconnection | [7 empty] | Active | 31.5 |  | Capacity | [18 empty] | N | No
PJM |  |  | 9/8/2021 | [7 empty] | Solar; Storage |  |  |  | 79.2 |  |  |  |  | 132 | [7 empty] | Isle of Wight | VA |  |  | Smithfield-Surry 230 kV |  | 2/1/2025 |  | In Progress | [6 empty] | Dominion | [23 empty] | AH1-216 | [5 empty] | Generation Interconnection | [7 empty] | Active | 132 |  | Capacity | [18 empty] | N | No
PJM |  |  | 9/9/2021 | [7 empty] | Solar; Storage |  |  |  | 34.2 |  |  |  |  | 57 | [7 empty] | Fluvanna | VA |  |  | Kidds Store - Fork Union 115 kV II |  | 2/1/2025 |  | In Progress | [6 empty] | Dominion | [23 empty] | AH1-217 | [5 empty] | Generation Interconnection | [7 empty] | Active | 57 |  | Capacity | [18 empty] | N | No
PJM |  |  | 9/8/2021 | [7 empty] | Storage |  |  |  | 60 |  |  |  |  | 0 | [7 empty] | Fauquier | VA |  |  | Remington CT 230 kV |  | 12/1/2023 |  | In Progress | [6 empty] | Dominion | [23 empty] | AH1-220 | [5 empty] | Generation Interconnection | [7 empty] | Active | 100 |  | Capacity | [18 empty] | N | No
PJM |  |  | 9/8/2021 | [7 empty] | Storage |  |  |  | 45 |  |  |  |  | 0 | [7 empty] | Brunswick | VA |  |  | Heritage 500 kV |  | 12/1/2023 |  | In Progress | [6 empty] | Dominion | [23 empty] | AH1-221 | [5 empty] | Generation Interconnection | [7 empty] | Active | 75 |  | Capacity | [18 empty] | N | No
PJM |  |  | 9/8/2021 | [7 empty] | Storage |  |  |  | 30 |  |  |  |  | 0 | [7 empty] | Caroline | VA |  |  | Ladysmith CT 230 kV |  | 12/1/2023 |  | In Progress | [6 empty] | Dominion | [23 empty] | AH1-222 | [5 empty] | Generation Interconnection | [7 empty] | Active | 50 |  | Capacity | [18 empty] | N | No
PJM |  |  | 9/8/2021 | [7 empty] | Storage |  |  |  | 20 |  |  |  |  | 0 | [7 empty] | Loudoun | VA |  |  | Poland Rd-Runway DP 230 kV |  | 12/1/2023 |  | In Progress | [6 empty] | Dominion | [23 empty] | AH1-223 | [5 empty] | Generation Interconnection | [7 empty] | Active | 50 |  | Capacity | [18 empty] | N | No
PJM |  |  | 9/8/2021 | [7 empty] | Solar |  |  |  | 18 |  |  |  |  | 30 | [7 empty] | Wayne | OH |  |  | Wood Solar 69 kV |  | 8/31/2023 |  | In Progress | [6 empty] | AEP | [23 empty] | AH1-225 | [5 empty] | Generation Interconnection | [7 empty] | Active | 30 |  | Capacity | [18 empty] | N | No
PJM |  |  | 9/8/2021 | [7 empty] | Solar |  |  |  | 69 |  |  |  |  | 115 | [7 empty] | City of Emporia | VA |  |  | Clubhouse - Sapony 230 kV |  | 12/1/2025 |  | In Progress | [6 empty] | Dominion | [23 empty] | AH1-226 | [5 empty] | Generation Interconnection | [7 empty] | Active | 115 |  | Capacity | [18 empty] | N | No
PJM |  |  | 9/8/2021 | [7 empty] | Solar |  |  |  | 30.78 |  |  |  |  | 51.8 | [7 empty] | Wise | VA |  |  | Flemming - Fremont 69 kV |  | 12/1/2025 |  | In Progress | [6 empty] | AEP | [23 empty] | AH1-227 | [5 empty] | Generation Interconnection | [7 empty] | Active | 51.8 |  | Capacity | [18 empty] | N | No
PJM |  |  | 9/8/2021 | [7 empty] | Natural Gas |  |  |  | 18 |  |  |  |  | 18 | [7 empty] | Fauquier | VA |  |  | Marsh Run 230kV |  | 10/1/2024 |  | In Progress | [6 empty] | Dominion | [23 empty] | AH1-228 | [5 empty] | Generation Interconnection | [7 empty] | Active | 615 |  | Capacity | [18 empty] | N | No
PJM |  |  | 9/8/2021 | [7 empty] | Natural Gas |  |  |  | 6 |  |  |  |  | 6 | [7 empty] | Louisa | VA |  |  | Louisa 230kV |  | 4/1/2025 |  | In Progress | [6 empty] | Dominion | [23 empty] | AH1-229 | [5 empty] | Generation Interconnection | [7 empty] | Active | 564 |  | Capacity | [18 empty] | N | No
PJM |  |  | 9/9/2021 | [7 empty] | Solar |  |  |  | 12 |  |  |  |  | 20 | [7 empty] | Tioga | PA |  |  | Sabinsville 34.5kV |  | 6/1/2025 |  | In Progress | [6 empty] | PENELEC | [23 empty] | AH1-230 | [5 empty] | Generation Interconnection | [7 empty] | Active | 20 |  | Capacity | [18 empty] | N | No
PJM |  |  | 9/8/2021 | [7 empty] | Storage |  |  |  | 28.8 |  |  |  |  | 28.8 | [7 empty] | New Kent | VA |  |  | Lanexa 230kV |  | 12/31/2025 |  | In Progress | [6 empty] | Dominion | [23 empty] | AH1-231 | [5 empty] | Generation Interconnection | [7 empty] | Active | 28.8 |  | Capacity | [18 empty] | N | No
PJM |  |  | 9/10/2021 | [7 empty] | Solar |  |  |  | 105 |  |  |  |  | 175 | [7 empty] | Winnebago | IL |  |  | Wempletown 138 kV |  | 7/31/2025 |  | In Progress | [6 empty] | ComEd | [23 empty] | AH1-232 | [5 empty] | Generation Interconnection | [7 empty] | Active | 175 |  | Capacity | [18 empty] | N | No
PJM |  |  | 9/10/2021 | [7 empty] | Storage |  |  |  | 70 |  |  |  |  | 0 | [7 empty] | Winnebago | IL |  |  | Wempletown 138 kV |  | 7/31/2025 |  | In Progress | [6 empty] | ComEd | [23 empty] | AH1-233 | [5 empty] | Generation Interconnection | [7 empty] | Active | 175 |  | Capacity | [18 empty] | N | No
PJM |  |  | 9/10/2021 | [7 empty] | Solar |  |  |  | 149.5 |  |  |  |  | 224 | [7 empty] | Winnebago | IL |  |  | Wempletown 345 kV |  | 11/21/2025 |  | In Progress | [6 empty] | ComEd | [23 empty] | AH1-234 | [5 empty] | Generation Interconnection | [7 empty] | Active | 224 |  | Capacity | [18 empty] | N | No
PJM |  |  | 9/10/2021 | [7 empty] | Solar |  |  |  | 0 |  |  |  |  | 8 | [7 empty] | Harrison | OH |  |  | Kilgore Compressor Facility 138 kV |  | 12/25/2023 |  | In Progress | [6 empty] | AEP | [23 empty] | AH1-235 | [5 empty] | Generation Interconnection | [7 empty] | Active | 8 |  | Energy | [18 empty] | N | No
PJM |  |  | 9/9/2021 | [7 empty] | Solar |  |  |  | 0 |  |  |  |  | 8 | [7 empty] | Carroll | OH |  |  | Bane 69 kV |  | 12/31/2023 |  | In Progress | [6 empty] | AEP | [23 empty] | AH1-236 | [5 empty] | Generation Interconnection | [7 empty] | Active | 8 |  | Energy | [18 empty] | N | No
PJM |  |  | 9/9/2021 | [7 empty] | Solar |  |  |  | 78 |  |  |  |  | 130 | [7 empty] | Caroline | VA |  |  | Ladysmith- Elmont 230kV |  | 12/31/2024 |  | In Progress | [6 empty] | Dominion | [23 empty] | AH1-237 | [5 empty] | Generation Interconnection | [7 empty] | Active | 130 |  | Capacity | [18 empty] | N | No
PJM |  |  | 9/9/2021 | [7 empty] | Storage |  |  |  | 50 |  |  |  |  | 50 | [7 empty] | Caroline | VA |  |  | Ladysmith- Elmont 230kV |  | 12/31/2024 |  | In Progress | [6 empty] | Dominion | [23 empty] | AH1-238 | [5 empty] | Generation Interconnection | [7 empty] | Active | 180 |  | Capacity | [18 empty] | N | No
PJM |  |  | 9/9/2021 | [7 empty] | Solar |  |  |  | 48 |  |  |  |  | 80 | [7 empty] | Boone | KY |  |  | Upchurch - Zula 69 kV |  | 12/31/2024 |  | In Progress | [6 empty] | EKPC | [23 empty] | AH1-239 | [5 empty] | Generation Interconnection | [7 empty] | Active | 80 |  | Capacity | [18 empty] | N | No
PJM |  |  | 9/9/2021 | [7 empty] | Solar |  |  |  | 120 |  |  |  |  | 200 | [7 empty] | Boone | KY |  |  | Wayne County 161 kV |  | 12/31/2024 |  | In Progress | [6 empty] | EKPC | [23 empty] | AH1-240 | [5 empty] | Generation Interconnection | [7 empty] | Active | 200 |  | Capacity | [18 empty] | N | No
PJM |  |  | 9/9/2021 | [7 empty] | Solar |  |  |  | 60 |  |  |  |  | 100 | [7 empty] | Cumberland | VA |  |  | Cobbs Creek - James River Industrial 115kV |  | 12/31/2024 |  | In Progress | [6 empty] | Dominion | [23 empty] | AH1-241 | [5 empty] | Generation Interconnection | [7 empty] | Active | 100 |  | Capacity | [18 empty] | N | No
PJM |  |  | 9/9/2021 | [7 empty] | Solar |  |  |  | 18 |  |  |  |  | 30 | [7 empty] | Clarion | PA |  |  | New Bethlehem-Armstrong 138kV |  | 12/31/2024 |  | In Progress | [6 empty] | APS | [23 empty] | AH1-242 | [5 empty] | Generation Interconnection | [7 empty] | Active | 30 |  | Capacity | [18 empty] | N | No
PJM |  |  | 9/9/2021 | [7 empty] | Solar |  |  |  | 18 |  |  |  |  | 30 | [7 empty] | Clarion | PA |  |  | New Bethlehem – Armstrong 138kV |  | 12/31/2024 |  | In Progress | [6 empty] | APS | [23 empty] | AH1-243 | [5 empty] | Generation Interconnection | [7 empty] | Active | 60 |  | Capacity | [18 empty] | N | No
PJM |  |  | 9/9/2021 | [7 empty] | Storage |  |  |  | 80 |  |  |  |  | 80 | [7 empty] | Fayette | PA |  |  | Yukon-Bethelboro 138kV |  | 12/31/2024 |  | In Progress | [6 empty] | APS | [23 empty] | AH1-244 | [5 empty] | Generation Interconnection | [7 empty] | Active | 80 |  | Capacity | [18 empty] | N | No
PJM |  |  | 9/9/2021 | [7 empty] | Storage |  |  |  | 80 |  |  |  |  | 80 | [7 empty] | Fayette | PA |  |  | Yukon-Bethelboro 138kV |  | 12/31/2024 |  | In Progress | [6 empty] | APS | [23 empty] | AH1-245 | [5 empty] | Generation Interconnection | [7 empty] | Active | 160 |  | Capacity | [18 empty] | N | No
PJM |  |  | 9/9/2021 | [7 empty] | Solar |  |  |  | 48 |  |  |  |  | 80 | [7 empty] | Bedford | PA |  |  | Osterberg 115kV |  | 12/31/2024 |  | In Progress | [6 empty] | PENELEC | [23 empty] | AH1-246 | [5 empty] | Generation Interconnection | [7 empty] | Active | 80 |  | Capacity | [18 empty] | N | No
PJM |  |  | 9/9/2021 | [7 empty] | Solar |  |  |  | 24 |  |  |  |  | 40 | [7 empty] | Fayette | PA |  |  | Lardin - Lake Lynn 138kV |  | 12/31/2024 |  | In Progress | [6 empty] | APS | [23 empty] | AH1-247 | [5 empty] | Generation Interconnection | [7 empty] | Active | 40 |  | Capacity | [18 empty] | N | No
PJM |  |  | 9/9/2021 | [7 empty] | Solar |  |  |  | 15 |  |  |  |  | 25 | [7 empty] | Fayette | PA |  |  | Lardin - Lake Lynn 138kV |  | 12/31/2024 |  | In Progress | [6 empty] | APS | [23 empty] | AH1-248 | [5 empty] | Generation Interconnection | [7 empty] | Active | 65 |  | Capacity | [18 empty] | N | No
PJM |  |  | 9/9/2021 | [7 empty] | Storage |  |  |  | 80 |  |  |  |  | 80 | [7 empty] | Fayette | PA |  |  | Lardin – Lake Lynn 138kV |  | 12/31/2024 |  | In Progress | [6 empty] | APS | [23 empty] | AH1-249 | [5 empty] | Generation Interconnection | [7 empty] | Active | 145 |  | Capacity | [18 empty] | N | No
PJM |  |  | 9/9/2021 | [7 empty] | Storage |  |  |  | 50 |  |  |  |  | 50 | [7 empty] | Spotsylvania | VA |  |  | Todds Tavern- Spotsylvania/Goldsdale 115kV |  | 12/31/2024 |  | In Progress | [6 empty] | Dominion | [23 empty] | AH1-251 | [5 empty] | Generation Interconnection | [7 empty] | Active | 50 |  | Capacity | [18 empty] | N | No
PJM |  |  | 9/9/2021 | [7 empty] | Storage |  |  |  | 100 |  |  |  |  | 100 | [7 empty] | Barbour | WV |  |  | Wharton - Sundial 138 kV |  | 12/31/2024 |  | In Progress | [6 empty] | AEP | [23 empty] | AH1-252 | [5 empty] | Generation Interconnection | [7 empty] | Active | 100 |  | Capacity | [18 empty] | N | No
PJM |  |  | 9/9/2021 | [7 empty] | Solar |  |  |  | 9.3 |  |  |  |  | 15.5 | [7 empty] | Queen Anne's | MD |  |  | Price 69kV |  | 10/1/2024 |  | In Progress | [6 empty] | DPL | [23 empty] | AH1-253 | [5 empty] | Generation Interconnection | [7 empty] | Active | 15.5 |  | Capacity | [18 empty] | N | No
PJM |  |  | 9/10/2021 | [7 empty] | Wind |  |  |  | 36.538 |  |  |  |  | 207.6 | [7 empty] | Barbour | WV |  |  | Greenland Gap 500 kV II |  | 7/31/2025 |  | In Progress | [6 empty] | APS | [23 empty] | AH1-254 | [5 empty] | Generation Interconnection | [7 empty] | Active | 471.6 |  | Capacity | [18 empty] | N | No
PJM |  |  | 9/9/2021 | [7 empty] | Storage |  |  |  | 240 |  |  |  |  | 240 | [7 empty] | Grant | WV |  |  | Greenland Gap III |  | 7/31/2025 |  | In Progress | [6 empty] | APS | [23 empty] | AH1-255 | [5 empty] | Generation Interconnection | [7 empty] | Active | 711.6 |  | Capacity | [18 empty] | N | No
PJM |  |  | 9/9/2021 | [7 empty] | Storage |  |  |  | 240 |  |  |  |  | 240 | [7 empty] | Grant | WV |  |  | Greeland Gap 500 kV IV |  | 7/31/2025 |  | In Progress | [6 empty] | APS | [23 empty] | AH1-256 | [5 empty] | Generation Interconnection | [7 empty] | Active | 951.6 |  | Capacity | [18 empty] | N | No
PJM |  |  | 9/9/2021 | [7 empty] | Solar |  |  |  | 8.085 |  |  |  |  | 19.25 | [7 empty] | Warren | NJ |  |  | Broadway - RichLine Hill Solar 34.5 kV |  | 12/23/2022 |  | In Progress | [6 empty] | JCPL | [23 empty] | AH1-257 | [5 empty] | Generation Interconnection | [7 empty] | Active | 19.25 |  | Capacity | [18 empty] | N | No
PJM |  |  | 9/10/2021 | [7 empty] | Solar |  |  |  | 8.085 |  |  |  |  | 19.25 | [7 empty] | Monmouth | NJ |  |  | Belford - Keansburg 34.5 kV |  | 12/23/2022 |  | In Progress | [6 empty] | JCPL | [23 empty] | AH1-258 | [5 empty] | Generation Interconnection | [7 empty] | Active | 19.25 |  | Capacity | [18 empty] | N | No
PJM |  |  | 9/9/2021 | [7 empty] | Storage |  |  |  | 35 |  |  |  |  | 35 | [7 empty] | Chesterfield | VA |  |  | Chesterfield- Centralia 115kV |  | 12/31/2025 |  | In Progress | [6 empty] | Dominion | [23 empty] | AH1-259 | [5 empty] | Generation Interconnection | [7 empty] | Active | 35 |  | Capacity | [18 empty] | N | No
PJM |  |  | 9/10/2021 | [7 empty] | Storage |  |  |  | 300 |  |  |  |  | 300 | [7 empty] | Camden | NJ |  |  | New Freedom 230 kV |  | 6/30/2025 |  | In Progress | [6 empty] | PSEG | [23 empty] | AH1-260 | [5 empty] | Generation Interconnection | [7 empty] | Active | 300 |  | Capacity | [18 empty] | N | No
PJM |  |  | 9/10/2021 | [7 empty] | Storage |  |  |  | 135 |  |  |  |  | 135 | [7 empty] | Baltimore County | MD |  |  | East Point - Golden Ring 115kV |  | 6/30/2025 |  | In Progress | [6 empty] | BGE | [23 empty] | AH1-261 | [5 empty] | Generation Interconnection | [7 empty] | Active | 135 |  | Capacity | [18 empty] | N | No
PJM |  |  | 9/9/2021 | [7 empty] | Storage |  |  |  | 60 |  |  |  |  | 0 | [7 empty] | City of Chesapeake | VA |  |  | Deep Creek 115 kV |  | 11/30/2023 |  | In Progress | [6 empty] | Dominion | [23 empty] | AH1-262 | [5 empty] | Generation Interconnection | [7 empty] | Active | 100 |  | Capacity | [18 empty] | N | No
PJM |  |  | 9/9/2021 | [7 empty] | Storage |  |  |  | 200 |  |  |  |  | 200 | [7 empty] | Spotsylvania | VA |  |  | Chancellor 115 kV |  | 6/30/2025 |  | In Progress | [6 empty] | Dominion | [23 empty] | AH1-263 | [5 empty] | Generation Interconnection | [7 empty] | Active | 200 |  | Capacity | [18 empty] | N | No
PJM |  |  | 9/9/2021 | [7 empty] | Storage |  |  |  | 50 |  |  |  |  | 50 | [7 empty] | City of Suffolk | VA |  |  | Suffolk- Sunbury 230kV |  | 12/31/2025 |  | In Progress | [6 empty] | Dominion | [23 empty] | AH1-264 | [5 empty] | Generation Interconnection | [7 empty] | Active | 50 |  | Capacity | [18 empty] | N | No
PJM |  |  | 9/10/2021 | [7 empty] | Solar |  |  |  | 12.35 |  |  |  |  | 29.4 | [7 empty] | Camden | NJ |  |  | TBD 69kV |  | 12/23/2022 |  | In Progress | [6 empty] | AEC | [23 empty] | AH1-265 | [5 empty] | Generation Interconnection | [7 empty] | Active | 29.4 |  | Capacity | [18 empty] | N | No
PJM |  |  | 9/9/2021 | [7 empty] | Solar |  |  |  | 60 |  |  |  |  | 100 | [7 empty] | Greensville | VA |  |  | Clubhouse – Lakeview 230 kV |  | 12/31/2025 |  | In Progress | [6 empty] | Dominion | [23 empty] | AH1-266 | [5 empty] | Generation Interconnection | [7 empty] | Active | 100 |  | Capacity | [18 empty] | N | No
PJM |  |  | 9/9/2021 | [7 empty] | Solar |  |  |  | 72 |  |  |  |  | 120 | [7 empty] | King and Queen | VA |  |  | Papermill IND – Harmony Village 230 kV |  | 12/31/2025 |  | In Progress | [6 empty] | Dominion | [23 empty] | AH1-267 | [5 empty] | Generation Interconnection | [7 empty] | Active | 120 |  | Capacity | [18 empty] | N | No
PJM |  |  | 9/9/2021 | [7 empty] | Storage |  |  |  | 36.6 |  |  |  |  | 0 | [7 empty] | Indiana | PA |  |  | Seward-Glory 115 kV II |  | 12/31/2024 |  | In Progress | [6 empty] | PENELEC | [23 empty] | AH1-268 | [5 empty] | Generation Interconnection | [7 empty] | Active | 100 |  | Capacity | [18 empty] | N | No
PJM |  |  | 9/9/2021 | [7 empty] | Storage |  |  |  | 50 |  |  |  |  | 50 | [7 empty] | Pulaski | VA |  |  | Claytor 138 kV |  | 12/31/2025 |  | In Progress | [6 empty] | AEP | [23 empty] | AH1-269 | [5 empty] | Generation Interconnection | [7 empty] | Active | 50 |  | Capacity | [18 empty] | N | No
PJM |  |  | 9/9/2021 | [7 empty] | Solar |  |  |  | 51 |  |  |  |  | 85 | [7 empty] | Franklin | OH |  |  | Hayden 345 kV |  | 12/1/2023 |  | In Progress | [6 empty] | AEP | [23 empty] | AH1-270 | [5 empty] | Generation Interconnection | [7 empty] | Active | 85 |  | Capacity | [18 empty] | N | No
PJM |  |  | 9/9/2021 | [7 empty] | Solar |  |  |  | 24 |  |  |  |  | 40 | [7 empty] | Bertie | NC |  |  | Cashie 230 kV |  | 9/20/2024 |  | In Progress | [6 empty] | Dominion | [23 empty] | AH1-271 | [5 empty] | Generation Interconnection | [7 empty] | Active | 110 |  | Capacity | [18 empty] | N | No
PJM |  |  | 9/10/2021 | [7 empty] | Solar |  |  |  | 180 |  |  |  |  | 300 | [7 empty] | Van Buren | MI |  |  | Argenta - Twin Branch 345 kV |  | 5/1/2025 |  | In Progress | [6 empty] | AEP | [23 empty] | AH1-272 | [5 empty] | Generation Interconnection | [7 empty] | Active | 300 |  | Capacity | [18 empty] | N | No
PJM |  |  | 9/10/2021 | [7 empty] | Solar |  |  |  | 96 |  |  |  |  | 160 | [7 empty] | Brown | OH |  |  | Brown - Eastwood 138 kV |  | 9/26/2025 |  | In Progress | [6 empty] | DEOK | [23 empty] | AH1-273 | [5 empty] | Generation Interconnection | [7 empty] | Active | 160 |  | Capacity | [18 empty] | N | No
PJM |  |  | 9/9/2021 | [7 empty] | Solar |  |  |  | 7.014 |  |  |  |  | 16.7 | [7 empty] | Gloucester | NJ |  |  | Monroe – North Central 69kV |  | 12/23/2022 |  | In Progress | [6 empty] | AEC | [23 empty] | AH1-274 | [5 empty] | Generation Interconnection | [7 empty] | Active | 16.7 |  | Capacity | [18 empty] | N | No
PJM |  |  | 9/10/2021 | [7 empty] | Solar |  |  |  | 0 |  |  |  |  | 2 | [11 empty] | Chippewa D557 8.32 kV |  | 11/1/2023 |  | In Progress | [6 empty] | ATSI | [23 empty] | AH1-275 | [5 empty] | Generation Interconnection | [7 empty] | Active | 2 |  | Energy | [18 empty] | Y | No
PJM |  |  | 9/10/2021 | [7 empty] | Offshore Wind |  |  |  | 279 |  |  |  |  | 1035 | [7 empty] | Sussex | DE |  |  | Indian River 230kV |  | 10/31/2027 |  | In Progress | [6 empty] | DPL | [23 empty] | AH1-277 | [5 empty] | Generation Interconnection | [7 empty] | Active | 1035 |  | Capacity | [18 empty] | N | No
PJM |  |  | 9/10/2021 | [7 empty] | Offshore Wind |  |  |  | 279 |  |  |  |  | 1035 | [7 empty] | Sussex | DE |  |  | Milford - Indian River/Cool Springs 230kV |  | 10/31/2027 |  | In Progress | [6 empty] | DPL | [23 empty] | AH1-278 | [5 empty] | Generation Interconnection | [7 empty] | Active | 1035 |  | Capacity | [18 empty] | N | No
PJM |  |  | 9/9/2021 | [7 empty] | Solar |  |  |  | 30 |  |  |  |  | 50 | [7 empty] | Isle of Wight | VA |  |  | Poolesville - Winchester 230 kV |  | 12/12/2023 |  | In Progress | [6 empty] | Dominion | [23 empty] | AH1-279 | [5 empty] | Generation Interconnection | [7 empty] | Active | 104 |  | Capacity | [18 empty] | N | No
PJM |  |  | 9/9/2021 | [7 empty] | Solar |  |  |  | 12 |  |  |  |  | 20 | [7 empty] | Amelia | VA |  |  | Jetersville-Ponton 115 kV |  | 12/12/2023 |  | In Progress | [6 empty] | Dominion | [23 empty] | AH1-280 | [5 empty] | Generation Interconnection | [7 empty] | Active | 106 |  | Capacity | [18 empty] | N | No
PJM |  |  | 9/9/2021 | [7 empty] | Solar |  |  |  | 12 |  |  |  |  | 20 | [7 empty] | Nelson | KY |  |  | Bluegrass Parkway Tap - Woodlawn 69 kV |  | 6/7/2024 |  | In Progress | [6 empty] | EKPC | [23 empty] | AH1-281 | [5 empty] | Generation Interconnection | [7 empty] | Active | 20 |  | Capacity | [18 empty] | N | No
PJM |  |  | 9/9/2021 | [7 empty] | Solar |  |  |  | 90 |  |  |  |  | 150 | [7 empty] | Morrow | OH |  |  | Galion - Ohio Central 345 kV |  | 5/1/2025 |  | In Progress | [6 empty] | AEP | [23 empty] | AH1-282 | [5 empty] | Generation Interconnection | [7 empty] | Active | 150 |  | Capacity | [18 empty] | N | No
PJM |  |  | 9/9/2021 | [7 empty] | Solar |  |  |  | 120 |  |  |  |  | 200 | [7 empty] | Garrett | MD |  |  | Mount Storm-Pruntytown 500kV |  | 10/31/2024 |  | In Progress | [6 empty] | APS | [23 empty] | AH1-283 | [5 empty] | Generation Interconnection | [7 empty] | Active | 200 |  | Capacity | [18 empty] | N | No
PJM |  |  | 9/10/2021 | [7 empty] | Solar |  |  |  | 0 |  |  |  |  | 2 | [7 empty] | Adams | PA |  |  | West Willow 12 kV |  | 12/31/2023 |  | In Progress | [6 empty] | PPL | [23 empty] | AH1-284 | [5 empty] | Generation Interconnection | [7 empty] | Active | 2 |  | Energy | [18 empty] | Y | No
PJM |  |  | 9/9/2021 | [7 empty] | Solar |  |  |  | 51.6 |  |  |  |  | 86 | [7 empty] | DeKalb | IL |  |  | Sandwich 34.5 kV |  | 12/31/2025 |  | In Progress | [6 empty] | ComEd | [23 empty] | AH1-285 | [5 empty] | Generation Interconnection | [7 empty] | Active | 86 |  | Capacity | [18 empty] | N | No
PJM |  |  | 9/10/2021 | [7 empty] | Solar |  |  |  | 0 |  |  |  |  | 3 | [7 empty] | Preston | WV |  |  | Bradford North 34.5kV |  | 11/1/2023 |  | In Progress | [6 empty] | PENELEC | [23 empty] | AH1-286 | [5 empty] | Generation Interconnection | [7 empty] | Active | 3 |  | Energy | [18 empty] | Y | No
PJM |  |  | 9/10/2021 | [7 empty] | Solar |  |  |  | 0 |  |  |  |  | 4.99 | [7 empty] | Madison | OH |  |  | Houseville – Cooperstown 25 kV |  | 11/1/2023 |  | In Progress | [6 empty] | APS | [23 empty] | AH1-287 | [5 empty] | Generation Interconnection | [7 empty] | Active | 4.99 |  | Energy | [18 empty] | Y | No
PJM |  |  | 9/9/2021 | [7 empty] | Storage |  |  |  | 43.2 |  |  |  |  | 43.2 | [7 empty] | Charles City | VA |  |  | Chickahominy 230kV |  | 12/31/2025 |  | In Progress | [6 empty] | Dominion | [23 empty] | AH1-288 | [5 empty] | Generation Interconnection | [7 empty] | Active | 43.2 |  | Capacity | [18 empty] | N | No
PJM |  |  | 9/9/2021 | [7 empty] | Wind |  |  |  | 52.8 |  |  |  |  | 300 | [7 empty] | Vermillion | IN |  |  | Eugene 345 kV |  | 5/1/2028 |  | In Progress | [6 empty] | AEP | [23 empty] | AH1-289 | [5 empty] | Generation Interconnection | [7 empty] | Active | 300 |  | Capacity | [18 empty] | N | No
PJM |  |  | 9/9/2021 | [7 empty] | Solar |  |  |  | 8.085 |  |  |  |  | 19.25 | [7 empty] | Warren | NJ |  |  | BASF - Washburn Solar 34.5 kV |  | 9/9/2022 |  | In Progress | [6 empty] | JCPL | [23 empty] | AH1-290 | [5 empty] | Generation Interconnection | [7 empty] | Active | 19.25 |  | Capacity | [18 empty] | N | No
PJM |  |  | 9/10/2021 | [7 empty] | Solar |  |  |  | 111 |  |  |  |  | 185 | [7 empty] | Huntington | IN |  |  | Rock Creek 138 kV |  | 12/31/2025 |  | In Progress | [6 empty] | AEP | [23 empty] | AH1-291 | [5 empty] | Generation Interconnection | [7 empty] | Active | 185 |  | Capacity | [18 empty] | N | No
PJM |  |  | 9/10/2021 | [7 empty] | Solar |  |  |  | 44 |  |  |  |  | 0 | [7 empty] | Sullivan | IN |  |  | Sullivan 345 kV |  | 12/31/2023 |  | In Progress | [6 empty] | AEP | [23 empty] | AH1-292 | [5 empty] | Generation Interconnection | [7 empty] | Active | 200 |  | Capacity | [18 empty] | N | No
PJM |  |  | 9/11/2021 | [7 empty] | Solar |  |  |  | 26.4 |  |  |  |  | 0 | [7 empty] | Madison | IN |  |  | Makahoy 138 kV |  | 12/31/2023 |  | In Progress | [6 empty] | AEP | [23 empty] | AH1-293 | [5 empty] | Generation Interconnection | [7 empty] | Active | 120 |  | Capacity | [18 empty] | N | No
PJM |  |  | 9/11/2021 | [7 empty] | Solar |  |  |  | 60 |  |  |  |  | 100 | [7 empty] | McLean | IL |  |  | Mclean 345 kV |  | 12/31/2025 |  | In Progress | [6 empty] | ComEd | [23 empty] | AH1-294 | [5 empty] | Generation Interconnection | [7 empty] | Active | 600 |  | Capacity | [18 empty] | N | No
PJM |  |  | 9/10/2021 | [7 empty] | Wind |  |  |  | 35.2 |  |  |  |  | 200 | [7 empty] | McLean | IL |  |  | Brokaw to Mt Pulaski 345 kV |  | 12/31/2025 |  | In Progress | [6 empty] | ComEd | [23 empty] | AH1-295 | [5 empty] | Generation Interconnection | [7 empty] | Active | 200 |  | Capacity | [18 empty] | N | No
PJM |  |  | 9/10/2021 | [7 empty] | Storage |  |  |  | 60 |  |  |  |  | 60 | [7 empty] | Logan | IL |  |  | Lanesville-Brokaw 345 kV |  | 12/31/2025 |  | In Progress | [6 empty] | ComEd | [23 empty] | AH1-296 | [5 empty] | Generation Interconnection | [7 empty] | Active | 660 |  | Capacity | [18 empty] | N | No
PJM |  |  | 9/10/2021 | [7 empty] | Wind |  |  |  | 26 |  |  |  |  | 200 | [7 empty] | Stark | IL |  |  | Kewanee - E.D. Edwards 138 kV |  | 12/31/2025 |  | In Progress | [6 empty] | ComEd | [23 empty] | AH1-297 | [5 empty] | Generation Interconnection | [7 empty] | Active | 200 |  | Capacity | [18 empty] | N | No
PJM |  |  | 9/14/2021 | [7 empty] | Storage |  |  |  | 75 |  |  |  |  | 75 | [7 empty] | Whitley | IN |  |  | Twin Branch - Meridian 345 kV |  | 12/31/2025 |  | In Progress | [6 empty] | AEP | [23 empty] | AH1-298 | [5 empty] | Generation Interconnection | [7 empty] | Active | 275 |  | Capacity | [18 empty] | N | No
PJM |  |  | 9/10/2021 | [7 empty] | Storage |  |  |  | 50 |  |  |  |  | 50 | [7 empty] | Allen | IN |  |  | Hacienda 138 kV |  | 12/31/2025 |  | In Progress | [6 empty] | AEP | [23 empty] | AH1-300 | [5 empty] | Generation Interconnection | [7 empty] | Active | 50 |  | Capacity | [18 empty] | N | No
PJM |  |  | 9/10/2021 | [7 empty] | Storage |  |  |  | 100 |  |  |  |  | 100 | [7 empty] | Allen | IN |  |  | Milan 138 kV |  | 12/31/2025 |  | In Progress | [6 empty] | AEP | [23 empty] | AH1-301 | [5 empty] | Generation Interconnection | [7 empty] | Active | 100 |  | Capacity | [18 empty] | N | No
PJM |  |  | 9/10/2021 | [7 empty] | Storage |  |  |  | 75 |  |  |  |  | 75 | [7 empty] | Pulaski | IN |  |  | Olive - Reynolds 345 kV |  | 12/31/2025 |  | In Progress | [6 empty] | AEP | [23 empty] | AH1-302 | [5 empty] | Generation Interconnection | [7 empty] | Active | 275 |  | Capacity | [18 empty] | N | No
PJM |  |  | 9/10/2021 | [7 empty] | Storage |  |  |  | 75 |  |  |  |  | 75 | [7 empty] | Vermillion | IN |  |  | Sullivan - Dequine 345 kV |  | 12/31/2025 |  | In Progress | [6 empty] | AEP | [23 empty] | AH1-303 | [5 empty] | Generation Interconnection | [7 empty] | Active | 275 |  | Capacity | [18 empty] | N | No
PJM |  |  | 9/11/2021 | [7 empty] | Solar |  |  |  | 9.8 |  |  |  |  | 0 | [7 empty] | Delaware | IN |  |  | Delaware-Van Buren 138 kV |  | 12/31/2023 |  | In Progress | [6 empty] | AEP | [23 empty] | AH1-304 | [5 empty] | Generation Interconnection | [7 empty] | Active | 163 |  | Capacity | [18 empty] | N | No
PJM |  |  | 9/10/2021 | [7 empty] | Solar |  |  |  | 35.72 |  |  |  |  | 0 | [7 empty] | Pulaski | IN |  |  | Olive - Reynolds 345 kV |  | 12/31/2023 |  | In Progress | [6 empty] | AEP | [23 empty] | AH1-305 | [5 empty] | Generation Interconnection | [7 empty] | Active | 275 |  | Capacity | [18 empty] | N | No
PJM |  |  | 9/11/2021 | [7 empty] | Solar |  |  |  | 28.8 |  |  |  |  | 0 | [7 empty] | Grant | IN |  |  | Mississinewa - Gaston 138 kV |  | 12/31/2023 |  | In Progress | [6 empty] | AEP | [23 empty] | AH1-306 | [5 empty] | Generation Interconnection | [7 empty] | Active | 160 |  | Capacity | [18 empty] | N | No
PJM |  |  | 9/11/2021 | [7 empty] | Storage |  |  |  | 50 |  |  |  |  | 50 | [7 empty] | Delaware | IN |  |  | Delaware-Van Buren 138 kV |  | 12/31/2025 |  | In Progress | [6 empty] | AEP | [23 empty] | AH1-307 | [5 empty] | Generation Interconnection | [7 empty] | Active | 213 |  | Capacity | [18 empty] | N | No
PJM |  |  | 9/10/2021 | [7 empty] | Storage |  |  |  | 50 |  |  |  |  | 50 | [7 empty] | Jay | IN |  |  | Pennville - Adams 138 kV |  | 12/31/2025 |  | In Progress | [6 empty] | AEP | [23 empty] | AH1-308 | [5 empty] | Generation Interconnection | [7 empty] | Active | 205 |  | Capacity | [18 empty] | N | No
PJM |  |  | 9/11/2021 | [7 empty] | Solar |  |  |  | 27 |  |  |  |  | 0 | [7 empty] | Cass | MI |  |  | Kenzie Creek-Colby 138 kV |  | 12/31/2023 |  | In Progress | [6 empty] | AEP | [23 empty] | AH1-309 | [5 empty] | Generation Interconnection | [7 empty] | Active | 150 |  | Capacity | [18 empty] | N | No
PJM |  |  | 9/10/2021 | [7 empty] | Solar |  |  |  | 60 |  |  |  |  | 100 | [7 empty] | Van Buren | MI |  |  | Colby - Valley 138 kV |  | 12/31/2025 |  | In Progress | [6 empty] | AEP | [23 empty] | AH1-310 | [5 empty] | Generation Interconnection | [7 empty] | Active | 100 |  | Capacity | [18 empty] | N | No
PJM |  |  | 9/10/2021 | [7 empty] | Solar |  |  |  | 2.25 |  |  |  |  | 0 | [7 empty] | Edgecombe | NC |  |  | Heartsease DP - Mayo Dunbar 115kV |  | 12/31/2023 |  | In Progress | [6 empty] | Dominion | [23 empty] | AH1-311 | [5 empty] | Generation Interconnection | [7 empty] | Active | 75 |  | Capacity | [18 empty] | N | No
PJM |  |  | 9/10/2021 | [7 empty] | Solar |  |  |  | 48 |  |  |  |  | 80 | [7 empty] | Edgecombe | NC |  |  | Shilo DP – Conetoe DP 115 kV |  | 12/31/2025 |  | In Progress | [6 empty] | Dominion | [23 empty] | AH1-312 | [5 empty] | Generation Interconnection | [7 empty] | Active | 80 |  | Capacity | [18 empty] | N | No
PJM |  |  | 9/10/2021 | [7 empty] | Solar; Storage |  |  |  | 60 |  |  |  |  | 100 | [7 empty] | Centre | PA |  |  | Moshannon-Milesburg 230 kV VII |  | 12/31/2025 |  | In Progress | [6 empty] | APS | [23 empty] | AH1-313 | [5 empty] | Generation Interconnection | [7 empty] | Active | 100 |  | Capacity | [18 empty] | N | No
PJM |  |  | 9/11/2021 | [7 empty] | Storage |  |  |  | 100 |  |  |  |  | 100 | [7 empty] | Pittsylvania | VA |  |  | East Danville 138 kV |  | 12/31/2025 |  | In Progress | [6 empty] | AEP | [23 empty] | AH1-314 | [5 empty] | Generation Interconnection | [7 empty] | Active | 100 |  | Capacity | [18 empty] | N | No
PJM |  |  | 9/11/2021 | [7 empty] | Solar |  |  |  | 4.4 |  |  |  |  | 0 | [7 empty] | Dorchester | MD |  |  | Todd 25kV |  | 12/31/2025 |  | In Progress | [6 empty] | DPL | [23 empty] | AH1-316 | [5 empty] | Generation Interconnection | [7 empty] | Active | 20 |  | Capacity | [18 empty] | N | No
PJM |  |  | 9/10/2021 | [7 empty] | Solar |  |  |  | 120 |  |  |  |  | 200 | [7 empty] | Madison | OH |  |  | Greene - Beatty 345 kV |  | 12/31/2025 |  | In Progress | [6 empty] | AEP | [23 empty] | AH1-317 | [5 empty] | Generation Interconnection | [7 empty] | Active | 200 |  | Capacity | [18 empty] | N | No
PJM |  |  | 9/11/2021 | [7 empty] | Storage |  |  |  | 60 |  |  |  |  | 60 | [7 empty] | Franklin | OH |  |  | Cole 345 kV |  | 12/31/2025 |  | In Progress | [6 empty] | AEP | [23 empty] | AH1-318 | [5 empty] | Generation Interconnection | [7 empty] | Active | 310 |  | Capacity | [18 empty] | N | No
PJM |  |  | 9/10/2021 | [7 empty] | Storage |  |  |  | 54 |  |  |  |  | 54 | [7 empty] | Clark | OH |  |  | East Springfield-London 138 kV II |  | 12/31/2025 |  | In Progress | [6 empty] | ATSI | [23 empty] | AH1-319 | [5 empty] | Generation Interconnection | [7 empty] | Active | 234 |  | Capacity | [18 empty] | N | No
PJM |  |  | 9/10/2021 | [7 empty] | Storage |  |  |  | 69 |  |  |  |  | 69 | [7 empty] | Logan | OH |  |  | Blue Jacket - Kirby 138 kV |  | 12/31/2025 |  | In Progress | [6 empty] | Dayton | [23 empty] | AH1-320 | [5 empty] | Generation Interconnection | [7 empty] | Active | 348.5 |  | Capacity | [18 empty] | N | No
PJM |  |  | 9/10/2021 | [7 empty] | Storage |  |  |  | 54 |  |  |  |  | 54 | [7 empty] | Miami | OH |  |  | Eldean 138 kV |  | 12/31/2025 |  | In Progress | [6 empty] | Dayton | [23 empty] | AH1-321 | [5 empty] | Generation Interconnection | [7 empty] | Active | 232 |  | Capacity | [18 empty] | N | No
PJM |  |  | 9/9/2021 | [7 empty] | Storage |  |  |  | 90 |  |  |  |  | 90 | [7 empty] | Miami | OH |  |  | Fostoria Central - Lemoyne 345 kV |  | 12/31/2025 |  | In Progress | [6 empty] | AEP | [23 empty] | AH1-322 | [5 empty] | Generation Interconnection | [7 empty] | Active | 390 |  | Capacity | [18 empty] | N | No
PJM |  |  | 9/9/2021 | [7 empty] | Storage |  |  |  | 100 |  |  |  |  | 100 | [7 empty] | City of Suffolk | VA |  |  | Crittenden 230 kV |  | 12/31/2025 |  | In Progress | [6 empty] | Dominion | [23 empty] | AH1-323 | [5 empty] | Generation Interconnection | [7 empty] | Active | 100 |  | Capacity | [18 empty] | N | No
PJM |  |  | 9/10/2021 | [7 empty] | Solar |  |  |  | 48 |  |  |  |  | 80 | [7 empty] | Surry | VA |  |  | Hopewell – Surry 230 kV |  | 12/31/2025 |  | In Progress | [6 empty] | Dominion | [23 empty] | AH1-324 | [5 empty] | Generation Interconnection | [7 empty] | Active | 80 |  | Capacity | [18 empty] | N | No
PJM |  |  | 9/9/2021 | [7 empty] | Storage |  |  |  | 50 |  |  |  |  | 50 | [7 empty] | Licking | OH |  |  | Kirk 138 kV |  | 12/31/2025 |  | In Progress | [6 empty] | AEP | [23 empty] | AH1-325 | [5 empty] | Generation Interconnection | [7 empty] | Active | 50 |  | Capacity | [18 empty] | N | No
PJM |  |  | 9/9/2021 | [7 empty] | Solar |  |  |  | 19.07 |  |  |  |  | 0 | [7 empty] | Hardin | OH |  |  | West Newton - Lynn 138 kV |  | 12/31/2023 |  | In Progress | [6 empty] | AEP | [23 empty] | AH1-326 | [5 empty] | Generation Interconnection | [7 empty] | Active | 110 |  | Capacity | [18 empty] | N | No
PJM |  |  | 9/10/2021 | [7 empty] | Solar |  |  |  | 8.44 |  |  |  |  | 0 | [7 empty] | Hardin | OH |  |  | Hardin Switch 345 kV |  | 12/31/2023 |  | In Progress | [6 empty] | AEP | [23 empty] | AH1-327 | [5 empty] | Generation Interconnection | [7 empty] | Active | 50 |  | Capacity | [18 empty] | N | No
PJM |  |  | 9/10/2021 | [7 empty] | Solar; Storage |  |  |  | 21.3 |  |  |  |  | 0 | [7 empty] | Logan | OH |  |  | Blue Jacket - Kirby 138 kV |  | 12/31/2023 |  | In Progress | [6 empty] | Dayton | [23 empty] | AH1-328 | [5 empty] | Generation Interconnection | [7 empty] | Active | 348.5 |  | Capacity | [18 empty] | N | No
PJM |  |  | 9/9/2021 | [7 empty] | Storage |  |  |  | 30 |  |  |  |  | 30 | [7 empty] | Pickaway | OH |  |  | Circleville - Biers Run 138 kV |  | 12/31/2025 |  | In Progress | [6 empty] | AEP | [23 empty] | AH1-329 | [5 empty] | Generation Interconnection | [7 empty] | Active | 130 |  | Capacity | [18 empty] | N | No
PJM |  |  | 9/10/2021 | [7 empty] | Solar |  |  |  | 60 |  |  |  |  | 100 | [8 empty] | KY |  |  | Tyner - McKee 69 kV |  | 12/31/2025 |  | In Progress | [6 empty] | EKPC | [23 empty] | AH1-330 | [5 empty] | Generation Interconnection | [7 empty] | Active | 100 |  | Capacity | [18 empty] | N | No
PJM |  |  | 9/9/2021 | [7 empty] | Solar |  |  |  | 11.9 |  |  |  |  | 19.9 | [7 empty] | Erie | PA |  |  | Edinboro South-Erie South 25kV |  | 6/1/2023 |  | In Progress | [6 empty] | PENELEC | [23 empty] | AH1-331 | [5 empty] | Generation Interconnection | [7 empty] | Active | 19.9 |  | Capacity | [18 empty] | N | No
PJM |  |  | 9/9/2021 | [7 empty] | Solar |  |  |  | 7.98 |  |  |  |  | 19.9 | [7 empty] | Armstrong | PA |  |  | West Hills - Craigsville Junction 25 kV |  | 6/1/2023 |  | In Progress | [6 empty] | APS | [23 empty] | AH1-332 | [5 empty] | Generation Interconnection | [7 empty] | Active | 19.9 |  | Capacity | [18 empty] | N | No
PJM |  |  | 9/11/2021 | [7 empty] | Solar |  |  |  | 28.8 |  |  |  |  | 48 | [7 empty] | Butler | OH |  |  | Miller - Canal 69kV |  | 4/26/2024 |  | In Progress | [6 empty] | DEOK | [23 empty] | AH1-333 | [5 empty] | Generation Interconnection | [7 empty] | Active | 48 |  | Capacity | [18 empty] | N | No
PJM |  |  | 9/10/2021 | [7 empty] | Solar |  |  |  | 8.085 |  |  |  |  | 19.25 | [7 empty] | Ocean | NJ |  |  | Manchester - Whitings 34.5 kV |  | 9/9/2022 |  | In Progress | [6 empty] | JCPL | [23 empty] | AH1-334 | [5 empty] | Generation Interconnection | [7 empty] | Active | 19.25 |  | Capacity | [18 empty] | N | No
PJM |  |  | 9/10/2021 | [7 empty] | Solar |  |  |  | 8.085 |  |  |  |  | 19.25 | [7 empty] | Warren | NJ |  |  | Furnace Brook Tap - Warren County Resource Recovery 34.5 kV |  | 9/9/2022 |  | In Progress | [6 empty] | JCPL | [23 empty] | AH1-335 | [5 empty] | Generation Interconnection | [7 empty] | Active | 19.25 |  | Capacity | [18 empty] | N | No
PJM |  |  | 9/10/2021 | [7 empty] | Solar |  |  |  | 33.6 |  |  |  |  | 56 | [7 empty] | Buckingham | VA |  |  | Bremo Bluff - Buckingham 230 kV |  | 12/1/2025 |  | In Progress | [6 empty] | Dominion | [23 empty] | AH1-336 | [5 empty] | Generation Interconnection | [7 empty] | Active | 56 |  | Capacity | [18 empty] | N | No
PJM |  |  | 9/10/2021 | [7 empty] | Solar; Storage |  |  |  | 75 |  |  |  |  | 75 | [7 empty] | Randolph | IN |  |  | Randolph - Hodgin 138 kV |  | 9/30/2025 |  | In Progress | [6 empty] | AEP | [23 empty] | AH1-337 | [5 empty] | Generation Interconnection | [7 empty] | Active | 75 |  | Capacity | [18 empty] | N | No
PJM |  |  | 9/10/2021 | [7 empty] | Solar |  |  |  | 120.2 |  |  |  |  | 180 | [7 empty] | Lee | IL |  |  | New Sub S2354 138kV |  | 11/21/2025 |  | In Progress | [6 empty] | ComEd | [23 empty] | AH1-338 | [5 empty] | Generation Interconnection | [7 empty] | Active | 180 |  | Capacity | [18 empty] | N | No
PJM |  |  | 9/10/2021 | [7 empty] | Solar |  |  |  | 53.5 |  |  |  |  | 80 | [7 empty] | Wyandot | OH |  |  | West Crawford 69 kV |  | 11/21/2025 |  | In Progress | [6 empty] | AEP | [23 empty] | AH1-339 | [5 empty] | Generation Interconnection | [7 empty] | Active | 80 |  | Capacity | [18 empty] | N | No
PJM |  |  | 9/10/2021 | [7 empty] | Solar |  |  |  | 29.33 |  |  |  |  | 48.89 | [7 empty] | Preston | WV |  |  | Cheat Lake-Ruthbelle 138 kV |  | 5/31/2024 |  | In Progress | [6 empty] | APS | [23 empty] | AH1-340 | [5 empty] | Generation Interconnection | [7 empty] | Active | 48.89 |  | Capacity | [18 empty] | N | No
PJM |  |  | 9/10/2021 | [7 empty] | Solar |  |  |  | 99 |  |  |  |  | 150 | [7 empty] | Ogle | IL |  |  | ESS-H445 3B 138kv |  | 12/7/2025 |  | In Progress | [6 empty] | ComEd | [23 empty] | AH1-341 | [5 empty] | Generation Interconnection | [7 empty] | Active | 150 |  | Capacity | [18 empty] | N | No
PJM |  |  | 9/10/2021 | [7 empty] | Solar; Storage |  |  |  | 61.4 |  |  |  |  | 69 | [7 empty] | Halifax | VA |  |  | Crystal Hill DP- Perth 115kV |  | 9/30/2025 |  | In Progress | [6 empty] | Dominion | [23 empty] | AH1-343 | [5 empty] | Generation Interconnection | [7 empty] | Active | 69 |  | Capacity | [18 empty] | N | No
PJM |  |  | 9/10/2021 | [7 empty] | Solar |  |  |  | 8.4 |  |  |  |  | 14 | [7 empty] | Fauquier | VA |  |  | Remington 324 34.5 kV |  | 3/31/2023 |  | In Progress | [6 empty] | Dominion | [23 empty] | AH1-345 | [5 empty] | Generation Interconnection | [7 empty] | Active | 14 |  | Capacity | [18 empty] | N | No
PJM |  |  | 9/10/2021 | [7 empty] | Solar |  |  |  | 9 |  |  |  |  | 15 | [7 empty] | Rockingham | VA |  |  | Harrisonburg 356 34.5 kV |  | 12/31/2023 |  | In Progress | [6 empty] | Dominion | [23 empty] | AH1-346 | [5 empty] | Generation Interconnection | [7 empty] | Active | 15 |  | Capacity | [18 empty] | N | No
PJM |  |  | 9/10/2021 | [7 empty] | Solar |  |  |  | 15 |  |  |  |  | 25 | [7 empty] | Goochland | VA |  |  | North Pole 492 34.5 kV |  | 3/31/2023 |  | In Progress | [6 empty] | Dominion | [23 empty] | AH1-347 | [5 empty] | Generation Interconnection | [7 empty] | Active | 25 |  | Capacity | [18 empty] | N | No
PJM |  |  | 9/10/2021 | [7 empty] | Solar |  |  |  | 6 |  |  |  |  | 10 | [7 empty] | Wise | VA |  |  | Indian Creek 34.5 kV |  | 12/21/2023 |  | In Progress | [6 empty] | AEP | [23 empty] | AH1-348 | [5 empty] | Generation Interconnection | [7 empty] | Active | 10 |  | Capacity | [18 empty] | N | No
PJM |  |  | 9/10/2021 | [7 empty] | Solar |  |  |  | 9 |  |  |  |  | 15 | [7 empty] | Powhatan | VA |  |  | Powhatan 406 34.5 kV |  | 12/31/2023 |  | In Progress | [6 empty] | Dominion | [23 empty] | AH1-349 | [5 empty] | Generation Interconnection | [7 empty] | Active | 15 |  | Capacity | [18 empty] | N | No
PJM |  |  | 9/11/2021 | [7 empty] | Solar |  |  |  | 55.44 |  |  |  |  | 92.4 | [7 empty] | Stark | OH |  |  | Sunnyside – Carrolton 138 kV |  | 6/1/2025 |  | In Progress | [6 empty] | AEP | [23 empty] | AH1-350 | [5 empty] | Generation Interconnection | [7 empty] | Active | 92.4 |  | Capacity | [18 empty] | N | No
PJM |  |  | 9/11/2021 | [7 empty] | Solar |  |  |  | 30 |  |  |  |  | 50 | [7 empty] | Queen Anne's | MD |  |  | Hillsboro-Wye Mills 138kV |  | 5/1/2025 |  | In Progress | [6 empty] | DPL | [23 empty] | AH1-351 | [5 empty] | Generation Interconnection | [7 empty] | Active | 50 |  | Capacity | [18 empty] | N | No
PJM |  |  | 9/10/2021 | [7 empty] | Storage |  |  |  | 40 |  |  |  |  | 40 | [7 empty] | Campbell | VA |  |  | Red Eye 138 kV |  | 9/30/2023 |  | In Progress | [6 empty] | AEP | [23 empty] | AH1-352 | [5 empty] | Generation Interconnection | [7 empty] | Active | 40 |  | Capacity | [18 empty] | N | No
PJM |  |  | 9/10/2021 | [7 empty] | Solar |  |  |  | 12 |  |  |  |  | 20 | [7 empty] | Stephenson | IL |  |  | Lena 138 kV |  | 9/10/2024 |  | In Progress | [6 empty] | ComEd | [23 empty] | AH1-353 | [5 empty] | Generation Interconnection | [7 empty] | Active | 219 |  | Capacity | [18 empty] | N | No
PJM |  |  | 9/10/2021 | [7 empty] | Storage |  |  |  | 40 |  |  |  |  | 40 | [7 empty] | Stephenson | IL |  |  | Lena 138 kV |  | 9/10/2024 |  | In Progress | [6 empty] | ComEd | [23 empty] | AH1-354 | [5 empty] | Generation Interconnection | [7 empty] | Active | 259 |  | Capacity | [18 empty] | N | No
PJM |  |  | 9/10/2021 | [7 empty] | Storage |  |  |  | 40 |  |  |  |  | 40 | [7 empty] | Gloucester | VA |  |  | Owl Trap Switching Station 115kV |  | 9/10/2024 |  | In Progress | [6 empty] | Dominion | [23 empty] | AH1-355 | [5 empty] | Generation Interconnection | [7 empty] | Active | 40 |  | Capacity | [18 empty] | N | No
PJM |  |  | 9/10/2021 | [7 empty] | Storage |  |  |  | 30 |  |  |  |  | 30 | [7 empty] | Somerset | MD |  |  | Kings Creek 138kV |  | 9/30/2023 |  | In Progress | [6 empty] | DPL | [23 empty] | AH1-356 | [5 empty] | Generation Interconnection | [7 empty] | Active | 180 |  | Capacity | [18 empty] | N | No
PJM |  |  | 9/10/2021 | [7 empty] | Solar |  |  |  | 12 |  |  |  |  | 20 | [7 empty] | McKean | PA |  |  | Pierce Brook-Lewis Run 230kV |  | 9/10/2024 |  | In Progress | [6 empty] | PENELEC | [23 empty] | AH1-357 | [5 empty] | Generation Interconnection | [7 empty] | Active | 100 |  | Capacity | [18 empty] | N | No
PJM |  |  | 9/10/2021 | [7 empty] | Storage |  |  |  | 20 |  |  |  |  | 20 | [7 empty] | McKean | PA |  |  | Pierce Brook-Lewis Run 230kV |  | 9/10/2024 |  | In Progress | [6 empty] | PENELEC | [23 empty] | AH1-358 | [5 empty] | Generation Interconnection | [7 empty] | Active | 120 |  | Capacity | [18 empty] | N | No
PJM |  |  | 9/10/2021 | [7 empty] | Solar |  |  |  | 12 |  |  |  |  | 20 | [7 empty] | McKean | PA |  |  | Farmers Valley-Ridgeway 115kV |  | 9/10/2024 |  | In Progress | [6 empty] | PENELEC | [23 empty] | AH1-359 | [5 empty] | Generation Interconnection | [7 empty] | Active | 100 |  | Capacity | [18 empty] | N | No
PJM |  |  | 9/10/2021 | [7 empty] | Storage |  |  |  | 20 |  |  |  |  | 20 | [7 empty] | McKean | PA |  |  | Farmers Valley-Ridgeway 115kV |  | 9/10/2024 |  | In Progress | [6 empty] | PENELEC | [23 empty] | AH1-360 | [5 empty] | Generation Interconnection | [7 empty] | Active | 120 |  | Capacity | [18 empty] | N | No
PJM |  |  | 9/10/2021 | [7 empty] | Storage |  |  |  | 50 |  |  |  |  | 50 | [7 empty] | Woodford | IL |  |  | Minonk 345 kV |  | 9/10/2024 |  | In Progress | [6 empty] | ComEd | [23 empty] | AH1-361 | [5 empty] | Generation Interconnection | [7 empty] | Active | 250 |  | Capacity | [18 empty] | N | No
PJM |  |  | 9/10/2021 | [7 empty] | Solar |  |  |  | 45 |  |  |  |  | 75 | [7 empty] | Mecklenburg | VA |  |  | Reedy Creek- Kinderton 115kV |  | 12/31/2025 |  | In Progress | [6 empty] | Dominion | [23 empty] | AH1-362 | [5 empty] | Generation Interconnection | [7 empty] | Active | 75 |  | Capacity | [18 empty] | N | No
PJM |  |  | 9/10/2021 | [7 empty] | Storage |  |  |  | 50 |  |  |  |  | 50 | [7 empty] | Mecklenburg | VA |  |  | Reedy Creek- Kinderton 115kV |  | 12/31/2025 |  | In Progress | [6 empty] | Dominion | [23 empty] | AH1-363 | [5 empty] | Generation Interconnection | [7 empty] | Active | 50 |  | Capacity | [18 empty] | N | No
PJM |  |  | 9/10/2021 | [7 empty] | Storage |  |  |  | 68 |  |  |  |  | 68 | [7 empty] | Middlesex | VA |  |  | Harmony Village 230kV |  | 12/31/2025 |  | In Progress | [6 empty] | Dominion | [23 empty] | AH1-364 | [5 empty] | Generation Interconnection | [7 empty] | Active | 68 |  | Capacity | [18 empty] | N | No
PJM |  |  | 9/10/2021 | [7 empty] | Storage |  |  |  | 50.4 |  |  |  |  | 50.4 | [7 empty] | Chesterfield | VA |  |  | Iron Bridge 230kV |  | 12/31/2025 |  | In Progress | [6 empty] | Dominion | [23 empty] | AH1-365 | [5 empty] | Generation Interconnection | [7 empty] | Active | 50.4 |  | Capacity | [18 empty] | N | No
PJM |  |  | 9/10/2021 | [7 empty] | Solar; Storage |  |  |  | 22 |  |  |  |  | 30 | [7 empty] | Greene | PA |  |  | Whitely 138 kV |  | 9/10/2023 |  | In Progress | [6 empty] | APS | [23 empty] | AH1-366 | [5 empty] | Generation Interconnection | [7 empty] | Active | 30 |  | Capacity | [18 empty] | N | No
PJM |  |  | 9/10/2021 | [7 empty] | Solar; Storage |  |  |  | 54 |  |  |  |  | 74 | [7 empty] | Greene | PA |  |  | Franklin 138 kV |  | 9/10/2023 |  | In Progress | [6 empty] | APS | [23 empty] | AH1-367 | [5 empty] | Generation Interconnection | [7 empty] | Active | 74 |  | Capacity | [18 empty] | N | No
PJM |  |  | 9/10/2021 | [7 empty] | Solar; Storage |  |  |  | 110 |  |  |  |  | 150 | [7 empty] | Greene | PA |  |  | Franklin 138 kV II |  | 9/10/2023 |  | In Progress | [6 empty] | APS | [23 empty] | AH1-367A | [5 empty] | Generation Interconnection | [7 empty] | Active | 150 |  | Capacity | [18 empty] | N | No
PJM |  |  | 9/10/2021 | [7 empty] | Solar; Storage |  |  |  | 83.3333 |  |  |  |  | 125 | [7 empty] | Bedford | VA |  |  | Cloverdale - Joshua Falls 765 kV |  | 12/31/2023 |  | In Progress | [6 empty] | AEP | [23 empty] | AH1-368 | [5 empty] | Generation Interconnection | [7 empty] | Active | 125 |  | Capacity | [18 empty] | N | No
PJM |  |  | 9/10/2021 | [7 empty] | Solar |  |  |  | 5.4 |  |  |  |  | 8 | [7 empty] | Greene | PA |  |  | Mather - Stoney Point Junction 25 kV |  | 6/3/2024 |  | In Progress | [6 empty] | APS | [23 empty] | AH1-370 | [5 empty] | Generation Interconnection | [7 empty] | Active | 8 |  | Capacity | [18 empty] | N | No
PJM |  |  | 9/10/2021 | [7 empty] | Solar |  |  |  | 10.9 |  |  |  |  | 16 | [7 empty] | Armstrong | PA |  |  | Piney - Timblin 115 kV |  | 6/3/2024 |  | In Progress | [6 empty] | APS | [23 empty] | AH1-372 | [5 empty] | Generation Interconnection | [7 empty] | Active | 16 |  | Capacity | [18 empty] | N | No
PJM |  |  | 9/10/2021 | [7 empty] | Solar |  |  |  | 7.9 |  |  |  |  | 12.8 | [7 empty] | Greene | PA |  |  | Buckeye No. 3 - Cowell Junction 25kV |  | 6/3/2024 |  | In Progress | [6 empty] | APS | [23 empty] | AH1-373 | [5 empty] | Generation Interconnection | [7 empty] | Active | 12.8 |  | Capacity | [18 empty] | N | No
PJM |  |  | 9/10/2021 | [7 empty] | Storage |  |  |  | 20 |  |  |  |  | 0 | [7 empty] | Cumberland | VA |  |  | Bremo-Cartersville 230 kV II |  | 6/30/2026 |  | In Progress | [6 empty] | Dominion | [23 empty] | AH1-374 | [5 empty] | Generation Interconnection | [7 empty] | Active | 115 |  | Capacity | [18 empty] | N | No
PJM |  |  | 9/10/2021 | [7 empty] | Solar |  |  |  | 36 |  |  |  |  | 60 | [7 empty] | Fluvanna | VA |  |  | Cobbs Creek- James River 115kV |  | 6/1/2025 |  | In Progress | [6 empty] | Dominion | [23 empty] | AH1-375 | [5 empty] | Generation Interconnection | [7 empty] | Active | 60 |  | Capacity | [18 empty] | N | No
PJM |  |  | 9/10/2021 | [7 empty] | Solar |  |  |  | 30 |  |  |  |  | 50 | [7 empty] | Greenbrier | WV |  |  | Ronceverte - Clenden 46 kV |  | 6/1/2025 |  | In Progress | [6 empty] | APS | [23 empty] | AH1-376 | [5 empty] | Generation Interconnection | [7 empty] | Active | 50 |  | Capacity | [18 empty] | N | No
PJM |  |  | 9/10/2021 | [7 empty] | Solar |  |  |  | 111.6 |  |  |  |  | 186 | [7 empty] | Prince Edward | VA |  |  | Clover- Farmville 230kV |  | 6/1/2025 |  | In Progress | [6 empty] | Dominion | [23 empty] | AH1-377 | [5 empty] | Generation Interconnection | [7 empty] | Active | 186 |  | Capacity | [18 empty] | N | No
PJM |  |  | 9/10/2021 | [7 empty] | Solar |  |  |  | 30.6 |  |  |  |  | 51 | [7 empty] | Lunenburg | VA |  |  | Lunenburg- Butcher Creek 115kV |  | 6/1/2025 |  | In Progress | [6 empty] | Dominion | [23 empty] | AH1-378 | [5 empty] | Generation Interconnection | [7 empty] | Active | 51 |  | Capacity | [18 empty] | N | No
PJM |  |  | 9/10/2021 | [7 empty] | Solar |  |  |  | 12 |  |  |  |  | 20 | [7 empty] | Pulaski | VA |  |  | Hickman 69 kV |  | 12/20/2024 |  | In Progress | [6 empty] | AEP | [23 empty] | AH1-379 | [5 empty] | Generation Interconnection | [7 empty] | Active | 20 |  | Capacity | [18 empty] | N | No
PJM |  |  | 9/10/2021 | [7 empty] | Solar |  |  |  | 12 |  |  |  |  | 20 | [7 empty] | Worcester | MD |  |  | Mt Olive - Kenny 69kV |  | 12/20/2024 |  | In Progress | [6 empty] | DPL | [23 empty] | AH1-380 | [5 empty] | Generation Interconnection | [7 empty] | Active | 20 |  | Capacity | [18 empty] | N | No
PJM |  |  | 9/10/2021 | [7 empty] | Solar |  |  |  | 59.7 |  |  |  |  | 99.5 | [7 empty] | Bedford | VA |  |  | Lone Gum - Rockcastle 138 kV |  | 5/1/2025 |  | In Progress | [6 empty] | AEP | [23 empty] | AH1-381 | [5 empty] | Generation Interconnection | [7 empty] | Active | 99.5 |  | Capacity | [18 empty] | N | No
PJM |  |  | 9/10/2021 | [7 empty] | Solar; Storage |  |  |  | 17 |  |  |  |  | 20 | [7 empty] | Mercer | KY |  |  | Van Arsdell 69 kV |  | 3/10/2025 |  | In Progress | [6 empty] | EKPC | [23 empty] | AH1-382 | [5 empty] | Generation Interconnection | [7 empty] | Active | 20 |  | Capacity | [18 empty] | N | No
PJM |  |  | 9/10/2021 | [7 empty] | Solar |  |  |  | 9 |  |  |  |  | 15 | [7 empty] | Giles | VA |  |  | Celanese 138 kV |  | 7/1/2024 |  | In Progress | [6 empty] | AEP | [23 empty] | AH1-383 | [5 empty] | Generation Interconnection | [7 empty] | Active | 15 |  | Capacity | [18 empty] | N | No
PJM |  |  | 9/10/2021 | [7 empty] | Offshore Wind |  |  |  | 380.7 |  |  |  |  | 1410 | [7 empty] | Sussex | DE |  |  | Indian River 230kV |  | 10/31/2027 |  | In Progress | [6 empty] | DPL | [23 empty] | AH1-384 | [5 empty] | Generation Interconnection | [7 empty] | Active | 1410 |  | Capacity | [18 empty] | N | No
PJM |  |  | 9/10/2021 | [7 empty] | Solar |  |  |  | 65.4 |  |  |  |  | 109 | [7 empty] | Greensville | VA |  |  | Rogers Road 500 kV |  | 12/1/2025 |  | In Progress | [6 empty] | Dominion | [23 empty] | AH1-385 | [5 empty] | Generation Interconnection | [7 empty] | Active | 109 |  | Capacity | [18 empty] | N | No
PJM |  |  | 9/10/2021 | [7 empty] | Solar |  |  |  | 78 |  |  |  |  | 130 | [7 empty] | Mecklenburg | VA |  |  | Kerr Dam - Chase City 115 kV |  | 12/1/2025 |  | In Progress | [6 empty] | Dominion | [23 empty] | AH1-386 | [5 empty] | Generation Interconnection | [7 empty] | Active | 130 |  | Capacity | [18 empty] | N | No
PJM |  |  | 9/10/2021 | [7 empty] | Wind |  |  |  | 22.5 |  |  |  |  | 150 | [7 empty] | Hampshire | WV |  |  | Meadowbrook-Mount Storm 500kV |  | 1/9/2025 |  | In Progress | [6 empty] | APS | [23 empty] | AH1-387 | [5 empty] | Generation Interconnection | [7 empty] | Active | 150 |  | Capacity | [18 empty] | N | No
PJM |  |  | 9/10/2021 | [7 empty] | Solar; Storage |  |  |  | 63 |  |  |  |  | 115 | [7 empty] | Mecklenburg | VA |  |  | Chase City-Herbert 115 kV |  | 12/20/2024 |  | In Progress | [6 empty] | Dominion | [23 empty] | AH1-388 | [5 empty] | Generation Interconnection | [7 empty] | Active | 115 |  | Capacity | [18 empty] | N | No
PJM |  |  | 9/10/2021 | [7 empty] | Solar |  |  |  | 0 |  |  |  |  | 19.95 | [7 empty] | Warren | OH |  |  | Utica East Ohio Midstream 138 kV |  | 12/31/2023 |  | In Progress | [6 empty] | ATSI | [23 empty] | AH1-389 | [5 empty] | Generation Interconnection | [7 empty] | Active | 19.95 |  | Energy | [18 empty] | N | No
PJM |  |  | 9/10/2021 | [7 empty] | Solar |  |  |  | 14.1 |  |  |  |  | 19.9 | [7 empty] | Northumberland | PA |  |  | TBD 69 kV |  | 7/31/2023 |  | In Progress | [6 empty] | PPL | [23 empty] | AH1-390 | [5 empty] | Generation Interconnection | [7 empty] | Active | 19.9 |  | Capacity | [18 empty] | N | No
PJM |  |  | 9/10/2021 | [7 empty] | Solar |  |  |  | 64.1 |  |  |  |  | 100 | [7 empty] | St. Joseph | IN |  |  | Maple 138 kV |  | 7/16/2025 |  | In Progress | [6 empty] | AEP | [23 empty] | AH1-391 | [5 empty] | Generation Interconnection | [7 empty] | Active | 100 |  | Capacity | [18 empty] | N | No
PJM |  |  | 9/10/2021 | [7 empty] | Solar |  |  |  | 57.8 |  |  |  |  | 90 | [7 empty] | St. Joseph | IN |  |  | Gravel Pit 138 kV |  | 7/16/2025 |  | In Progress | [6 empty] | AEP | [23 empty] | AH1-392 | [5 empty] | Generation Interconnection | [7 empty] | Active | 90 |  | Capacity | [18 empty] | N | No
PJM |  |  | 9/11/2021 | [7 empty] | Solar |  |  |  | 2.28 |  |  |  |  | 6 | [7 empty] | Tioga | PA |  |  | Mainesburg 115 kV II |  | 12/31/2023 |  | In Progress | [6 empty] | PENELEC | [23 empty] | AH1-395 | [5 empty] | Generation Interconnection | [7 empty] | Active | 6 |  | Capacity | [18 empty] | N | No
PJM |  |  | 9/10/2021 | [7 empty] | Solar |  |  |  | 7.9 |  |  |  |  | 12 | [7 empty] | Lunenburg | VA |  |  | Gary 24.94 kV |  | 10/2/2023 |  | In Progress | [6 empty] | Dominion | [23 empty] | AH1-396 | [5 empty] | Generation Interconnection | [7 empty] | Active | 12 |  | Capacity | [18 empty] | N | No
PJM |  |  | 9/10/2021 | [7 empty] | Solar |  |  |  | 13.7 |  |  |  |  | 19.818 | [7 empty] | King and Queen | VA |  |  | Shacklesfords 34.5 kV |  | 10/2/2023 |  | In Progress | [6 empty] | Dominion | [23 empty] | AH1-397 | [5 empty] | Generation Interconnection | [7 empty] | Active | 19.818 |  | Capacity | [18 empty] | N | No
PJM |  |  | 9/22/2021 | [7 empty] | Solar |  |  |  | 11.7 |  |  |  |  | 18 | [7 empty] | Westmoreland | VA |  |  | Oak Grove 22.9 kV |  | 10/2/2023 |  | In Progress | [6 empty] | Dominion | [23 empty] | AH1-398 | [5 empty] | Generation Interconnection | [7 empty] | Active | 18 |  | Capacity | [18 empty] | N | No
PJM |  |  | 9/22/2021 | [7 empty] | Solar |  |  |  | 7.8 |  |  |  |  | 12 | [7 empty] | Hanover | VA |  |  | North Doswell 12.5 kV |  | 10/2/2023 |  | In Progress | [6 empty] | Dominion | [23 empty] | AH1-399 | [5 empty] | Generation Interconnection | [7 empty] | Active | 12 |  | Capacity | [18 empty] | N | No
PJM |  |  | 9/10/2021 | [7 empty] | Solar |  |  |  | 90 |  |  |  |  | 150 | [7 empty] | Madison | IN |  |  | Jones Creek - Aladdin 138 kV |  | 6/1/2025 |  | In Progress | [6 empty] | AEP | [23 empty] | AH1-400 | [5 empty] | Generation Interconnection | [7 empty] | Active | 150 |  | Capacity | [18 empty] | N | No
PJM |  |  | 9/10/2021 | [7 empty] | Storage |  |  |  | 60 |  |  |  |  | 0 | [7 empty] | Madison | IN |  |  | Jones Creek - Aliddin 138 kV |  | 6/1/2025 |  | In Progress | [6 empty] | AEP | [23 empty] | AH1-401 | [5 empty] | Generation Interconnection | [7 empty] | Active | 150 |  | Capacity | [18 empty] | N | No
PJM |  |  | 9/10/2021 | [7 empty] | Solar |  |  |  | 55.9 |  |  |  |  | 85 | [7 empty] | Indiana | PA |  |  | Shelocta 115kV |  | 12/31/2024 |  | In Progress | [6 empty] | PENELEC | [23 empty] | AH1-402 | [5 empty] | Generation Interconnection | [7 empty] | Active | 85 |  | Capacity | [18 empty] | N | No
PJM |  |  | 9/10/2021 | [7 empty] | Storage |  |  |  | 29.1 |  |  |  |  | 0 | [7 empty] | Indiana | PA |  |  | Shelocta 115kV |  | 12/31/2024 |  | In Progress | [6 empty] | PENELEC | [23 empty] | AH1-403 | [5 empty] | Generation Interconnection | [7 empty] | Active | 85 |  | Capacity | [18 empty] | N | No
PJM |  |  | 9/11/2021 | [7 empty] | Solar |  |  |  | 24 |  |  |  |  | 40 | [7 empty] | Highland | OH |  |  | Pierce - Kyger Creek 345 kV |  | 12/31/2024 |  | In Progress | [6 empty] | OVEC | [23 empty] | AH1-404 | [5 empty] | Generation Interconnection | [7 empty] | Active | 210 |  | Capacity | [18 empty] | N | No
PJM |  |  | 9/10/2021 | [7 empty] | Solar |  |  |  | 12 |  |  |  |  | 20 | [7 empty] | Northumberland | PA |  |  | Exchange Tap I 69 kV |  | 10/18/2024 |  | In Progress | [6 empty] | PPL | [23 empty] | AH1-405 | [5 empty] | Generation Interconnection | [7 empty] | Active | 20 |  | Capacity | [18 empty] | N | No
PJM |  |  | 9/10/2021 | [7 empty] | Solar |  |  |  | 12 |  |  |  |  | 20 | [7 empty] | Northumberland | PA |  |  | Exchange Tap 69 kV II |  | 10/18/2024 |  | In Progress | [6 empty] | PPL | [23 empty] | AH1-406 | [5 empty] | Generation Interconnection | [7 empty] | Active | 20 |  | Capacity | [18 empty] | N | No
PJM |  |  | 9/10/2021 | [7 empty] | Solar |  |  |  | 12 |  |  |  |  | 20 | [7 empty] | Northumberland | PA |  |  | Exchange Tap 69 kV III |  | 10/18/2024 |  | In Progress | [6 empty] | PPL | [23 empty] | AH1-407 | [5 empty] | Generation Interconnection | [7 empty] | Active | 20 |  | Capacity | [18 empty] | N | No
PJM |  |  | 9/10/2021 | [7 empty] | Solar |  |  |  | 75 |  |  |  |  | 125 | [7 empty] | Brunswick | VA |  |  | Freeman DP – Lawrenceville 115 kV |  | 12/1/2024 |  | In Progress | [6 empty] | Dominion | [23 empty] | AH1-408 | [5 empty] | Generation Interconnection | [7 empty] | Active | 125 |  | Capacity | [18 empty] | N | No
PJM |  |  | 9/10/2021 | [7 empty] | Solar |  |  |  | 34.8 |  |  |  |  | 58 | [8 empty] | KY |  |  | Brodhead - Maretburg 69 kV |  | 12/1/2024 |  | In Progress | [6 empty] | EKPC | [23 empty] | AH1-409 | [5 empty] | Generation Interconnection | [7 empty] | Active | 58 |  | Capacity | [18 empty] | N | No
PJM |  |  | 9/10/2021 | [7 empty] | Solar |  |  |  | 40.8 |  |  |  |  | 68 | [7 empty] | Madison | KY |  |  | Union City Tap – JK Smith 138 kV |  | 12/1/2024 |  | In Progress | [6 empty] | EKPC | [23 empty] | AH1-410 | [5 empty] | Generation Interconnection | [7 empty] | Active | 68 |  | Capacity | [18 empty] | N | No
PJM |  |  | 9/10/2021 | [7 empty] | Solar |  |  |  | 0 |  |  |  |  | 5.75 | [7 empty] | Warren | NJ |  |  | Phillipsburg - Ingersol Rand 34.5 kV |  | 9/8/2022 |  | In Progress | [6 empty] | JCPL | [23 empty] | AH1-411 | [5 empty] | Generation Interconnection | [7 empty] | Active | 5.75 |  | Energy | [18 empty] | N | No
PJM |  |  | 9/10/2021 | [7 empty] | Solar; Storage |  |  |  | 20 |  |  |  |  | 20 | [7 empty] | Jefferson | WV |  |  | Franklintown 34.5 kV |  | 10/1/2025 |  | In Progress | [6 empty] | APS | [23 empty] | AH1-412 | [5 empty] | Generation Interconnection | [7 empty] | Active | 20 |  | Capacity | [18 empty] | N | No
PJM |  |  | 9/10/2021 | [7 empty] | Storage |  |  |  | 100 |  |  |  |  | 100 | [7 empty] | Allen | IN |  |  | Wayne Trace 138 kV |  | 10/1/2025 |  | In Progress | [6 empty] | AEP | [23 empty] | AH1-413 | [5 empty] | Generation Interconnection | [7 empty] | Active | 100 |  | Capacity | [18 empty] | N | No
PJM |  |  | 9/10/2021 | [7 empty] | Solar |  |  |  | 8.6265 |  |  |  |  | 15.975 | [7 empty] | Fluvanna | VA |  |  | Bremo Bluff 34.5kV |  | 10/11/2023 |  | In Progress | [6 empty] | Dominion | [23 empty] | AH1-415 | [5 empty] | Generation Interconnection | [7 empty] | Active | 15.975 |  | Capacity | [18 empty] | N | No
PJM |  |  | 9/10/2021 | [7 empty] | Solar; Storage |  |  |  | 50 |  |  |  |  | 50 | [7 empty] | Logan | OH |  |  | Bellefontaine 69 kV |  | 10/1/2025 |  | In Progress | [6 empty] | Dayton | [23 empty] | AH1-416 | [5 empty] | Generation Interconnection | [7 empty] | Active | 50 |  | Capacity | [18 empty] | N | No
PJM |  |  | 9/10/2021 | [7 empty] | Solar; Storage |  |  |  | 50 |  |  |  |  | 50 | [7 empty] | Erie | OH |  |  | Castalia 69 kV |  | 10/1/2025 |  | In Progress | [6 empty] | ATSI | [23 empty] | AH1-417 | [5 empty] | Generation Interconnection | [7 empty] | Active | 50 |  | Capacity | [18 empty] | N | No
PJM |  |  | 9/10/2021 | [7 empty] | Solar; Storage |  |  |  | 50 |  |  |  |  | 50 | [7 empty] | Pike | KY |  |  | Elkhorn City - Second Fork 69 kV |  | 10/1/2025 |  | In Progress | [6 empty] | AEP | [23 empty] | AH1-418 | [5 empty] | Generation Interconnection | [7 empty] | Active | 50 |  | Capacity | [18 empty] | N | No
PJM |  |  | 9/10/2021 | [7 empty] | Solar; Storage |  |  |  | 20 |  |  |  |  | 20 | [7 empty] | Susquehanna | PA |  |  | Thompson 34.5 kV II |  | 10/1/2025 |  | In Progress | [6 empty] | PENELEC | [23 empty] | AH1-419 | [5 empty] | Generation Interconnection | [7 empty] | Active | 20 |  | Capacity | [18 empty] | N | No
PJM |  |  | 9/10/2021 | [7 empty] | Solar |  |  |  | 10.8 |  |  |  |  | 20 | [7 empty] | City of Chesapeake | VA |  |  | Fentress 34.5kV |  | 10/26/2023 |  | In Progress | [6 empty] | Dominion | [23 empty] | AH1-420 | [5 empty] | Generation Interconnection | [7 empty] | Active | 20 |  | Capacity | [18 empty] | N | No
PJM |  |  | 9/10/2021 | [7 empty] | Solar; Storage |  |  |  | 40 |  |  |  |  | 40 | [7 empty] | Champaign | OH |  |  | West Mingo 69 kV |  | 7/1/2024 |  | In Progress | [6 empty] | Dayton | [23 empty] | AH1-421 | [5 empty] | Generation Interconnection | [7 empty] | Active | 40 |  | Capacity | [18 empty] | N | No
PJM |  |  | 9/10/2021 | [7 empty] | Solar; Storage |  |  |  | 18.85 |  |  |  |  | 20 | [7 empty] | Champaign | OH |  |  | West Mingo 69 kV |  | 7/1/2024 |  | In Progress | [6 empty] | Dayton | [23 empty] | AH1-422 | [5 empty] | Generation Interconnection | [7 empty] | Active | 60 |  | Capacity | [18 empty] | N | No
PJM |  |  | 9/10/2021 | [7 empty] | Solar |  |  |  | 12 |  |  |  |  | 20 | [7 empty] | Champaign | OH |  |  | West Mingo 69 kV |  | 7/1/2024 |  | In Progress | [6 empty] | Dayton | [23 empty] | AH1-423 | [5 empty] | Generation Interconnection | [7 empty] | Active | 80 |  | Capacity | [18 empty] | N | No
PJM |  |  | 9/11/2021 | [7 empty] | Solar |  |  |  | 11.52 |  |  |  |  | 19.2 | [7 empty] | Ashtabula | OH |  |  | Sandborn 34.5 kV |  | 7/1/2024 |  | In Progress | [6 empty] | ATSI | [23 empty] | AH1-424 | [5 empty] | Generation Interconnection | [7 empty] | Active | 19.2 |  | Capacity | [18 empty] | N | No
PJM |  |  | 9/10/2021 | [7 empty] | Solar |  |  |  | 19.2 |  |  |  |  | 32 | [7 empty] | Ottawa | OH |  |  | Lemoyne 138kV |  | 7/1/2024 |  | In Progress | [6 empty] | ATSI | [23 empty] | AH1-425 | [5 empty] | Generation Interconnection | [7 empty] | Active | 32 |  | Capacity | [18 empty] | N | No
PJM |  |  | 9/11/2021 | [7 empty] | Solar; Storage |  |  |  | 184.6 |  |  |  |  | 200 | [7 empty] | Kanawha | WV |  |  | Carbondale 138 kV |  | 12/31/2023 |  | In Progress | [6 empty] | AEP | [23 empty] | AH1-426 | [5 empty] | Generation Interconnection | [7 empty] | Active | 200 |  | Capacity | [18 empty] | N | No
PJM |  |  | 9/11/2021 | [7 empty] | Solar; Storage |  |  |  | 92.3 |  |  |  |  | 100 | [7 empty] | Nicholas | WV |  |  | Jones Branch 138 kV |  | 12/31/2023 |  | In Progress | [6 empty] | APS | [23 empty] | AH1-426A | [5 empty] | Generation Interconnection | [7 empty] | Active | 100 |  | Capacity | [18 empty] | N | No
PJM |  |  | 9/10/2021 | [7 empty] | Solar |  |  |  | 60 |  |  |  |  | 100 | [8 empty] | KY |  |  | Tommy Gooch - Garrard COunty 69 kV |  | 9/1/2026 |  | In Progress | [6 empty] | EKPC | [23 empty] | AH1-427 | [5 empty] | Generation Interconnection | [7 empty] | Active | 100 |  | Capacity | [18 empty] | N | No
PJM |  |  | 9/10/2021 | [7 empty] | Storage |  |  |  | 40 |  |  |  |  | 0 | [7 empty] | Boone | KY |  |  | Tommy Gooch - Garrard County 69 kV |  | 9/1/2026 |  | In Progress | [6 empty] | EKPC | [23 empty] | AH1-428 | [5 empty] | Generation Interconnection | [7 empty] | Active | 100 |  | Capacity | [18 empty] | N | No
PJM |  |  | 9/10/2021 | [7 empty] | Solar |  |  |  | 54 |  |  |  |  | 90 | [7 empty] | Fleming | KY |  |  | Flemingsburg - Spurlock 138 kV |  | 9/1/2026 |  | In Progress | [6 empty] | EKPC | [23 empty] | AH1-429 | [5 empty] | Generation Interconnection | [7 empty] | Active | 90 |  | Capacity | [18 empty] | N | No
PJM |  |  | 9/10/2021 | [7 empty] | Storage |  |  |  | 36 |  |  |  |  | 0 | [7 empty] | Fleming | KY |  |  | Flemingsburg - Spurlock 138 kV |  | 9/1/2026 |  | In Progress | [6 empty] | EKPC | [23 empty] | AH1-430 | [5 empty] | Generation Interconnection | [7 empty] | Active | 90 |  | Capacity | [18 empty] | N | No
PJM |  |  | 9/10/2021 | [7 empty] | Storage |  |  |  | 50 |  |  |  |  | 0 | [7 empty] | Jay | IN |  |  | Pennville 138 kV |  | 7/1/2025 |  | In Progress | [6 empty] | AEP | [23 empty] | AH1-431 | [5 empty] | Generation Interconnection | [7 empty] | Active | 125 |  | Capacity | [18 empty] | N | No
PJM |  |  | 9/10/2021 | [7 empty] | Storage |  |  |  | 60 |  |  |  |  | 0 | [7 empty] | Randolph | IN |  |  | Randolph - Hodgin 138 kV |  | 4/1/2025 |  | In Progress | [6 empty] | AEP | [23 empty] | AH1-432 | [5 empty] | Generation Interconnection | [7 empty] | Active | 150 |  | Capacity | [18 empty] | N | No
PJM |  |  | 9/10/2021 | [7 empty] | Storage |  |  |  | 40 |  |  |  |  | 0 | [7 empty] | Wells | IN |  |  | Kingsland 69 kV |  | 4/1/2025 |  | In Progress | [6 empty] | AEP | [23 empty] | AH1-433 | [5 empty] | Generation Interconnection | [7 empty] | Active | 100 |  | Capacity | [18 empty] | N | No
PJM |  |  | 9/10/2021 | [7 empty] | Solar |  |  |  | 45 |  |  |  |  | 75 | [7 empty] | Northhampton | NC |  |  | Carolina- Earleys 115kV |  | 9/1/2026 |  | In Progress | [6 empty] | Dominion | [23 empty] | AH1-434 | [5 empty] | Generation Interconnection | [7 empty] | Active | 75 |  | Capacity | [18 empty] | N | No
PJM |  |  | 9/10/2021 | [7 empty] | Storage |  |  |  | 30 |  |  |  |  | 0 | [7 empty] | Northhampton | NC |  |  | Carolina- Earleys 115kV |  | 9/1/2026 |  | In Progress | [6 empty] | Dominion | [23 empty] | AH1-435 | [5 empty] | Generation Interconnection | [7 empty] | Active | 75 |  | Capacity | [18 empty] | N | No
PJM |  |  | 9/10/2021 | [7 empty] | Storage |  |  |  | 60 |  |  |  |  | 0 | [7 empty] | Washington | NC |  |  | Mackeys- Creswell 115kV |  | 7/1/2025 |  | In Progress | [6 empty] | Dominion | [23 empty] | AH1-436 | [5 empty] | Generation Interconnection | [7 empty] | Active | 150 |  | Capacity | [18 empty] | N | No
PJM |  |  | 9/10/2021 | [7 empty] | Solar |  |  |  | 90 |  |  |  |  | 150 | [7 empty] | Culpeper | VA |  |  | Remington- Gordonsville 230kV |  | 9/1/2026 |  | In Progress | [6 empty] | Dominion | [23 empty] | AH1-437 | [5 empty] | Generation Interconnection | [7 empty] | Active | 150 |  | Capacity | [18 empty] | N | No
PJM |  |  | 9/10/2021 | [7 empty] | Storage |  |  |  | 60 |  |  |  |  | 0 | [7 empty] | Culpeper | VA |  |  | Remington- Gordonsville 230kV |  | 9/1/2026 |  | In Progress | [6 empty] | Dominion | [23 empty] | AH1-438 | [5 empty] | Generation Interconnection | [7 empty] | Active | 150 |  | Capacity | [18 empty] | N | No
PJM |  |  | 9/10/2021 | [7 empty] | Solar |  |  |  | 51 |  |  |  |  | 85 | [7 empty] | Cumberland | VA |  |  | Buckingham- Farmville 230kV |  | 9/1/2026 |  | In Progress | [6 empty] | Dominion | [23 empty] | AH1-439 | [5 empty] | Generation Interconnection | [7 empty] | Active | 85 |  | Capacity | [18 empty] | N | No
PJM |  |  | 9/10/2021 | [7 empty] | Storage |  |  |  | 34 |  |  |  |  | 0 | [7 empty] | Cumberland | VA |  |  | Buckingham- Farmville 230kV |  | 9/1/2026 |  | In Progress | [6 empty] | Dominion | [23 empty] | AH1-440 | [5 empty] | Generation Interconnection | [7 empty] | Active | 85 |  | Capacity | [18 empty] | N | No
PJM |  |  | 9/10/2021 | [7 empty] | Storage |  |  |  | 20 |  |  |  |  | 0 | [7 empty] | Fluvanna | VA |  |  | Cunningham - Elmont 500 kV III |  | 6/30/2026 |  | In Progress | [6 empty] | Dominion | [23 empty] | AH1-441 | [5 empty] | Generation Interconnection | [7 empty] | Active | 149 |  | Capacity | [18 empty] | N | No
PJM |  |  | 9/10/2021 | [7 empty] | Storage |  |  |  | 20 |  |  |  |  | 0 | [7 empty] | Fluvanna | VA |  |  | Cunningham - Elmont 500 kV IV |  | 6/30/2026 |  | In Progress | [6 empty] | Dominion | [23 empty] | AH1-442 | [5 empty] | Generation Interconnection | [7 empty] | Active | 149 |  | Capacity | [18 empty] | N | No
PJM |  |  | 9/10/2021 | [7 empty] | Storage |  |  |  | 15 |  |  |  |  | 0 | [7 empty] | Fluvanna | VA |  |  | Kidds Store - Fork Union 115 kV II |  | 6/30/2026 |  | In Progress | [6 empty] | Dominion | [23 empty] | AH1-443 | [5 empty] | Generation Interconnection | [7 empty] | Active | 0 |  | Capacity | [18 empty] | N | No
PJM |  |  | 9/10/2021 | [7 empty] | Solar |  |  |  | 6 |  |  |  |  | 10 | [7 empty] | Mifflin | PA |  |  | Belleville 46 kV |  | 9/30/2023 |  | In Progress | [6 empty] | PENELEC | [23 empty] | AH1-445 | [5 empty] | Generation Interconnection | [7 empty] | Active | 10 |  | Capacity | [18 empty] | N | No
PJM |  |  | 9/10/2021 | [7 empty] | Solar; Storage |  |  |  | 39 |  |  |  |  | 65 | [7 empty] | Westmoreland | VA |  |  | Sanders DP - Westmoreland 230 kV |  | 12/2/2024 |  | In Progress | [6 empty] | Dominion | [23 empty] | AH1-446 | [5 empty] | Generation Interconnection | [7 empty] | Active | 65 |  | Capacity | [18 empty] | N | No
PJM |  |  | 9/10/2021 | [7 empty] | Solar; Storage |  |  |  | 36 |  |  |  |  | 60 | [7 empty] | Pittsylvania | VA |  |  | Axton – Danville #2 138 kV |  | 12/2/2024 |  | In Progress | [6 empty] | AEP | [23 empty] | AH1-447 | [5 empty] | Generation Interconnection | [7 empty] | Active | 60 |  | Capacity | [18 empty] | N | No
PJM |  |  | 9/10/2021 | [7 empty] | Solar; Storage |  |  |  | 150 |  |  |  |  | 150 | [7 empty] | Washington | OH |  |  | Muskingum River - Sporn 345 kV |  | 10/31/2025 |  | In Progress | [6 empty] | AEP | [23 empty] | AH1-449 | [5 empty] | Generation Interconnection | [7 empty] | Active | 150 |  | Capacity | [18 empty] | N | No
PJM |  |  | 9/10/2021 | [7 empty] | Storage |  |  |  | 50 |  |  |  |  | 50 | [7 empty] | Mecklenburg | VA |  |  | Chase City 115kV |  | 12/31/2025 |  | In Progress | [6 empty] | Dominion | [23 empty] | AH1-450 | [5 empty] | Generation Interconnection | [7 empty] | Active | 50 |  | Capacity | [18 empty] | N | No
PJM |  |  | 9/10/2021 | [7 empty] | Solar |  |  |  | 108 |  |  |  |  | 180 | [8 empty] | WV |  |  | Hopkins 138 kV |  | 5/1/2025 |  | In Progress | [6 empty] | AEP | [23 empty] | AH1-451 | [5 empty] | Generation Interconnection | [7 empty] | Active | 180 |  | Capacity | [18 empty] | N | No
PJM |  |  | 9/11/2021 | [7 empty] | Solar |  |  |  | 8.35 |  |  |  |  | 19.9 | [7 empty] | Armstrong | PA |  |  | Clementine-Clementine Jct. 25 kV |  | 6/1/2023 |  | In Progress | [6 empty] | APS | [23 empty] | AH1-452 | [5 empty] | Generation Interconnection | [7 empty] | Active | 19.9 |  | Capacity | [18 empty] | N | No
PJM |  |  | 9/10/2021 | [7 empty] | Storage |  |  |  | 150 |  |  |  |  | 150 | [7 empty] | Vermillion | IN |  |  | Eugene 345 kV |  | 5/1/2028 |  | In Progress | [6 empty] | AEP | [23 empty] | AH1-453 | [5 empty] | Generation Interconnection | [7 empty] | Active | 150 |  | Capacity | [18 empty] | N | No
PJM |  |  | 9/10/2021 | [7 empty] | Storage |  |  |  | 100 |  |  |  |  | 100 | [7 empty] | Caroline | VA |  |  | Pinewood- St Johns 115kV |  | 6/1/2025 |  | In Progress | [6 empty] | Dominion | [23 empty] | AH1-454 | [5 empty] | Generation Interconnection | [7 empty] | Active | 100 |  | Capacity | [18 empty] | N | No
PJM |  |  | 9/10/2021 | [7 empty] | Solar |  |  |  | 48 |  |  |  |  | 80 | [7 empty] | Spotsylvania | VA |  |  | Moran DP – Flatcreek 115 kV |  | 12/31/2024 |  | In Progress | [6 empty] | Dominion | [23 empty] | AH1-456 | [5 empty] | Generation Interconnection | [7 empty] | Active | 80 |  | Capacity | [18 empty] | N | No
PJM |  |  | 9/10/2021 | [7 empty] | Storage |  |  |  | 50 |  |  |  |  | 50 | [7 empty] | Spotsylvania | VA |  |  | Moran DP – Flatcreek 115 kV |  | 12/31/2024 |  | In Progress | [6 empty] | Dominion | [23 empty] | AH1-457 | [5 empty] | Generation Interconnection | [7 empty] | Active | 130 |  | Capacity | [18 empty] | N | No
PJM |  |  | 9/10/2021 | [7 empty] | Solar |  |  |  | 60 |  |  |  |  | 100 | [7 empty] | Hampshire | WV |  |  | Hampshire - Ridgeley 138 kV 1 |  | 12/31/2024 |  | In Progress | [6 empty] | APS | [23 empty] | AH1-458 | [5 empty] | Generation Interconnection | [7 empty] | Active | 100 |  | Capacity | [18 empty] | N | No
PJM |  |  | 9/11/2021 | [7 empty] | Storage |  |  |  | 50 |  |  |  |  | 50 | [7 empty] | Hampshire | WV |  |  | Hampshire - Ridgeley 138 kV 2 |  | 9/30/2024 |  | In Progress | [6 empty] | APS | [23 empty] | AH1-459 | [5 empty] | Generation Interconnection | [7 empty] | Active | 150 |  | Capacity | [18 empty] | N | No
PJM |  |  | 9/10/2021 | [7 empty] | Solar |  |  |  | 39.6 |  |  |  |  | 66 | [7 empty] | Somerset | PA |  |  | Hooversville - Scalp Level 115 kV |  | 12/31/2024 |  | In Progress | [6 empty] | PENELEC | [23 empty] | AH1-460 | [5 empty] | Generation Interconnection | [7 empty] | Active | 66 |  | Capacity | [18 empty] | N | No
PJM |  |  | 9/10/2021 | [7 empty] | Storage |  |  |  | 80 |  |  |  |  | 80 | [7 empty] | Tazewell | VA |  |  | Buckhorn 138 kV |  | 12/31/2024 |  | In Progress | [6 empty] | AEP | [23 empty] | AH1-461 | [5 empty] | Generation Interconnection | [7 empty] | Active | 80 |  | Capacity | [18 empty] | N | No
PJM |  |  | 9/11/2021 | [7 empty] | Storage |  |  |  | 60 |  |  |  |  | 60 | [7 empty] | Cambria | PA |  |  | Rachel Hill 115 kV |  | 12/31/2024 |  | In Progress | [6 empty] | PENELEC | [23 empty] | AH1-462 | [5 empty] | Generation Interconnection | [7 empty] | Active | 60 |  | Capacity | [18 empty] | N | No
PJM |  |  | 9/10/2021 | [7 empty] | Solar |  |  |  | 48 |  |  |  |  | 80 | [7 empty] | Bath | KY |  |  | Owingsville - Preston 69 kV |  | 12/31/2024 |  | In Progress | [6 empty] | EKPC | [23 empty] | AH1-463 | [5 empty] | Generation Interconnection | [7 empty] | Active | 80 |  | Capacity | [18 empty] | N | No
PJM |  |  | 9/10/2021 | [7 empty] | Solar |  |  |  | 120 |  |  |  |  | 200 | [7 empty] | Greensville | VA |  |  | Carson – Rogers Road 500 kV |  | 12/31/2024 |  | In Progress | [6 empty] | Dominion | [23 empty] | AH1-465 | [5 empty] | Generation Interconnection | [7 empty] | Active | 350 |  | Capacity | [18 empty] | N | No
PJM |  |  | 9/10/2021 | [7 empty] | Solar |  |  |  | 360 |  |  |  |  | 600 | [7 empty] | Boone | KY |  |  | Baker - Broadford 765 kV |  | 12/31/2024 |  | In Progress | [6 empty] | AEP | [23 empty] | AH1-466 | [5 empty] | Generation Interconnection | [7 empty] | Active | 600 |  | Capacity | [18 empty] | N | No
PJM |  |  | 9/10/2021 | [7 empty] | Storage |  |  |  | 120 |  |  |  |  | 300 | [7 empty] | Boone | KY |  |  | Baker - Broadford 765 kV |  | 12/31/2024 |  | In Progress | [6 empty] | AEP | [23 empty] | AH1-467 | [5 empty] | Generation Interconnection | [7 empty] | Active | 900 |  | Capacity | [18 empty] | N | No
PJM |  |  | 9/11/2021 | [7 empty] | Solar; Storage |  |  |  | 15 |  |  |  |  | 15 | [7 empty] | Montour | PA |  |  | Derry Tap-Derry Bus 69 kV III |  | 9/25/2023 |  | In Progress | [6 empty] | PPL | [23 empty] | AH1-469 | [5 empty] | Generation Interconnection | [7 empty] | Active | 35 |  | Capacity | [18 empty] | N | No
PJM |  |  | 9/10/2021 | [7 empty] | Solar |  |  |  | 15 |  |  |  |  | 15 | [7 empty] | Northumberland | PA |  |  | Derry Tap- Derry Bus 69 kV IV |  | 9/25/2023 |  | In Progress | [6 empty] | PPL | [23 empty] | AH1-470 | [5 empty] | Generation Interconnection | [7 empty] | Active | 35 |  | Capacity | [18 empty] | N | No
PJM |  |  | 9/10/2021 | [7 empty] | Solar |  |  |  | 15 |  |  |  |  | 15 | [7 empty] | Snyder | PA |  |  | Derry Tap- Derry Bus 69 kV VI |  | 9/25/2023 |  | In Progress | [6 empty] | PPL | [23 empty] | AH1-471 | [5 empty] | Generation Interconnection | [7 empty] | Active | 27.5 |  | Capacity | [18 empty] | N | No
PJM |  |  | 9/10/2021 | [7 empty] | Solar |  |  |  | 56 |  |  |  |  | 56 | [7 empty] | Columbia | PA |  |  | Derry Tap- Derry Bus 69 kV VII |  | 9/25/2023 |  | In Progress | [6 empty] | PPL | [23 empty] | AH1-472 | [5 empty] | Generation Interconnection | [7 empty] | Active | 91 |  | Capacity | [18 empty] | N | No
PJM |  |  | 9/11/2021 | [7 empty] | Storage |  |  |  | 87 |  |  |  |  | 87 | [7 empty] | Crawford | PA |  |  | Edinboro South-Venango Junction 115 kV III |  | 9/25/2023 |  | In Progress | [6 empty] | PENELEC | [23 empty] | AH1-474 | [5 empty] | Generation Interconnection | [7 empty] | Active | 203.5 |  | Capacity | [18 empty] | N | No
PJM |  |  | 9/11/2021 | [7 empty] | Storage |  |  |  | 15 |  |  |  |  | 15 | [7 empty] | Crawford | PA |  |  | Edinboro-Cambridge Springs 34.5 kV II |  | 9/25/2023 |  | In Progress | [6 empty] | PENELEC | [23 empty] | AH1-475 | [5 empty] | Generation Interconnection | [7 empty] | Active | 35 |  | Capacity | [18 empty] | N | No
PJM |  |  | 9/11/2021 | [7 empty] | Solar |  |  |  | 73 |  |  |  |  | 73 | [7 empty] | Adams | PA |  |  | Hunterstown-Texas Eastern Tap 115 kV II |  | 9/23/2024 |  | In Progress | [6 empty] | ME | [23 empty] | AH1-476 | [5 empty] | Generation Interconnection | [7 empty] | Active | 170.5 |  | Capacity | [18 empty] | N | No
PJM |  |  | 9/10/2021 | [7 empty] | Storage |  |  |  | 112 |  |  |  |  | 112 | [7 empty] | Howard | IN |  |  | Greentown 138 kV |  | 9/25/2023 |  | In Progress | [6 empty] | AEP | [23 empty] | AH1-477 | [5 empty] | Generation Interconnection | [7 empty] | Active | 112 |  | Capacity | [18 empty] | N | No
PJM |  |  | 9/10/2021 | [7 empty] | Solar |  |  |  | 40 |  |  |  |  | 40 | [7 empty] | Columbia | PA |  |  | Columbia-West Bloomsburg 69 kV II |  | 9/25/2023 |  | In Progress | [6 empty] | PPL | [23 empty] | AH1-478 | [5 empty] | Generation Interconnection | [7 empty] | Active | 60 |  | Capacity | [18 empty] | N | No
PJM |  |  | 9/10/2021 | [7 empty] | Storage |  |  |  | 82 |  |  |  |  | 82 | [7 empty] | St. Joseph | IN |  |  | New Carlisle 138 kV |  | 9/25/2023 |  | In Progress | [6 empty] | AEP | [23 empty] | AH1-479 | [5 empty] | Generation Interconnection | [7 empty] | Active | 192 |  | Capacity | [18 empty] | N | No
PJM |  |  | 9/10/2021 | [7 empty] | Storage |  |  |  | 57 |  |  |  |  | 57 | [7 empty] | Van Wert | OH |  |  | Haviland – Cavett Switch 69 kV |  | 9/25/2023 |  | In Progress | [6 empty] | AEP | [23 empty] | AH1-480 | [5 empty] | Generation Interconnection | [7 empty] | Active | 132 |  | Capacity | [18 empty] | N | No
PJM |  |  | 9/10/2021 | [7 empty] | Storage |  |  |  | 84 |  |  |  |  | 84 | [7 empty] | White | IN |  |  | Reynolds - Meadow Lake #1 345 kV |  | 9/25/2024 |  | In Progress | [6 empty] | AEP | [23 empty] | AH1-481 | [5 empty] | Generation Interconnection | [7 empty] | Active | 196 |  | Capacity | [18 empty] | N | No
PJM |  |  | 9/10/2021 | [7 empty] | Storage |  |  |  | 195 |  |  |  |  | 195 | [7 empty] | Pulaski | IN |  |  | Olive - Reynolds #2 345 kV |  | 9/25/2023 |  | In Progress | [6 empty] | AEP | [23 empty] | AH1-482 | [5 empty] | Generation Interconnection | [7 empty] | Active | 455 |  | Capacity | [18 empty] | N | No
PJM |  |  | 9/10/2021 | [7 empty] | Storage |  |  |  | 42 |  |  |  |  | 42 | [7 empty] | Union | OH |  |  | Honda Marysville Tap 69 kV |  | 9/23/2024 |  | In Progress | [6 empty] | Dayton | [23 empty] | AH1-483 | [5 empty] | Generation Interconnection | [7 empty] | Active | 142 |  | Capacity | [18 empty] | N | No
PJM |  |  | 9/11/2021 | [7 empty] | Solar |  |  |  | 115 |  |  |  |  | 115 | [7 empty] | Henry | IN |  |  | Madison - Tanners Creek 138 kV |  | 9/24/2023 |  | In Progress | [6 empty] | AEP | [23 empty] | AH1-484 | [5 empty] | Generation Interconnection | [7 empty] | Active | 267.5 |  | Capacity | [18 empty] | N | No
PJM |  |  | 9/11/2021 | [7 empty] | Solar |  |  |  | 12 |  |  |  |  | 20 | [7 empty] | Mercer | PA |  |  | Maysville 69 kV 1 |  | 7/30/2024 |  | In Progress | [6 empty] | ATSI | [23 empty] | AH1-486 | [5 empty] | Generation Interconnection | [7 empty] | Active | 20 |  | Capacity | [18 empty] | N | No
PJM |  |  | 9/10/2021 | [7 empty] | Solar |  |  |  | 12 |  |  |  |  | 20 | [7 empty] | Mercer | PA |  |  | Maysville 34.5 kV 2 |  | 7/30/2024 |  | In Progress | [6 empty] | ATSI | [23 empty] | AH1-487 | [5 empty] | Generation Interconnection | [7 empty] | Active | 20 |  | Capacity | [18 empty] | N | No
PJM |  |  | 9/10/2021 | [7 empty] | Solar |  |  |  | 12 |  |  |  |  | 20 | [7 empty] | Mercer | PA |  |  | Maysville 34.5 kV 3 |  | 7/30/2024 |  | In Progress | [6 empty] | ATSI | [23 empty] | AH1-488 | [5 empty] | Generation Interconnection | [7 empty] | Active | 20 |  | Capacity | [18 empty] | N | No
PJM |  |  | 9/10/2021 | [7 empty] | Solar |  |  |  | 12 |  |  |  |  | 20 | [7 empty] | Mercer | PA |  |  | Maysville 34.5 kV 4 |  | 7/30/2024 |  | In Progress | [6 empty] | ATSI | [23 empty] | AH1-489 | [5 empty] | Generation Interconnection | [7 empty] | Active | 20 |  | Capacity | [18 empty] | N | No
PJM |  |  | 9/10/2021 | [7 empty] | Solar |  |  |  | 12 |  |  |  |  | 20 | [7 empty] | Crawford | PA |  |  | Venango Junction - Cambridge Springs 34.5 kV |  | 7/30/2024 |  | In Progress | [6 empty] | PENELEC | [23 empty] | AH1-490 | [5 empty] | Generation Interconnection | [7 empty] | Active | 20 |  | Capacity | [18 empty] | N | No
PJM |  |  | 9/11/2021 | [7 empty] | Solar |  |  |  | 12 |  |  |  |  | 20 | [7 empty] | Erie | PA |  |  | Union City 34.5 kV |  | 7/30/2024 |  | In Progress | [6 empty] | PENELEC | [23 empty] | AH1-491 | [5 empty] | Generation Interconnection | [7 empty] | Active | 20 |  | Capacity | [18 empty] | N | No
PJM |  |  | 9/11/2021 | [7 empty] | Solar |  |  |  | 12 |  |  |  |  | 20 | [7 empty] | Berks | PA |  |  | Bernville 34.5 kV 1 |  | 7/30/2024 |  | In Progress | [6 empty] | ME | [23 empty] | AH1-492 | [5 empty] | Generation Interconnection | [7 empty] | Active | 20 |  | Capacity | [18 empty] | N | No
PJM |  |  | 9/11/2021 | [7 empty] | Solar |  |  |  | 12 |  |  |  |  | 20 | [7 empty] | Berks | PA |  |  | Bernville 34.5 kV 2 |  | 7/30/2024 |  | In Progress | [6 empty] | ME | [23 empty] | AH1-493 | [5 empty] | Generation Interconnection | [7 empty] | Active | 20 |  | Capacity | [18 empty] | N | No
PJM |  |  | 9/10/2021 | [7 empty] | Storage |  |  |  | 150 |  |  |  |  | 150 | [7 empty] | Warren | IN |  |  | Dequine - Eugene 345 kV |  | 5/1/2028 |  | In Progress | [6 empty] | AEP | [23 empty] | AH1-502 | [5 empty] | Generation Interconnection | [7 empty] | Active | 150 |  | Capacity | [18 empty] | N | No
PJM |  |  | 9/10/2021 | [7 empty] | Storage |  |  |  | 127.5 |  |  |  |  | 150 | [7 empty] | City of Suffolk | VA |  |  | Kings Fork – Chuckatuck 230 kV |  | 9/30/2025 |  | In Progress | [6 empty] | Dominion | [23 empty] | AH1-503 | [5 empty] | Generation Interconnection | [7 empty] | Active | 150 |  | Capacity | [18 empty] | N | No
PJM |  |  | 9/10/2021 | [7 empty] | Offshore Wind |  |  |  | 300 |  |  |  |  | 730 | [7 empty] | Monmouth | NJ |  |  | Oceanview Wind 3 230 kV |  | 12/30/2028 |  | In Progress | [6 empty] | JCPL | [23 empty] | AH1-506 | [5 empty] | Generation Interconnection | [7 empty] | Active | 2056 |  | Capacity | [18 empty] | N | No
PJM |  |  | 9/10/2021 | [7 empty] | Offshore Wind |  |  |  | 300 |  |  |  |  | 730 | [7 empty] | Monmouth | NJ |  |  | Oceanview Wind 4 230 kV |  | 12/30/2028 |  | In Progress | [6 empty] | JCPL | [23 empty] | AH1-507 | [5 empty] | Generation Interconnection | [7 empty] | Active | 2786 |  | Capacity | [18 empty] | N | No
PJM |  |  | 9/10/2021 | [7 empty] | Solar |  |  |  | 3.4 |  |  |  |  | 5 | [7 empty] | Clearfield | PA |  |  | Philipsburg - Emeigh 12.47 kV-1 |  | 12/29/2023 |  | In Progress | [6 empty] | PENELEC | [23 empty] | AH1-514 | [5 empty] | Generation Interconnection | [7 empty] | Active | 5 |  | Capacity | [18 empty] | N | No
PJM |  |  | 9/10/2021 | [7 empty] | Solar |  |  |  | 2.7 |  |  |  |  | 5 | [7 empty] | Clearfield | PA |  |  | Philipsburg - Emeigh 12.47 kV-2 |  | 12/29/2023 |  | In Progress | [6 empty] | PENELEC | [23 empty] | AH1-515 | [5 empty] | Generation Interconnection | [7 empty] | Active | 5 |  | Capacity | [18 empty] | N | No
PJM |  |  | 9/10/2021 | [7 empty] | Solar |  |  |  | 44.7 |  |  |  |  | 70 | [7 empty] | Butler | OH |  |  | Springfield Road - Springfield Road 69 kV |  | 7/1/2025 |  | In Progress | [6 empty] | DEOK | [23 empty] | AH1-516 | [5 empty] | Generation Interconnection | [7 empty] | Active | 70 |  | Capacity | [18 empty] | N | No
PJM |  |  | 9/10/2021 | [7 empty] | Solar |  |  |  | 7.98 |  |  |  |  | 19 | [7 empty] | Lawrence | PA |  |  | Pulaski Sub-New Wilmington 69kV |  | 6/1/2023 |  | In Progress | [6 empty] | ATSI | [23 empty] | AH1-518 | [5 empty] | Generation Interconnection | [7 empty] | Active | 19 |  | Capacity | [18 empty] | N | No
PJM |  |  | 9/10/2021 | [7 empty] | Solar |  |  |  | 79.8 |  |  |  |  | 120 | [7 empty] | Union | OH |  |  | Blue Jacket-Kirby 138 kV V |  | 10/15/2024 |  | In Progress | [6 empty] | ATSI | [23 empty] | AH1-520 | [5 empty] | Generation Interconnection | [7 empty] | Active | 120 |  | Capacity | [18 empty] | N | No
PJM |  |  | 9/10/2021 | [7 empty] | Storage |  |  |  | 50 |  |  |  |  | 100 | [7 empty] | Union | OH |  |  | Blue Jacket-Kirby 138 kV VI |  | 10/15/2024 |  | In Progress | [6 empty] | ATSI | [23 empty] | AH1-521 | [5 empty] | Generation Interconnection | [7 empty] | Active | 100 |  | Capacity | [18 empty] | N | No
PJM |  |  | 9/10/2021 | [7 empty] | Solar |  |  |  | 28.2 |  |  |  |  | 47 | [7 empty] | Paulding | OH |  |  | Timber Switch 138 kV |  | 12/31/2024 |  | In Progress | [6 empty] | AEP | [23 empty] | AH1-522 | [5 empty] | Generation Interconnection | [7 empty] | Active | 47 |  | Capacity | [18 empty] | N | No
PJM |  |  | 9/10/2021 | [7 empty] | Solar |  |  |  | 12 |  |  |  |  | 20 | [7 empty] | Lebanon | PA |  |  | Heidelberg 69 kV |  | 7/30/2024 |  | In Progress | [6 empty] | PPL | [23 empty] | AH1-523 | [5 empty] | Generation Interconnection | [7 empty] | Active | 20 |  | Capacity | [18 empty] | N | No
PJM |  |  | 9/11/2021 | [7 empty] | Solar; Storage |  |  |  | 80 |  |  |  |  | 80 | [7 empty] | Carroll | OH |  |  | South Canton - Sammis 345 kV |  | 10/31/2025 |  | In Progress | [6 empty] | ATSI | [23 empty] | AH1-526 | [5 empty] | Generation Interconnection | [7 empty] | Active | 80 |  | Capacity | [18 empty] | N | No
PJM |  |  | 9/10/2021 | [7 empty] | Solar |  |  |  | 89.4 |  |  |  |  | 149 | [7 empty] | Mecklenburg | VA |  |  | Chase City- Herbert Plant Substation 115kV |  | 3/30/2025 |  | In Progress | [6 empty] | Dominion | [23 empty] | AH1-527 | [5 empty] | Generation Interconnection | [7 empty] | Active | 149 |  | Capacity | [18 empty] | N | No
PJM |  |  | 9/10/2021 | [7 empty] | Solar |  |  |  | 180 |  |  |  |  | 300.8 | [7 empty] | Brunswick | VA |  |  | Rawlings 500kV |  | 3/30/2025 |  | In Progress | [6 empty] | Dominion | [23 empty] | AH1-528 | [5 empty] | Generation Interconnection | [7 empty] | Active | 300.8 |  | Capacity | [18 empty] | N | No
PJM |  |  | 9/10/2021 | [7 empty] | Solar |  |  |  | 14.4 |  |  |  |  | 24 | [7 empty] | Bourbon | KY |  |  | Renaker - Avon 138 kV |  | 3/1/2025 |  | In Progress | [6 empty] | EKPC | [23 empty] | AH1-529 | [5 empty] | Generation Interconnection | [7 empty] | Active | 89 |  | Capacity | [18 empty] | N | No
PJM |  |  | 9/10/2021 | [7 empty] | Solar |  |  |  | 16.8 |  |  |  |  | 28 | [7 empty] | Butler | OH |  |  | Fairfield – Reily 69 kV |  | 3/1/2025 |  | In Progress | [6 empty] | DEOK | [23 empty] | AH1-530 | [5 empty] | Generation Interconnection | [7 empty] | Active | 28 |  | Capacity | [18 empty] | N | No
PJM |  |  | 9/10/2021 | [7 empty] | Solar; Storage |  |  |  | 12.6 |  |  |  |  | 21 | [7 empty] | Pike | OH |  |  | Salyers Rd 34.5 kV |  | 3/1/2025 |  | In Progress | [6 empty] | AEP | [23 empty] | AH1-531 | [5 empty] | Generation Interconnection | [7 empty] | Active | 21 |  | Capacity | [18 empty] | N | No
PJM |  |  | 9/10/2021 | [7 empty] | Solar |  |  |  | 22.68 |  |  |  |  | 37.8 | [7 empty] | Marion | KY |  |  | Marion County - Marion Co. Industrial 161 kV |  | 3/1/2025 |  | In Progress | [6 empty] | EKPC | [23 empty] | AH1-532 | [5 empty] | Generation Interconnection | [7 empty] | Active | 37.8 |  | Capacity | [18 empty] | N | No
PJM |  |  | 9/10/2021 | [7 empty] | Solar; Storage |  |  |  | 57.7 |  |  |  |  | 96.2 | [7 empty] | Perry | PA |  |  | Sunbury-Juniata II |  | 3/1/2025 |  | In Progress | [6 empty] | PPL | [23 empty] | AH1-533 | [5 empty] | Generation Interconnection | [7 empty] | Active | 185.2 |  | Capacity | [18 empty] | N | No
PJM |  |  | 9/10/2021 | [7 empty] | Solar |  |  |  | 13.6 |  |  |  |  | 22.7 | [7 empty] | Greene | TN |  |  | Sullivan Gardens - Walters 138 kV |  | 3/1/2025 |  | In Progress | [6 empty] | AEP | [23 empty] | AH1-534 | [5 empty] | Generation Interconnection | [7 empty] | Active | 22.7 |  | Capacity | [18 empty] | N | No
PJM |  |  | 9/10/2021 | [7 empty] | Solar |  |  |  | 80.2 |  |  |  |  | 133.6 | [7 empty] | Hawkins | TN |  |  | Nagel - Cane River 230 kV |  | 3/1/2025 |  | In Progress | [6 empty] | AEP | [23 empty] | AH1-535 | [5 empty] | Generation Interconnection | [7 empty] | Active | 133.6 |  | Capacity | [18 empty] | N | No
PJM |  |  | 9/10/2021 | [7 empty] | Solar |  |  |  | 25.6 |  |  |  |  | 42.7 | [7 empty] | Queen Anne's | MD |  |  | Church-Oil City 138kV |  | 3/1/2025 |  | In Progress | [6 empty] | DPL | [23 empty] | AH1-536 | [5 empty] | Generation Interconnection | [7 empty] | Active | 42.7 |  | Capacity | [18 empty] | N | No
PJM |  |  | 9/11/2021 | [7 empty] | Solar; Storage |  |  |  | 107.1 |  |  |  |  | 178.5 | [7 empty] | Highland | OH |  |  | Pierce - DOE X-530 345 kV |  | 3/1/2025 |  | In Progress | [6 empty] | OVEC | [23 empty] | AH1-537 | [5 empty] | Generation Interconnection | [7 empty] | Active | 178.5 |  | Capacity | [18 empty] | N | No
PJM |  |  | 9/10/2021 | [7 empty] | Solar; Storage |  |  |  | 144.9 |  |  |  |  | 241.5 | [7 empty] | Van Wert | OH |  |  | East Lima - Haviland 138 kV |  | 3/1/2025 |  | In Progress | [6 empty] | AEP | [23 empty] | AH1-538 | [5 empty] | Generation Interconnection | [7 empty] | Active | 241.5 |  | Capacity | [18 empty] | N | No
PJM |  |  | 9/10/2021 | [7 empty] | Solar |  |  |  | 77.6 |  |  |  |  | 129.4 | [7 empty] | Hardin | OH |  |  | South Kenton 138 kV |  | 3/1/2025 |  | In Progress | [6 empty] | AEP | [23 empty] | AH1-539 | [5 empty] | Generation Interconnection | [7 empty] | Active | 129.4 |  | Capacity | [18 empty] | N | No
PJM |  |  | 9/10/2021 | [7 empty] | Solar |  |  |  | 99 |  |  |  |  | 165 | [7 empty] | Ogle | IL |  |  | Byron to Wayne 345 kV |  | 3/1/2025 |  | In Progress | [6 empty] | ComEd | [23 empty] | AH1-540 | [5 empty] | Generation Interconnection | [7 empty] | Active | 165 |  | Capacity | [18 empty] | N | No
PJM |  |  | 9/10/2021 | [7 empty] | Solar |  |  |  | 55.4 |  |  |  |  | 92.4 | [7 empty] | DeWitt | IL |  |  | Chestnut 345 kV |  | 3/1/2025 |  | In Progress | [6 empty] | ComEd | [23 empty] | AH1-541 | [5 empty] | Generation Interconnection | [7 empty] | Active | 92.4 |  | Capacity | [18 empty] | N | No
PJM |  |  | 9/10/2021 | [7 empty] | Solar |  |  |  | 79.3 |  |  |  |  | 132.2 | [7 empty] | Marion | OH |  |  | Crissinger-Delaware Business Park 138kV |  | 3/1/2025 |  | In Progress | [6 empty] | ATSI | [23 empty] | AH1-542 | [5 empty] | Generation Interconnection | [7 empty] | Active | 132.2 |  | Capacity | [18 empty] | N | No
PJM |  |  | 9/11/2021 | [7 empty] | Solar |  |  |  | 94.4 |  |  |  |  | 157.4 | [7 empty] | Livingston | IL |  |  | Powerton - Katydid Road 345 kV |  | 3/1/2025 |  | In Progress | [6 empty] | ComEd | [23 empty] | AH1-543 | [5 empty] | Generation Interconnection | [7 empty] | Active | 157.4 |  | Capacity | [18 empty] | N | No
PJM |  |  | 9/10/2021 | [7 empty] | Solar |  |  |  | 40.6 |  |  |  |  | 67.7 | [7 empty] | Lasalle | IL |  |  | La Salle 345 kV |  | 3/1/2025 |  | In Progress | [6 empty] | ComEd | [23 empty] | AH1-544 | [5 empty] | Generation Interconnection | [7 empty] | Active | 67.7 |  | Capacity | [18 empty] | N | No
PJM |  |  | 9/10/2021 | [7 empty] | Solar |  |  |  | 200 |  |  |  |  | 200 | [7 empty] | Washington | PA |  |  | Wylie Ridge-Tidd 345kV |  | 3/1/2025 |  | In Progress | [6 empty] | APS | [23 empty] | AH1-545 | [5 empty] | Generation Interconnection | [7 empty] | Active | 200 |  | Capacity | [18 empty] | N | No
PJM |  |  | 9/10/2021 | [7 empty] | Solar |  |  |  | 47.8 |  |  |  |  | 79.8 | [7 empty] | Buckingham | VA |  |  | Bremo - Buckingham 230 kV |  | 2/1/2025 |  | In Progress | [6 empty] | Dominion | [23 empty] | AH1-546 | [5 empty] | Generation Interconnection | [7 empty] | Active | 79.8 |  | Capacity | [18 empty] | N | No
PJM |  |  | 9/10/2021 | [7 empty] | Solar |  |  |  | 74 |  |  |  |  | 0 | [7 empty] | White | IN |  |  | Reynolds - Olive #1 345 kV |  | 10/31/2022 |  | In Progress | [6 empty] | AEP | [23 empty] | AH1-547 | [5 empty] | Generation Interconnection | [7 empty] | Active | 180 |  | Capacity | [18 empty] | N | No
PJM |  |  | 9/10/2021 | [7 empty] | Solar |  |  |  | 96 |  |  |  |  | 160 | [7 empty] | Huntington | IN |  |  | Sorenson 345 kV |  | 12/31/2024 |  | In Progress | [6 empty] | AEP | [23 empty] | AH1-548 | [5 empty] | Generation Interconnection | [7 empty] | Active | 160 |  | Capacity | [18 empty] | N | No
PJM |  |  | 9/10/2021 | [7 empty] | Solar |  |  |  | 108 |  |  |  |  | 180 | [7 empty] | Allen | IN |  |  | Allen - RP Mone 345 kV |  | 12/31/2025 |  | In Progress | [6 empty] | AEP | [23 empty] | AH1-549 | [5 empty] | Generation Interconnection | [7 empty] | Active | 180 |  | Capacity | [18 empty] | N | No
PJM |  |  | 9/10/2021 | [7 empty] | Solar |  |  |  | 66 |  |  |  |  | 110 | [7 empty] | Licking | OH |  |  | Hazelton - Kirk 138 kV |  | 12/31/2025 |  | In Progress | [6 empty] | AEP | [23 empty] | AH1-550 | [5 empty] | Generation Interconnection | [7 empty] | Active | 110 |  | Capacity | [18 empty] | N | No
PJM |  |  | 9/10/2021 | [7 empty] | Solar; Storage |  |  |  | 670.2 |  |  |  |  | 809.5 | [7 empty] | Prince George's | MD |  |  | Chalk Point 230kV |  | 6/1/2025 |  | In Progress | [6 empty] | PEPCO | [23 empty] | AH1-552 | [5 empty] | Generation Interconnection | [7 empty] | Active | 809.5 |  | Capacity | [18 empty] | N | No
PJM |  |  | 9/10/2021 | [7 empty] | Solar |  |  |  | 39.6 |  |  |  |  | 66 | [7 empty] | Madison | OH |  |  | Broadview -Tangy 138 kV II |  | 10/1/2025 |  | In Progress | [6 empty] | ATSI | [23 empty] | AH1-553 | [5 empty] | Generation Interconnection | [7 empty] | Active | 66 |  | Capacity | [18 empty] | N | No
PJM |  |  | 9/10/2021 | [7 empty] | Storage |  |  |  | 150 |  |  |  |  | 150 | [7 empty] | Jackson | OH |  |  | Lick 138 kV |  | 10/1/2025 |  | In Progress | [6 empty] | AEP | [23 empty] | AH1-554 | [5 empty] | Generation Interconnection | [7 empty] | Active | 150 |  | Capacity | [18 empty] | N | No
PJM |  |  | 9/10/2021 | [7 empty] | Offshore Wind |  |  |  | 63.36 |  |  |  |  | 360 | [7 empty] | Monmouth | NJ |  |  | Larrabee 230 kV III |  | 10/31/2029 |  | In Progress | [6 empty] | JCPL | [23 empty] | AH1-556 | [5 empty] | Generation Interconnection | [7 empty] | Active | 805.2 |  | Capacity | [18 empty] | N | No
PJM |  |  | 9/10/2021 | [7 empty] | Offshore Wind |  |  |  | 228.8 |  |  |  |  | 1300 | [7 empty] | Monmouth | NJ |  |  | Larrabee 230 kV IV |  | 10/31/2029 |  | In Progress | [6 empty] | JCPL | [23 empty] | AH1-557 | [5 empty] | Generation Interconnection | [7 empty] | Active | 1300 |  | Capacity | [18 empty] | N | No
PJM |  |  | 9/10/2021 | [7 empty] | Storage |  |  |  | 250 |  |  |  |  | 250 | [7 empty] | Hanover | VA |  |  | Four Rivers 230kV |  | 6/1/2025 |  | In Progress | [6 empty] | Dominion | [23 empty] | AH1-558 | [5 empty] | Generation Interconnection | [7 empty] | Active | 996 |  | Capacity | [18 empty] | N | No
PJM |  |  | 9/10/2021 | [7 empty] | Storage |  |  |  | 250 |  |  |  |  | 250 | [7 empty] | Will | IL |  |  | University Park 138 kV |  | 6/1/2025 |  | In Progress | [6 empty] | ComEd | [23 empty] | AH1-560 | [5 empty] | Generation Interconnection | [7 empty] | Active | 573 |  | Capacity | [18 empty] | N | No
PJM |  |  | 9/10/2021 | [7 empty] | Storage |  |  |  | 250 |  |  |  |  | 250 | [7 empty] | Lebanon | PA |  |  | Ironwood 230kV |  | 6/1/2025 |  | In Progress | [6 empty] | ME | [23 empty] | AH1-561 | [5 empty] | Generation Interconnection | [7 empty] | Active | 1075 |  | Capacity | [18 empty] | N | No
PJM |  |  | 9/10/2021 | [7 empty] | Storage |  |  |  | 250 |  |  |  |  | 250 | [7 empty] | Allegheny | PA |  |  | Springdale 138kV |  | 6/1/2025 |  | In Progress | [6 empty] | APS | [23 empty] | AH1-562 | [5 empty] | Generation Interconnection | [7 empty] | Active | 356 |  | Capacity | [18 empty] | N | No
PJM |  |  | 9/11/2021 | [7 empty] | Storage |  |  |  | 250 |  |  |  |  | 250 | [8 empty] | IL |  |  | Aurora E.C. 138kV |  | 6/1/2025 |  | In Progress | [6 empty] | ComEd | [23 empty] | AH1-563 | [5 empty] | Generation Interconnection | [7 empty] | Active | 1306 |  | Capacity | [18 empty] | N | No
PJM |  |  | 9/10/2021 | [7 empty] | Storage |  |  |  | 250 |  |  |  |  | 250 | [7 empty] | Winnebago | IL |  |  | Rockford II 138 kV |  | 6/1/2025 |  | In Progress | [6 empty] | ComEd | [23 empty] | AH1-564 | [5 empty] | Generation Interconnection | [7 empty] | Active | 430 |  | Capacity | [18 empty] | N | No
PJM |  |  | 9/10/2021 | [7 empty] | Storage |  |  |  | 250 |  |  |  |  | 250 | [7 empty] | Wood | OH |  |  | Lemoyne 345kV |  | 6/1/2025 |  | In Progress | [6 empty] | ATSI | [23 empty] | AH1-565 | [5 empty] | Generation Interconnection | [7 empty] | Active | 950 |  | Capacity | [18 empty] | N | No
PJM |  |  | 9/10/2021 | [7 empty] | Storage |  |  |  | 400 |  |  |  |  | 400 | [7 empty] | Armstrong | PA |  |  | South Bend 500kV |  | 6/1/2025 |  | In Progress | [6 empty] | APS | [23 empty] | AH1-566 | [5 empty] | Generation Interconnection | [7 empty] | Active | 1190 |  | Capacity | [18 empty] | N | No
PJM |  |  | 9/10/2021 | [7 empty] | Natural Gas |  |  |  | 5 |  |  |  |  | 5 | [7 empty] | Will | IL |  |  | University Park 138 kV |  | 6/1/2025 |  | In Progress | [6 empty] | ComEd | [23 empty] | AH1-567 | [5 empty] | Generation Interconnection | [7 empty] | Active | 578 |  | Capacity | [18 empty] | N | No
PJM |  |  | 9/10/2021 | [7 empty] | Storage |  |  |  | 80 |  |  |  |  | 80 | [7 empty] | Buchanan | VA |  |  | Keen Mountain 138 kV |  | 6/1/2025 |  | In Progress | [6 empty] | AEP | [23 empty] | AH1-568 | [5 empty] | Generation Interconnection | [7 empty] | Active | 80 |  | Capacity | [18 empty] | N | No
PJM |  |  | 9/10/2021 | [7 empty] | Solar |  |  |  | 31.3 |  |  |  |  | 49.99 | [7 empty] | Union | OH |  |  | Broadview - Tangy 138 kV III |  | 12/1/2024 |  | In Progress | [6 empty] | ATSI | [23 empty] | AH1-569 | [5 empty] | Generation Interconnection | [7 empty] | Active | 49.99 |  | Capacity | [18 empty] | N | No
PJM |  |  | 9/10/2021 | [7 empty] | Solar |  |  |  | 15.6 |  |  |  |  | 25 | [8 empty] | KY |  |  | Millersburg 69 kV |  | 12/1/2024 |  | In Progress | [6 empty] | EKPC | [23 empty] | AH1-570 | [5 empty] | Generation Interconnection | [7 empty] | Active | 25 |  | Capacity | [18 empty] | N | No
PJM |  |  | 9/10/2021 | [7 empty] | Solar |  |  |  | 12.5 |  |  |  |  | 20 | [8 empty] | KY |  |  | Millersburg 69 kV |  | 12/1/2024 |  | In Progress | [6 empty] | EKPC | [23 empty] | AH1-571 | [5 empty] | Generation Interconnection | [7 empty] | Active | 20 |  | Capacity | [18 empty] | N | No
PJM |  |  | 9/10/2021 | [7 empty] | Solar |  |  |  | 19.3 |  |  |  |  | 30 | [7 empty] | Marion | OH |  |  | South Morral 69 kV |  | 12/1/2024 |  | In Progress | [6 empty] | AEP | [23 empty] | AH1-572 | [5 empty] | Generation Interconnection | [7 empty] | Active | 30 |  | Capacity | [18 empty] | N | No
PJM |  |  | 9/10/2021 | [7 empty] | Solar |  |  |  | 12.9 |  |  |  |  | 19.99 | [7 empty] | Marion | OH |  |  | South Morral 69 kV |  | 12/1/2024 |  | In Progress | [6 empty] | AEP | [23 empty] | AH1-573 | [5 empty] | Generation Interconnection | [7 empty] | Active | 19.99 |  | Capacity | [18 empty] | N | No
PJM |  |  | 9/10/2021 | [7 empty] | Solar |  |  |  | 12 |  |  |  |  | 20 | [7 empty] | Kent | DE |  |  | Harrington 69kV |  | 10/25/2024 |  | In Progress | [6 empty] | DPL | [23 empty] | AH1-574 | [5 empty] | Generation Interconnection | [7 empty] | Active | 20 |  | Capacity | [18 empty] | N | No
PJM |  |  | 9/10/2021 | [7 empty] | Solar |  |  |  | 6 |  |  |  |  | 10 | [7 empty] | Kent | DE |  |  | Harrington 69kV |  | 10/25/2024 |  | In Progress | [6 empty] | DPL | [23 empty] | AH1-575 | [5 empty] | Generation Interconnection | [7 empty] | Active | 10 |  | Capacity | [18 empty] | N | No
PJM |  |  | 9/10/2021 | [7 empty] | Solar |  |  |  | 12 |  |  |  |  | 20 | [7 empty] | Kent | DE |  |  | South Harrington 69kV |  | 10/25/2024 |  | In Progress | [6 empty] | DPL | [23 empty] | AH1-576 | [5 empty] | Generation Interconnection | [7 empty] | Active | 20 |  | Capacity | [18 empty] | N | No
PJM |  |  | 9/10/2021 | [7 empty] | Solar |  |  |  | 42 |  |  |  |  | 70 | [7 empty] | Wayne | OH |  |  | Tigers 69 kV |  | 10/15/2028 |  | In Progress | [6 empty] | AEP | [23 empty] | AH1-577 | [5 empty] | Generation Interconnection | [7 empty] | Active | 70 |  | Capacity | [18 empty] | N | No
PJM |  |  | 9/10/2021 | [7 empty] | Storage |  |  |  | 28 |  |  |  |  | 28 | [7 empty] | Wayne | OH |  |  | Tigers 69 kV |  | 10/15/2028 |  | In Progress | [6 empty] | AEP | [23 empty] | AH1-578 | [5 empty] | Generation Interconnection | [7 empty] | Active | 28 |  | Capacity | [18 empty] | N | No
PJM |  |  | 9/10/2021 | [7 empty] | Storage |  |  |  | 150 |  |  |  |  | 150 | [7 empty] | Union | OH |  |  | Marysville – Hyatt 345 kV |  | 5/1/2028 |  | In Progress | [6 empty] | AEP | [23 empty] | AH1-579 | [5 empty] | Generation Interconnection | [7 empty] | Active | 150 |  | Capacity | [18 empty] | N | No
PJM |  |  | 9/10/2021 | [7 empty] | Solar |  |  |  | 134 |  |  |  |  | 200 | [7 empty] | Harrison | OH |  |  | Nottingham Switch 138 kV |  | 5/1/2025 |  | In Progress | [6 empty] | AEP | [23 empty] | AH1-580 | [5 empty] | Generation Interconnection | [7 empty] | Active | 400 |  | Capacity | [18 empty] | N | No
PJM |  |  | 9/10/2021 | [7 empty] | Storage |  |  |  | 146.3 |  |  |  |  | 0 | [7 empty] | Madison | OH |  |  | Marysville - Flatlick 765 kV |  | 5/1/2026 |  | In Progress | [6 empty] | AEP | [23 empty] | AH1-582 | [5 empty] | Generation Interconnection | [7 empty] | Active | 800 |  | Capacity | [18 empty] | N | No
PJM |  |  | 9/10/2021 | [7 empty] | Storage |  |  |  | 146.3 |  |  |  |  | 0 | [7 empty] | Madison | OH |  |  | Marysville - Flatlick 765 kV |  | 5/1/2026 |  | In Progress | [6 empty] | AEP | [23 empty] | AH1-583 | [5 empty] | Generation Interconnection | [7 empty] | Active | 800 |  | Capacity | [18 empty] | N | No
PJM |  |  | 9/10/2021 | [7 empty] | Solar |  |  |  | 30 |  |  |  |  | 50 | [7 empty] | Sussex | DE |  |  | Nelson-Indian River 138kV |  | 12/16/2024 |  | In Progress | [6 empty] | DPL | [23 empty] | AH1-584 | [5 empty] | Generation Interconnection | [7 empty] | Active | 50 |  | Capacity | [18 empty] | N | No
PJM |  |  | 9/10/2021 | [7 empty] | Solar |  |  |  | 30 |  |  |  |  | 50 | [7 empty] | Sussex | DE |  |  | Nelson-Indian River 138kV |  | 12/16/2024 |  | In Progress | [6 empty] | DPL | [23 empty] | AH1-585 | [5 empty] | Generation Interconnection | [7 empty] | Active | 50 |  | Capacity | [18 empty] | N | No
PJM |  |  | 9/10/2021 | [7 empty] | Storage |  |  |  | 45 |  |  |  |  | 45 | [7 empty] | Sussex | DE |  |  | Nelson-Indian River 138kV |  | 12/16/2024 |  | In Progress | [6 empty] | DPL | [23 empty] | AH1-586 | [5 empty] | Generation Interconnection | [7 empty] | Active | 45 |  | Capacity | [18 empty] | N | No
PJM |  |  | 9/10/2021 | [7 empty] | Solar |  |  |  | 120 |  |  |  |  | 200 | [7 empty] | McKean | PA |  |  | Farmers Valley – Ridgeway 115 kV |  | 12/16/2024 |  | In Progress | [6 empty] | PENELEC | [23 empty] | AH1-587 | [5 empty] | Generation Interconnection | [7 empty] | Active | 200 |  | Capacity | [18 empty] | N | No
PJM |  |  | 9/10/2021 | [7 empty] | Solar |  |  |  | 144 |  |  |  |  | 240 | [7 empty] | McKean | PA |  |  | Lewis Run - Pierce Brook 230 kV |  | 12/16/2024 |  | In Progress | [6 empty] | PENELEC | [23 empty] | AH1-588 | [5 empty] | Generation Interconnection | [7 empty] | Active | 240 |  | Capacity | [18 empty] | N | No
PJM |  |  | 9/10/2021 | [7 empty] | Storage |  |  |  | 170 |  |  |  |  | 170 | [7 empty] | McKean | PA |  |  | Lewis Run - Pierce Brook 230 kV |  | 12/16/2024 |  | In Progress | [6 empty] | PENELEC | [23 empty] | AH1-589 | [5 empty] | Generation Interconnection | [7 empty] | Active | 410 |  | Capacity | [18 empty] | N | No
PJM |  |  | 9/10/2021 | [7 empty] | Solar |  |  |  | 30 |  |  |  |  | 50 | [7 empty] | Grant | WV |  |  | Cherry Ridge 66 kV |  | 12/16/2024 |  | In Progress | [6 empty] | APS | [23 empty] | AH1-590 | [5 empty] | Generation Interconnection | [7 empty] | Active | 50 |  | Capacity | [18 empty] | N | No
PJM |  |  | 9/10/2021 | [7 empty] | Solar |  |  |  | 30 |  |  |  |  | 50 | [7 empty] | Grant | WV |  |  | Cherry Ridge 66kV |  | 12/16/2024 |  | In Progress | [6 empty] | APS | [23 empty] | AH1-591 | [5 empty] | Generation Interconnection | [7 empty] | Active | 100 |  | Capacity | [18 empty] | N | No
PJM |  |  | 9/10/2021 | [7 empty] | Storage |  |  |  | 45 |  |  |  |  | 45 | [7 empty] | Grant | WV |  |  | Cherry Ridge 66kV |  | 12/16/2024 |  | In Progress | [6 empty] | APS | [23 empty] | AH1-592 | [5 empty] | Generation Interconnection | [7 empty] | Active | 145 |  | Capacity | [18 empty] | N | No
PJM |  |  | 9/10/2021 | [7 empty] | Solar |  |  |  | 39 |  |  |  |  | 65 | [7 empty] | Preston | WV |  |  | Hazelton 138 |  | 12/16/2024 |  | In Progress | [6 empty] | APS | [23 empty] | AH1-593 | [5 empty] | Generation Interconnection | [7 empty] | Active | 65 |  | Capacity | [18 empty] | N | No
PJM |  |  | 9/10/2021 | [7 empty] | Storage |  |  |  | 32 |  |  |  |  | 32 | [7 empty] | Preston | WV |  |  | Hazelton 138kV |  | 12/16/2024 |  | In Progress | [6 empty] | APS | [23 empty] | AH1-594 | [5 empty] | Generation Interconnection | [7 empty] | Active | 97 |  | Capacity | [18 empty] | N | No
PJM |  |  | 9/10/2021 | [7 empty] | Solar |  |  |  | 96.6 |  |  |  |  | 150 | [7 empty] | Benton | IN |  |  | Fowler Ridge 345 kV |  | 3/3/2025 |  | In Progress | [6 empty] | AEP | [23 empty] | AH1-595 | [5 empty] | Generation Interconnection | [7 empty] | Active | 150 |  | Capacity | [18 empty] | N | No
PJM |  |  | 9/10/2021 | [7 empty] | Storage |  |  |  | 125 |  |  |  |  | 125 | [7 empty] | Benton | IN |  |  | Fowler Ridge 345 kV |  | 3/3/2025 |  | In Progress | [6 empty] | AEP | [23 empty] | AH1-596 | [5 empty] | Generation Interconnection | [7 empty] | Active | 125 |  | Capacity | [18 empty] | N | No
PJM |  |  | 9/10/2021 | [7 empty] | Solar |  |  |  | 70.8 |  |  |  |  | 110 | [7 empty] | Ashland | OH |  |  | LM Troy 138 kV |  | 3/3/2025 |  | In Progress | [6 empty] | ATSI | [23 empty] | AH1-597 | [5 empty] | Generation Interconnection | [7 empty] | Active | 110 |  | Capacity | [18 empty] | N | No
PJM |  |  | 9/10/2021 | [7 empty] | Storage |  |  |  | 110 |  |  |  |  | 110 | [7 empty] | Ashland | OH |  |  | LM Troy 138 kV |  | 3/3/2025 |  | In Progress | [6 empty] | ATSI | [23 empty] | AH1-598 | [5 empty] | Generation Interconnection | [7 empty] | Active | 110 |  | Capacity | [18 empty] | N | No
PJM |  |  | 9/10/2021 | [7 empty] | Solar |  |  |  | 100.986 |  |  |  |  | 168.31 | [7 empty] | Richland | OH |  |  | Milliron-Brookside 138kV |  | 4/30/2025 |  | In Progress | [6 empty] | ATSI | [23 empty] | AH1-609 | [5 empty] | Generation Interconnection | [7 empty] | Active | 168.31 |  | Capacity | [18 empty] | N | No
PJM |  |  | 9/10/2021 | [7 empty] | Solar; Storage |  |  |  | 40 |  |  |  |  | 40 | [7 empty] | Clermont | OH |  |  | Burns 69 kV |  | 10/1/2025 |  | In Progress | [6 empty] | DEOK | [23 empty] | AH1-614 | [5 empty] | Generation Interconnection | [7 empty] | Active | 40 |  | Capacity | [18 empty] | N | No
PJM |  |  | 9/10/2021 | [7 empty] | Storage |  |  |  | 100 |  |  |  |  | 100 | [7 empty] | Allegheny | PA |  |  | Pine Creek 138 kV |  | 10/1/2025 |  | In Progress | [6 empty] | DL | [23 empty] | AH1-615 | [5 empty] | Generation Interconnection | [7 empty] | Active | 100 |  | Capacity | [18 empty] | N | No
PJM |  |  | 9/10/2021 | [7 empty] | Storage |  |  |  | 150 |  |  |  |  | 150 | [7 empty] | Cook | IL |  |  | Chicago Heights 138 kV |  | 10/1/2025 |  | In Progress | [6 empty] | ComEd | [23 empty] | AH1-616 | [5 empty] | Generation Interconnection | [7 empty] | Active | 150 |  | Capacity | [18 empty] | N | No
PJM |  |  | 9/10/2021 | [7 empty] | Solar |  |  |  | 120 |  |  |  |  | 200 | [8 empty] | KY |  |  | Beaver Creek 138 kV |  | 9/30/2024 |  | In Progress | [6 empty] | AEP | [23 empty] | AH1-617 | [5 empty] | Generation Interconnection | [7 empty] | Active | 200 |  | Capacity | [18 empty] | N | No
PJM |  |  | 9/10/2021 | [7 empty] | Solar |  |  |  | 120 |  |  |  |  | 200 | [8 empty] | KY |  |  | Beaver Creek 138 kV |  | 9/30/2024 |  | In Progress | [6 empty] | AEP | [23 empty] | AH1-618 | [5 empty] | Generation Interconnection | [7 empty] | Active | 200 |  | Capacity | [18 empty] | N | No
PJM |  |  | 9/10/2021 | [7 empty] | Solar |  |  |  | 120 |  |  |  |  | 200 | [8 empty] | KY |  |  | Beaver Creek 138 kV |  | 9/30/2024 |  | In Progress | [6 empty] | AEP | [23 empty] | AH1-619 | [5 empty] | Generation Interconnection | [7 empty] | Active | 200 |  | Capacity | [18 empty] | N | No
PJM |  |  | 9/10/2021 | [7 empty] | Solar |  |  |  | 45.6 |  |  |  |  | 76 | [7 empty] | Queen Anne's | MD |  |  | Carville 138kV |  | 12/1/2025 |  | In Progress | [6 empty] | DPL | [23 empty] | AH1-620 | [5 empty] | Generation Interconnection | [7 empty] | Active | 76 |  | Capacity | [18 empty] | N | No
PJM |  |  | 9/10/2021 | [7 empty] | Solar |  |  |  | 72 |  |  |  |  | 120 | [7 empty] | Allegany | MD |  |  | Steele-Milford 230kV |  | 12/1/2025 |  | In Progress | [6 empty] | DPL | [23 empty] | AH1-621 | [5 empty] | Generation Interconnection | [7 empty] | Active | 120 |  | Capacity | [18 empty] | N | No
PJM |  |  | 9/10/2021 | [7 empty] | Solar |  |  |  | 12 |  |  |  |  | 20 | [7 empty] | York | PA |  |  | Five Fork 115kV |  | 12/1/2025 |  | In Progress | [6 empty] | PECO | [23 empty] | AH1-622 | [5 empty] | Generation Interconnection | [7 empty] | Active | 20 |  | Capacity | [18 empty] | N | No
PJM |  |  | 9/10/2021 | [7 empty] | Solar |  |  |  | 96 |  |  |  |  | 160 | [7 empty] | Louisa | VA |  |  | South Anna - Desper 230 kV |  | 12/1/2025 |  | In Progress | [6 empty] | Dominion | [23 empty] | AH1-623 | [5 empty] | Generation Interconnection | [7 empty] | Active | 160 |  | Capacity | [18 empty] | N | No
PJM |  |  | 9/10/2021 | [7 empty] | Solar |  |  |  | 138 |  |  |  |  | 230 | [7 empty] | Clearfield | PA |  |  | Mainesburg-Homer City 345kV |  | 12/1/2025 |  | In Progress | [6 empty] | PENELEC | [23 empty] | AH1-624 | [5 empty] | Generation Interconnection | [7 empty] | Active | 230 |  | Capacity | [18 empty] | N | No
PJM |  |  | 9/11/2021 | [7 empty] | Solar |  |  |  | 150 |  |  |  |  | 250 | [7 empty] | Webster | WV |  |  | Cowen 138kV |  | 12/1/2025 |  | In Progress | [6 empty] | APS | [23 empty] | AH1-625 | [5 empty] | Generation Interconnection | [7 empty] | Active | 250 |  | Capacity | [18 empty] | N | No
PJM |  |  | 9/10/2021 | [7 empty] | Storage |  |  |  | 62.5 |  |  |  |  | 62.5 | [7 empty] | Caroline | VA |  |  | Ladysmith 230 kV |  | 3/21/2025 |  | In Progress | [6 empty] | Dominion | [23 empty] | AH1-626 | [5 empty] | Generation Interconnection | [7 empty] | Active | 62.5 |  | Capacity | [18 empty] | N | No
PJM |  |  | 9/10/2021 | [7 empty] | Storage |  |  |  | 62.5 |  |  |  |  | 62.5 | [7 empty] | Caroline | VA |  |  | Ladysmith 230 kV II |  | 3/21/2025 |  | In Progress | [6 empty] | Dominion | [23 empty] | AH1-627 | [5 empty] | Generation Interconnection | [7 empty] | Active | 125 |  | Capacity | [18 empty] | N | No
PJM |  |  | 9/11/2021 | [7 empty] | Solar; Storage |  |  |  | 15 |  |  |  |  | 15 | [7 empty] | Snyder | PA |  |  | Penns Tap-Richfield Tie 69 kV V |  | 9/25/2023 |  | In Progress | [6 empty] | PPL | [23 empty] | AH1-630 | [5 empty] | Generation Interconnection | [7 empty] | Active | 35 |  | Capacity | [18 empty] | N | No
PJM |  |  | 9/10/2021 | [7 empty] | Storage |  |  |  | 15 |  |  |  |  | 15 | [7 empty] | Crawford | PA |  |  | Edinboro South 34.5 kV III |  | 9/25/2023 |  | In Progress | [6 empty] | PENELEC | [23 empty] | AH1-631 | [5 empty] | Generation Interconnection | [7 empty] | Active | 35 |  | Capacity | [18 empty] | N | No
PJM |  |  | 9/10/2021 | [7 empty] | Storage |  |  |  | 12 |  |  |  |  | 12 | [7 empty] | Franklin | PA |  |  | Mercersburg-Milnor 34.5 kV III |  | 9/25/2023 |  | In Progress | [6 empty] | APS | [23 empty] | AH1-632 | [5 empty] | Generation Interconnection | [7 empty] | Active | 27 |  | Capacity | [18 empty] | N | No
PJM |  |  | 9/13/2021 | [7 empty] | Solar |  |  |  | 172.8 |  |  |  |  | 288 | [7 empty] | Livingston | IL |  |  | Powerton to Katydid 345 kV |  | 9/26/2024 |  | In Progress | [6 empty] | ComEd | [23 empty] | AH1-633 | [5 empty] | Generation Interconnection | [7 empty] | Active | 288 |  | Capacity | [18 empty] | N | No
PJM |  |  | 9/13/2021 | [7 empty] | Offshore Wind |  |  |  | 17.7 |  |  |  |  | 68 | [7 empty] | Sussex | DE |  |  | Indian River 230kV |  | 12/31/2024 |  | In Progress | [6 empty] | DPL | [23 empty] | AH1-634 | [5 empty] | Generation Interconnection | [7 empty] | Active | 323.1 |  | Capacity | [18 empty] | N | No
PJM |  |  | 9/13/2021 | [7 empty] | Solar |  |  |  | 9.6 |  |  |  |  | 16 | [7 empty] | Westmoreland | VA |  |  | Oak Grove 34.5 kV |  | 12/15/2022 |  | In Progress | [6 empty] | Dominion | [23 empty] | AH1-637 | [5 empty] | Generation Interconnection | [7 empty] | Active | 16 |  | Capacity | [18 empty] | N | No
PJM |  |  | 9/13/2021 | [7 empty] | Solar; Storage |  |  |  | 150 |  |  |  |  | 150 | [7 empty] | Mahoning | OH |  |  | Lordstown - Mansfield 345 kV |  | 10/31/2025 |  | In Progress | [6 empty] | ATSI | [23 empty] | AH1-639 | [5 empty] | Generation Interconnection | [7 empty] | Active | 150 |  | Capacity | [18 empty] | N | No
PJM |  |  | 9/14/2021 | [7 empty] | Storage |  |  |  | 40 |  |  |  |  | 40 | [7 empty] | Campbell | VA |  |  | Gladys DP - Stonemill 69 kV |  | 12/3/2025 |  | In Progress | [6 empty] | Dominion | [23 empty] | AH1-640 | [5 empty] | Generation Interconnection | [7 empty] | Active | 40 |  | Capacity | [18 empty] | N | No
PJM |  |  | 9/14/2021 | [7 empty] | Solar |  |  |  | 15 |  |  |  |  | 15 | [7 empty] | Salem | NJ |  |  | Churchtown - Upper Pittsgrove 138kV |  | 12/31/2023 |  | In Progress | [6 empty] | AEC | [23 empty] | AH1-641 | [5 empty] | Generation Interconnection | [7 empty] | Active | 65 |  | Capacity | [18 empty] | N | No
PJM |  |  | 9/15/2021 | [7 empty] | Solar |  |  |  | 65 |  |  |  |  | 100 | [8 empty] | KY |  |  | Spicewood 138 kV |  | 1/1/2026 |  | In Progress | [6 empty] | AEP | [23 empty] | AH1-644 | [5 empty] | Generation Interconnection | [7 empty] | Active | 100 |  | Capacity | [18 empty] | N | No
PJM |  |  | 9/16/2021 | [7 empty] | Solar |  |  |  | 12.3 |  |  |  |  | 19.9 | [7 empty] | Fayette | PA |  |  | Lake Lynn – Gerards Fort 25 kV |  | 12/31/2023 |  | In Progress | [6 empty] | APS | [23 empty] | AH1-646 | [5 empty] | Generation Interconnection | [7 empty] | Active | 19.9 |  | Capacity | [18 empty] | N | No
PJM |  |  | 9/16/2021 | [7 empty] | Solar |  |  |  | 12.3 |  |  |  |  | 19.9 | [7 empty] | Greene | PA |  |  | Greensboro 25 kV |  | 12/31/2023 |  | In Progress | [6 empty] | APS | [23 empty] | AH1-647 | [5 empty] | Generation Interconnection | [7 empty] | Active | 19.9 |  | Capacity | [18 empty] | N | No
PJM |  |  | 9/17/2021 | [7 empty] | Natural Gas |  |  |  | 5 |  |  |  |  | 5 | [7 empty] | Philadelphia | PA |  |  | Grays Ferry 230kV |  | 6/1/2022 |  | In Progress | [6 empty] | PECO | [23 empty] | AH1-648 | [5 empty] | Generation Interconnection | [7 empty] | Active | 168 |  | Capacity | [18 empty] | N | No
PJM |  |  | 9/23/2021 | [7 empty] | Solar |  |  |  | 36 |  |  |  |  | 60 | [7 empty] | Greensville | VA |  |  | Clubhouse- Purdy 115kV |  | 12/31/2024 |  | In Progress | [6 empty] | Dominion | [23 empty] | AH1-649 | [5 empty] | Generation Interconnection | [7 empty] | Active | 60 |  | Capacity | [18 empty] | N | No
PJM |  |  | 9/23/2021 | [7 empty] | Solar |  |  |  | 60 |  |  |  |  | 100 | [7 empty] | Greensville | VA |  |  | Clubhouse- Purdy 115kV |  | 12/31/2024 |  | In Progress | [6 empty] | Dominion | [23 empty] | AH1-650 | [5 empty] | Generation Interconnection | [7 empty] | Active | 100 |  | Capacity | [18 empty] | N | No
PJM |  |  | 9/24/2021 | [7 empty] | Solar |  |  |  | 60 |  |  |  |  | 100 | [7 empty] | Southampton | VA |  |  | Southampton- Handsom 115kV |  | 12/31/2024 |  | In Progress | [6 empty] | Dominion | [23 empty] | AH1-651 | [5 empty] | Generation Interconnection | [7 empty] | Active | 100 |  | Capacity | [18 empty] | N | No
PJM |  |  | 9/23/2021 | [7 empty] | Solar |  |  |  | 60 |  |  |  |  | 100 | [7 empty] | Southampton | VA |  |  | Southampton- Handsom 115kV |  | 12/31/2024 |  | In Progress | [6 empty] | Dominion | [23 empty] | AH1-652 | [5 empty] | Generation Interconnection | [7 empty] | Active | 100 |  | Capacity | [18 empty] | N | No
PJM |  |  | 9/23/2021 | [7 empty] | Solar |  |  |  | 120 |  |  |  |  | 200 | [7 empty] | Howard | IN |  |  | Greentown 138 kV |  | 12/31/2025 |  | In Progress | [6 empty] | AEP | [23 empty] | AH1-653 | [5 empty] | Generation Interconnection | [7 empty] | Active | 200 |  | Capacity | [18 empty] | N | No
PJM |  |  | 9/23/2021 | [7 empty] | Solar |  |  |  | 60 |  |  |  |  | 100 | [7 empty] | Christian | IL |  |  | Kincaid 345 kV |  | 12/31/2024 |  | In Progress | [6 empty] | ComEd | [23 empty] | AH1-654 | [5 empty] | Generation Interconnection | [7 empty] | Active | 100 |  | Capacity | [18 empty] | N | No
PJM |  |  | 9/24/2021 | [7 empty] | Solar |  |  |  | 60 |  |  |  |  | 100 | [7 empty] | Stark | OH |  |  | SE Canton 138 kV |  | 12/31/2025 |  | In Progress | [6 empty] | AEP | [23 empty] | AH1-655 | [5 empty] | Generation Interconnection | [7 empty] | Active | 100 |  | Capacity | [18 empty] | N | No
PJM |  |  | 9/23/2021 | [7 empty] | Solar |  |  |  | 60 |  |  |  |  | 100 | [7 empty] | DeKalb | IL |  |  | Nelson 345 kV |  | 12/31/2024 |  | In Progress | [6 empty] | ComEd | [23 empty] | AH1-657 | [5 empty] | Generation Interconnection | [7 empty] | Active | 100 |  | Capacity | [18 empty] | N | No
PJM |  |  | 9/23/2021 | [7 empty] | Solar |  |  |  | 60 |  |  |  |  | 100 | [7 empty] | Van Wert | OH |  |  | R. P. Mone 345 kV |  | 12/31/2025 |  | In Progress | [6 empty] | AEP | [23 empty] | AH1-658 | [5 empty] | Generation Interconnection | [7 empty] | Active | 100 |  | Capacity | [18 empty] | N | No
PJM |  |  | 9/23/2021 | [7 empty] | Solar |  |  |  | 60 |  |  |  |  | 100 | [7 empty] | Lee | IL |  |  | Cordova 345 kV |  | 12/31/2024 |  | In Progress | [6 empty] | ComEd | [23 empty] | AH1-659 | [5 empty] | Generation Interconnection | [7 empty] | Active | 100 |  | Capacity | [18 empty] | N | No
PJM |  |  | 9/29/2021 | [7 empty] | Other |  |  |  | 15.32 |  |  |  |  | 15.32 | [7 empty] | Muskingum | OH |  |  | Philo – Cannelville Switch 138 kV |  | 7/1/2023 |  | In Progress | [6 empty] | AEP | [23 empty] | AH1-661 | [5 empty] | Generation Interconnection | [7 empty] | Active | 15.32 |  | Capacity | [18 empty] | N | No
PJM |  |  | 9/30/2021 | [7 empty] | Storage |  |  |  | 57.78 |  |  |  |  | 57.78 | [7 empty] | Cook | IL |  |  | River EC 138 kV |  | 5/31/2024 |  | In Progress | [6 empty] | ComEd | [23 empty] | AH1-663 | [5 empty] | Generation Interconnection | [7 empty] | Active | 57.78 |  | Capacity | [18 empty] | N | No
PJM |  |  | 10/1/2021 | [7 empty] | Other |  |  |  | 2.9 |  |  |  |  | 3.6 | [7 empty] | Susquehanna | PA |  |  | Rattlesnake Hill Waste Heat Recovery |  | 12/31/2023 |  | In Progress | [6 empty] | PENELEC | [23 empty] | AH2-001 | [5 empty] | Generation Interconnection | [7 empty] | Active | 3.6 |  | Capacity | [18 empty] | N | No
PJM |  |  | 10/2/2021 | [7 empty] | Solar |  |  |  | 48 |  |  |  |  | 80 | [7 empty] | Barren | KY |  |  | Temple Hill - Roseville 69 kV |  | 12/31/2024 |  | In Progress | [6 empty] | EKPC | [23 empty] | AH2-002 | [5 empty] | Generation Interconnection | [7 empty] | Active | 80 |  | Capacity | [18 empty] | N | No
PJM |  |  | 10/4/2021 | [7 empty] | Other |  |  |  | 14.234 |  |  |  |  | 14.234 | [7 empty] | Pickaway | OH |  |  | Harrison - Good Hope 138 kV |  | 6/1/2024 |  | In Progress | [6 empty] | AEP | [23 empty] | AH2-006 | [5 empty] | Generation Interconnection | [7 empty] | Active | 14.234 |  | Capacity | [18 empty] | N | No
PJM |  |  | 10/4/2021 | [7 empty] | Other |  |  |  | 10.12 |  |  |  |  | 10.12 | [7 empty] | Fayette | OH |  |  | Texas Eastern - Jeffersonville 69 kV |  | 6/1/2024 |  | In Progress | [6 empty] | Dayton | [23 empty] | AH2-007 | [5 empty] | Generation Interconnection | [7 empty] | Active | 10.12 |  | Capacity | [18 empty] | N | No
PJM |  |  | 10/8/2021 | [7 empty] | Solar |  |  |  | 24 |  |  |  |  | 40 | [7 empty] | Morrow | OH |  |  | Galion 138 kV V |  | 12/31/2024 |  | In Progress | [6 empty] | ATSI | [23 empty] | AH2-009 | [5 empty] | Generation Interconnection | [7 empty] | Active | 244 |  | Capacity | [18 empty] | N | No
PJM |  |  | 10/7/2021 | [7 empty] | Solar |  |  |  | 60 |  |  |  |  | 100 | [7 empty] | Logan | OH |  |  | Marysville - Sorenson 765 kV |  | 12/31/2024 |  | In Progress | [6 empty] | AEP | [23 empty] | AH2-010 | [5 empty] | Generation Interconnection | [7 empty] | Active | 1455 |  | Capacity | [18 empty] | N | No
PJM |  |  | 10/12/2021 | [7 empty] | Solar; Storage |  |  |  | 15.996 |  |  |  |  | 15.996 | [7 empty] | Cumberland | VA |  |  | Cartersville 34.5 kV |  | 12/31/2022 |  | In Progress | [6 empty] | Dominion | [23 empty] | AH2-013 | [5 empty] | Generation Interconnection | [7 empty] | Active | 15.996 |  | Capacity | [18 empty] | N | No
PJM |  |  | 10/15/2021 | [7 empty] | Solar |  |  |  | 3.3 |  |  |  |  | 5 | [7 empty] | Erie | PA |  |  | Crane Solar 34.5 kV |  | 12/16/2024 |  | In Progress | [6 empty] | PENELEC | [23 empty] | AH2-014 | [5 empty] | Generation Interconnection | [7 empty] | Active | 5 |  | Capacity | [18 empty] | N | No
PJM |  |  | 10/20/2021 | [7 empty] | Storage |  |  |  | 110 |  |  |  |  | 110 | [7 empty] | Lee | IL |  |  | Nelson 138 kV |  | 3/24/2025 |  | In Progress | [6 empty] | ComEd | [23 empty] | AH2-015 | [5 empty] | Generation Interconnection | [7 empty] | Active | 110 |  | Capacity | [18 empty] | N | No
PJM |  |  | 10/27/2021 | [7 empty] | Solar; Storage |  |  |  | 105 |  |  |  |  | 150 | [7 empty] | Barren | KY |  |  | Summer Shade - Barren County 161 kV |  | 11/13/2026 |  | In Progress | [6 empty] | EKPC | [23 empty] | AH2-021 | [5 empty] | Generation Interconnection | [7 empty] | Active | 150 |  | Capacity | [18 empty] | N | No
PJM |  |  | 10/29/2021 | [7 empty] | Solar |  |  |  | 3.4 |  |  |  |  | 5 | [7 empty] | Mercer | PA |  |  | McDowell 12.47 kV |  | 12/1/2024 |  | In Progress | [6 empty] | ATSI | [23 empty] | AH2-023 | [5 empty] | Generation Interconnection | [7 empty] | Active | 5 |  | Capacity | [18 empty] | N | No
PJM |  |  | 10/30/2021 | [7 empty] | Solar |  |  |  | 2 |  |  |  |  | 3 | [7 empty] | Jefferson | PA |  |  | Kodiak Solar 13.2 kV |  | 12/15/2023 |  | In Progress | [6 empty] | PENELEC | [23 empty] | AH2-024 | [5 empty] | Generation Interconnection | [7 empty] | Active | 3 |  | Capacity | [18 empty] | N | No
PJM |  |  | 10/29/2021 | [7 empty] | Solar; Storage |  |  |  | 200 |  |  |  |  | 200 | [7 empty] | Fountain | IN |  |  | Eugene - Dequine 345 kV |  | 6/1/2027 |  | In Progress | [6 empty] | AEP | [23 empty] | AH2-025 | [5 empty] | Generation Interconnection | [7 empty] | Active | 200 |  | Capacity | [18 empty] | N | No
PJM |  |  | 11/2/2021 | [7 empty] | Solar; Storage |  |  |  | 44 |  |  |  |  | 44 | [7 empty] | Pickaway | OH |  |  | Watertower - Kingston 69 kV |  | 10/28/2025 |  | In Progress | [6 empty] | AEP | [23 empty] | AH2-028 | [5 empty] | Generation Interconnection | [7 empty] | Active | 44 |  | Capacity | [18 empty] | N | No
PJM |  |  | 11/2/2021 | [7 empty] | Solar |  |  |  | 12 |  |  |  |  | 20 | [7 empty] | Pickaway | OH |  |  | Watertower - Kingston 69 kV |  | 10/28/2025 |  | In Progress | [6 empty] | AEP | [23 empty] | AH2-028A | [5 empty] | Generation Interconnection | [7 empty] | Active | 64 |  | Capacity | [18 empty] | N | No
PJM |  |  | 11/3/2021 | [7 empty] | Solar |  |  |  | 54 |  |  |  |  | 90 | [7 empty] | Jefferson | WV |  |  | Feagan's Mill 138 kV |  | 6/1/2025 |  | In Progress | [6 empty] | APS | [23 empty] | AH2-030 | [5 empty] | Generation Interconnection | [7 empty] | Active | 90 |  | Capacity | [18 empty] | N | No
PJM |  |  | 11/3/2021 | [7 empty] | Storage |  |  |  | 30 |  |  |  |  | 30 | [7 empty] | Jefferson | WV |  |  | Feagan's Mill 138 kV II |  | 6/1/2025 |  | In Progress | [6 empty] | APS | [23 empty] | AH2-031 | [5 empty] | Generation Interconnection | [7 empty] | Active | 30 |  | Capacity | [18 empty] | N | No
PJM |  |  | 11/9/2021 | [7 empty] | Storage |  |  |  | 60 |  |  |  |  | 60 | [7 empty] | Prince William | VA |  |  | Possum Point 115kV |  | 12/31/2026 |  | In Progress | [6 empty] | Dominion | [23 empty] | AH2-032 | [5 empty] | Generation Interconnection | [7 empty] | Active | 60 |  | Capacity | [18 empty] | N | No
PJM |  |  | 11/9/2021 | [7 empty] | Storage |  |  |  | 60 |  |  |  |  | 60 | [7 empty] | Prince William | VA |  |  | Possum Point 115kV |  | 12/31/2027 |  | In Progress | [6 empty] | Dominion | [23 empty] | AH2-033 | [5 empty] | Generation Interconnection | [7 empty] | Active | 60 |  | Capacity | [18 empty] | N | No
PJM |  |  | 11/9/2021 | [7 empty] | Storage |  |  |  | 100 |  |  |  |  | 100 | [7 empty] | Prince William | VA |  |  | Possum Point 230kV |  | 12/31/2028 |  | In Progress | [6 empty] | Dominion | [23 empty] | AH2-034 | [5 empty] | Generation Interconnection | [7 empty] | Active | 100 |  | Capacity | [18 empty] | N | No
PJM |  |  | 11/9/2021 | [7 empty] | Storage |  |  |  | 100 |  |  |  |  | 100 | [7 empty] | Prince William | VA |  |  | Possum Point 500kV |  | 12/31/2028 |  | In Progress | [6 empty] | Dominion | [23 empty] | AH2-035 | [5 empty] | Generation Interconnection | [7 empty] | Active | 100 |  | Capacity | [18 empty] | N | No
PJM |  |  | 11/11/2021 | [7 empty] | Solar |  |  |  | 0 |  |  |  |  | 4.99 | [7 empty] | Bradford | PA |  |  | Young 12.47 |  | 11/1/2023 |  | In Progress | [6 empty] | PENELEC | [23 empty] | AH2-036 | [5 empty] | Generation Interconnection | [7 empty] | Active | 4.99 |  | Energy | [18 empty] | Y | No
PJM |  |  | 11/11/2021 | [7 empty] | Solar |  |  |  | 0 |  |  |  |  | 4.99 | [7 empty] | Fulton | PA |  |  | Booth 12.47 |  | 11/1/2023 |  | In Progress | [6 empty] | APS | [23 empty] | AH2-037 | [5 empty] | Generation Interconnection | [7 empty] | Active | 4.99 |  | Energy | [18 empty] | Y | No
PJM |  |  | 11/13/2021 | [7 empty] | Solar |  |  |  | 5.4395 |  |  |  |  | 10.75 | [7 empty] | Hancock | WV |  |  | Weirton - Arroyo 25 kV |  | 12/31/2024 |  | In Progress | [6 empty] | APS | [23 empty] | AH2-038 | [5 empty] | Generation Interconnection | [7 empty] | Active | 10.75 |  | Capacity | [18 empty] | N | No
PJM |  |  | 11/13/2021 | [7 empty] | Solar |  |  |  | 2.728 |  |  |  |  | 5.5 | [7 empty] | Marion | WV |  |  | Chesapeake - Paw Paw 23 kV |  | 12/31/2024 |  | In Progress | [6 empty] | APS | [23 empty] | AH2-039 | [5 empty] | Generation Interconnection | [7 empty] | Active | 5.5 |  | Capacity | [18 empty] | N | No
PJM |  |  | 11/13/2021 | [7 empty] | Solar |  |  |  | 5.7615 |  |  |  |  | 11.5 | [7 empty] | Tucker | WV |  |  | William - Blackwater 69 kV |  | 12/31/2024 |  | In Progress | [6 empty] | APS | [23 empty] | AH2-040 | [5 empty] | Generation Interconnection | [7 empty] | Active | 11.5 |  | Capacity | [18 empty] | N | No
PJM |  |  | 11/13/2021 | [7 empty] | Solar |  |  |  | 9.48 |  |  |  |  | 18.89 | [7 empty] | Monongalia | WV |  |  | Osage - Collins Ferry 23 kV |  | 12/31/2023 |  | In Progress | [6 empty] | APS | [23 empty] | AH2-041 | [5 empty] | Generation Interconnection | [7 empty] | Active | 18.89 |  | Capacity | [18 empty] | N | No
PJM |  |  | 11/13/2021 | [7 empty] | Solar |  |  |  | 3.6858 |  |  |  |  | 5.75 | [7 empty] | Berkeley | WV |  |  | Marlowe - North Martinsburg 34.5 kV |  | 12/31/2024 |  | In Progress | [6 empty] | APS | [23 empty] | AH2-042 | [5 empty] | Generation Interconnection | [7 empty] | Active | 5.75 |  | Capacity | [18 empty] | N | No
PJM |  |  | 11/19/2021 | [7 empty] | Solar; Storage |  |  |  | 140 |  |  |  |  | 200 | [7 empty] | Kanawha | WV |  |  | Cabin Creek 138 kV |  | 12/31/2025 |  | In Progress | [6 empty] | AEP | [23 empty] | AH2-043 | [5 empty] | Generation Interconnection | [7 empty] | Active | 200 |  | Capacity | [18 empty] | N | No
PJM |  |  | 11/30/2021 | [7 empty] | Solar |  |  |  | 3.3 |  |  |  |  | 5 | [7 empty] | Clearfield | PA |  |  | Clearfield 12.5 kV |  | 7/1/2024 |  | In Progress | [6 empty] | APS | [23 empty] | AH2-044 | [5 empty] | Generation Interconnection | [7 empty] | Active | 5 |  | Capacity | [18 empty] | N | No
PJM |  |  | 12/16/2021 | [7 empty] | Solar; Storage |  |  |  | 40 |  |  |  |  | 40 | [7 empty] | Mecklenburg | VA |  |  | Kerr Dam - Buggs Island 115kV |  | 12/15/2025 |  | In Progress | [6 empty] | Dominion | [23 empty] | AH2-045 | [5 empty] | Generation Interconnection | [7 empty] | Active | 40 |  | Capacity | [18 empty] | N | No
PJM |  |  | 12/16/2021 | [7 empty] | Solar |  |  |  | 12 |  |  |  |  | 20 | [7 empty] | Mecklenburg | VA |  |  | Kerr Dam - Buggs Island 115kV |  | 12/15/2025 |  | In Progress | [6 empty] | Dominion | [23 empty] | AH2-046 | [5 empty] | Generation Interconnection | [7 empty] | Active | 60 |  | Capacity | [18 empty] | N | No
PJM |  |  | 12/20/2021 | [7 empty] | Storage |  |  |  | 20 |  |  |  |  | 20 | [7 empty] | Northampton | VA |  |  | Bayview 69kV |  | 6/2/2025 |  | In Progress | [6 empty] | ODEC | [23 empty] | AH2-048 | [5 empty] | Generation Interconnection | [7 empty] | Active | 20 |  | Capacity | [18 empty] | N | No
PJM |  |  | 12/20/2021 | [7 empty] | Storage |  |  |  | 20 |  |  |  |  | 20 | [7 empty] | Somerset | MD |  |  | Crisfield 69kV |  | 6/2/2025 |  | In Progress | [6 empty] | DPL | [23 empty] | AH2-049 | [5 empty] | Generation Interconnection | [7 empty] | Active | 20 |  | Capacity | [18 empty] | N | No
PJM |  |  | 12/19/2021 | [7 empty] | Storage |  |  |  | 20 |  |  |  |  | 20 | [7 empty] | Accomack | VA |  |  | Tasley 69kV |  | 6/2/2025 |  | In Progress | [6 empty] | ODEC | [23 empty] | AH2-050 | [5 empty] | Generation Interconnection | [7 empty] | Active | 20 |  | Capacity | [18 empty] | N | No
PJM |  |  | 12/20/2021 | [7 empty] | Storage |  |  |  | 200 |  |  |  |  | 200 | [7 empty] | New Castle | DE |  |  | Edge Moore 230kV |  | 6/2/2025 |  | In Progress | [6 empty] | DPL | [23 empty] | AH2-051 | [5 empty] | Generation Interconnection | [7 empty] | Active | 200 |  | Capacity | [18 empty] | N | No
PJM |  |  | 12/21/2021 | [7 empty] | Solar |  |  |  | 0 |  |  |  |  | 1.98 | [7 empty] | Allegany | MD |  |  | New Hope 12.47 kV |  | 12/2/2022 |  | In Progress | [6 empty] | DPL | [23 empty] | AH2-052 | [5 empty] | Generation Interconnection | [7 empty] | Active | 1.98 |  | Energy | [18 empty] | Y | No
PJM |  |  | 12/22/2021 | [7 empty] | Solar |  |  |  | 0 |  |  |  |  | 1.98 | [7 empty] | Wicomico | MD |  |  | Mardela Springs 12.47 kV |  | 12/2/2022 |  | In Progress | [6 empty] | DPL | [23 empty] | AH2-053 | [5 empty] | Generation Interconnection | [7 empty] | Active | 1.98 |  | Energy | [18 empty] | Y | No
PJM |  |  | 12/21/2021 | [7 empty] | Solar |  |  |  | 0 |  |  |  |  | 1.98 | [7 empty] | Wicomico | MD |  |  | Edgewood 12.47 kV I |  | 12/2/2022 |  | In Progress | [6 empty] | DPL | [23 empty] | AH2-054 | [5 empty] | Generation Interconnection | [7 empty] | Active | 1.98 |  | Energy | [18 empty] | Y | No
PJM |  |  | 12/22/2021 | [7 empty] | Solar |  |  |  | 0 |  |  |  |  | 0.99 | [7 empty] | Unknown | MD |  |  | TBD 69kV |  | 2/15/2022 |  | In Progress | [6 empty] | DPL | [23 empty] | AH2-055 | [5 empty] | Generation Interconnection | [7 empty] | Active | 0.99 |  | Energy | [18 empty] | Y | No
PJM |  |  | 12/24/2021 | [7 empty] | Storage |  |  |  | 36 |  |  |  |  | 0 | [7 empty] | Chesterfield | VA |  |  | Chesterfield 230 kV II |  | 12/1/2025 |  | In Progress | [6 empty] | Dominion | [23 empty] | AH2-056 | [5 empty] | Generation Interconnection | [7 empty] | Active | 60 |  | Capacity | [18 empty] | N | No
PJM |  |  | 12/23/2021 | [7 empty] | Solar |  |  |  | 17.9 |  |  |  |  | 29.9 | [7 empty] | Buckingham | VA |  |  | Scottsville - CVEC Delivery Point 46 kV |  | 12/1/2025 |  | In Progress | [6 empty] | AEP | [23 empty] | AH2-057 | [5 empty] | Generation Interconnection | [7 empty] | Active | 74.9 |  | Capacity | [18 empty] | N | No
PJM |  |  | 12/24/2021 | [7 empty] | Storage |  |  |  | 30 |  |  |  |  | 30 | [7 empty] | Prince William | VA |  |  | Possum Point 115 kV |  | 12/1/2026 |  | In Progress | [6 empty] | Dominion | [23 empty] | AH2-058 | [5 empty] | Generation Interconnection | [7 empty] | Active | 30 |  | Capacity | [18 empty] | N | No
PJM |  |  | 12/24/2021 | [7 empty] | Storage |  |  |  | 30 |  |  |  |  | 30 | [7 empty] | Prince William | VA |  |  | Possum Point 115 kV II |  | 12/1/2027 |  | In Progress | [6 empty] | Dominion | [23 empty] | AH2-059 | [5 empty] | Generation Interconnection | [7 empty] | Active | 30 |  | Capacity | [18 empty] | N | No
PJM |  |  | 12/24/2021 | [7 empty] | Storage |  |  |  | 55 |  |  |  |  | 55 | [7 empty] | Prince William | VA |  |  | Possum Point 230 kV |  | 12/1/2027 |  | In Progress | [6 empty] | Dominion | [23 empty] | AH2-060 | [5 empty] | Generation Interconnection | [7 empty] | Active | 55 |  | Capacity | [18 empty] | N | No
PJM |  |  | 12/23/2021 | [7 empty] | Storage |  |  |  | 55 |  |  |  |  | 55 | [7 empty] | Prince William | VA |  |  | Possum Point 230 kV II |  | 12/1/2028 |  | In Progress | [6 empty] | Dominion | [23 empty] | AH2-061 | [5 empty] | Generation Interconnection | [7 empty] | Active | 55 |  | Capacity | [18 empty] | N | No
PJM |  |  | 12/31/2021 | [7 empty] | Solar |  |  |  | 3 |  |  |  |  | 5 | [7 empty] | Chester | PA |  |  | TBD 34kV |  | 5/1/2023 |  | In Progress | [6 empty] | PECO | [23 empty] | AH2-062 | [5 empty] | Generation Interconnection | [7 empty] | Active | 5 |  | Capacity | [18 empty] | N | No
PJM |  |  | 12/30/2021 | [7 empty] | Solar |  |  |  | 12 |  |  |  |  | 20 | [7 empty] | Beaver | PA |  |  | North Ramsey 23 kV |  | 12/31/2023 |  | In Progress | [6 empty] | DL | [23 empty] | AH2-063 | [5 empty] | Generation Interconnection | [7 empty] | Active | 20 |  | Capacity | [18 empty] | N | No
PJM |  |  | 12/31/2021 | [7 empty] | Solar |  |  |  | 6 |  |  |  |  | 10 | [7 empty] | Beaver | PA |  |  | South Ramsey 23 kV |  | 12/31/2023 |  | In Progress | [6 empty] | DL | [23 empty] | AH2-064 | [5 empty] | Generation Interconnection | [7 empty] | Active | 10 |  | Capacity | [18 empty] | N | No
PJM |  |  | 12/31/2021 | [7 empty] | Solar |  |  |  | 0 |  |  |  |  | 1.992 | [7 empty] | Prince George's | MD |  |  | TBD 69kV |  | 12/1/2022 |  | In Progress | [6 empty] | DPL | [23 empty] | AH2-065 | [5 empty] | Generation Interconnection | [7 empty] | Active | 1.992 |  | Energy | [18 empty] | Y | No
PJM |  |  | 1/4/2022 | [7 empty] | Solar |  |  |  | 3.3 |  |  |  |  | 5 | [7 empty] | Jefferson | PA |  |  | Jefferson 12.5 kV |  | 12/15/2023 |  | In Progress | [6 empty] | PENELEC | [23 empty] | AH2-066 | [5 empty] | Generation Interconnection | [7 empty] | Active | 5 |  | Capacity | [18 empty] | N | No
PJM |  |  | 1/13/2022 | [7 empty] | Solar |  |  |  | 60 |  |  |  |  | 100 | [7 empty] | Wood | OH |  |  | Pemberville - West End Fostoria 69 kV |  | 12/31/2027 |  | In Progress | [6 empty] | AEP | [23 empty] | AH2-068 | [5 empty] | Generation Interconnection | [7 empty] | Active | 100 |  | Capacity | [18 empty] | N | No
PJM |  |  | 1/13/2022 | [7 empty] | Solar |  |  |  | 150 |  |  |  |  | 250 | [7 empty] | Wythe | VA |  |  | JAckson Ferry - Progress Park 138 kV |  | 5/30/2025 |  | In Progress | [6 empty] | AEP | [23 empty] | AH2-069 | [5 empty] | Generation Interconnection | [7 empty] | Active | 250 |  | Capacity | [18 empty] | N | No
PJM |  |  | 1/19/2022 | [7 empty] | Solar |  |  |  | 0 |  |  |  |  | 1.98 | [7 empty] | Wicomico | MD |  |  | Edgewood 12.47 kV II |  | 1/27/2023 |  | In Progress | [6 empty] | DPL | [23 empty] | AH2-070 | [5 empty] | Generation Interconnection | [7 empty] | Active | 1.98 |  | Energy | [18 empty] | Y | No
PJM |  |  | 1/19/2022 | [7 empty] | Solar |  |  |  | 0 |  |  |  |  | 1.98 | [7 empty] | Wicomico | MD |  |  | Edgewood 12.47 kV III |  | 1/27/2023 |  | In Progress | [6 empty] | DPL | [23 empty] | AH2-071 | [5 empty] | Generation Interconnection | [7 empty] | Active | 1.98 |  | Energy | [18 empty] | Y | No
PJM |  |  | 1/21/2022 | [7 empty] | Storage |  |  |  | 62.1 |  |  |  |  | 62.1 | [7 empty] | Washington | VA |  |  | Damascus 69 kV |  | 1/1/2025 |  | In Progress | [6 empty] | AEP | [23 empty] | AH2-072 | [5 empty] | Generation Interconnection | [7 empty] | Active | 62.1 |  | Capacity | [18 empty] | N | No
PJM |  |  | 1/22/2022 | [7 empty] | Solar |  |  |  | 2.1 |  |  |  |  | 10 | [7 empty] | Ashtabula | OH |  |  | Ashtabula County PV Project 2 |  | 9/14/2024 |  | In Progress | [6 empty] | ATSI | [23 empty] | AH2-073 | [5 empty] | Generation Interconnection | [7 empty] | Active | 10 |  | Capacity | [18 empty] | N | No
PJM |  |  | 1/22/2022 | [7 empty] | Solar |  |  |  | 2.1 |  |  |  |  | 10 | [7 empty] | Ashtabula | OH |  |  | Ashtabula County PV Project 1 |  | 9/14/2024 |  | In Progress | [6 empty] | ATSI | [23 empty] | AH2-074 | [5 empty] | Generation Interconnection | [7 empty] | Active | 10 |  | Capacity | [18 empty] | N | No
PJM |  |  | 1/21/2022 | [7 empty] | Storage |  |  |  | 29.12 |  |  |  |  | 29.12 | [7 empty] | City of Hampton | VA |  |  | Hampton VA 2 |  | 7/1/2024 |  | In Progress | [6 empty] | Dominion | [23 empty] | AH2-075 | [5 empty] | Generation Interconnection | [7 empty] | Active | 29.12 |  | Capacity | [18 empty] | N | No
PJM |  |  | 1/26/2022 | [7 empty] | Solar; Storage |  |  |  | 48.17 |  |  |  |  | 52.5 | [7 empty] | Perry | KY |  |  | Bonneyman - Softshell 138 kV |  | 12/31/2023 |  | In Progress | [6 empty] | AEP | [23 empty] | AH2-076 | [5 empty] | Generation Interconnection | [7 empty] | Active | 52.5 |  | Capacity | [18 empty] | N | No
PJM |  |  | 1/27/2022 | [7 empty] | Storage |  |  |  | 150 |  |  |  |  | 150 | [7 empty] | Sussex | DE |  |  | Indian River 230 kV |  | 6/1/2027 |  | In Progress | [6 empty] | DPL | [23 empty] | AH2-077 | [5 empty] | Generation Interconnection | [7 empty] | Active | 150 |  | Capacity | [18 empty] | N | No
PJM |  |  | 1/27/2022 | [7 empty] | Solar |  |  |  | 59.8 |  |  |  |  | 99.67 | [7 empty] | Charlotte | VA |  |  | Dryburg - Chase City 230 kV |  | 1/3/2025 |  | In Progress | [6 empty] | Dominion | [23 empty] | AH2-078 | [5 empty] | Generation Interconnection | [7 empty] | Active | 99.67 |  | Capacity | [18 empty] | N | No
PJM |  |  | 1/28/2022 | [7 empty] | Solar |  |  |  | 31.5 |  |  |  |  | 52.65 | [7 empty] | Brunswick | VA |  |  | Brunswick - Gasburg 69 kV |  | 1/3/2025 |  | In Progress | [6 empty] | Dominion | [23 empty] | AH2-080 | [5 empty] | Generation Interconnection | [7 empty] | Active | 52.65 |  | Capacity | [18 empty] | N | No
PJM |  |  | 1/27/2022 | [7 empty] | Solar |  |  |  | 21.3 |  |  |  |  | 35.5 | [7 empty] | Fayette | OH |  |  | Bentley Farms 69 kV |  | 9/19/2025 |  | In Progress | [6 empty] | Dayton | [23 empty] | AH2-081 | [5 empty] | Generation Interconnection | [7 empty] | Active | 35.5 |  | Capacity | [18 empty] | N | No
PJM |  |  | 1/27/2022 | [7 empty] | Solar |  |  |  | 19.95 |  |  |  |  | 33.25 | [7 empty] | Fayette | OH |  |  | New Holland - Washington Courthouse 69 kV |  | 1/3/2025 |  | In Progress | [6 empty] | Dayton | [23 empty] | AH2-082 | [5 empty] | Generation Interconnection | [7 empty] | Active | 33.25 |  | Capacity | [18 empty] | N | No
PJM |  |  | 1/27/2022 | [7 empty] | Storage |  |  |  | 140 |  |  |  |  | 140 | [7 empty] | Caroline | VA |  |  | Correctional |  | 6/1/2027 |  | In Progress | [6 empty] | Dominion | [23 empty] | AH2-083 | [5 empty] | Generation Interconnection | [7 empty] | Active | 140 |  | Capacity | [18 empty] | N | No
PJM |  |  | 1/28/2022 | [7 empty] | Storage |  |  |  | 125 |  |  |  |  | 125 | [7 empty] | Fauquier | VA |  |  | Sowego |  | 6/1/2027 |  | In Progress | [6 empty] | Dominion | [23 empty] | AH2-084 | [5 empty] | Generation Interconnection | [7 empty] | Active | 125 |  | Capacity | [18 empty] | N | No
PJM |  |  | 1/28/2022 | [7 empty] | Solar |  |  |  | 87.201 |  |  |  |  | 145.335 | [7 empty] | DeKalb | IL |  |  | Byron-Wayne 345 kV |  | 11/11/2026 |  | In Progress | [6 empty] | ComEd | [23 empty] | AH2-085 | [5 empty] | Generation Interconnection | [7 empty] | Active | 145.335 |  | Capacity | [18 empty] | N | No
PJM |  |  | 2/1/2022 | [7 empty] | Storage |  |  |  | 50 |  |  |  |  | 0 | [7 empty] | Ogle | IL |  |  | Byron – Wayne 345 kV |  | 12/31/2025 |  | In Progress | [6 empty] | ComEd | [23 empty] | AH2-086 | [5 empty] | Generation Interconnection | [7 empty] | Active | 600 |  | Capacity | [18 empty] | N | No
PJM |  |  | 1/31/2022 | [7 empty] | Storage |  |  |  | 50 |  |  |  |  | 0 | [7 empty] | Ogle | IL |  |  | Byron - Wayne 345 kV |  | 12/31/2025 |  | In Progress | [6 empty] | ComEd | [23 empty] | AH2-087 | [5 empty] | Generation Interconnection | [7 empty] | Active | 600 |  | Capacity | [18 empty] | N | No
PJM |  |  | 2/1/2022 | [7 empty] | Storage |  |  |  | 50 |  |  |  |  | 0 | [7 empty] | Ogle | IL |  |  | Byron - Wayne 345 kV |  | 12/31/2025 |  | In Progress | [6 empty] | ComEd | [23 empty] | AH2-088 | [5 empty] | Generation Interconnection | [7 empty] | Active | 600 |  | Capacity | [18 empty] | N | No
PJM |  |  | 1/31/2022 | [7 empty] | Storage |  |  |  | 50 |  |  |  |  | 0 | [7 empty] | Lee | IL |  |  | Nelson-Electric Junction 345 kV |  | 12/31/2027 |  | In Progress | [6 empty] | ComEd | [23 empty] | AH2-089 | [5 empty] | Generation Interconnection | [7 empty] | Active | 1200 |  | Capacity | [18 empty] | N | No
PJM |  |  | 1/31/2022 | [7 empty] | Storage |  |  |  | 50 |  |  |  |  | 0 | [7 empty] | Lee | IL |  |  | Nelson-Electric Junction 345kV |  | 12/31/2024 |  | In Progress | [6 empty] | ComEd | [23 empty] | AH2-090 | [5 empty] | Generation Interconnection | [7 empty] | Active | 1200 |  | Capacity | [18 empty] | N | No
PJM |  |  | 1/31/2022 | [7 empty] | Storage |  |  |  | 50 |  |  |  |  | 0 | [7 empty] | Lee | IL |  |  | Nelson-Electric Junction 345kV |  | 12/31/2026 |  | In Progress | [6 empty] | ComEd | [23 empty] | AH2-091 | [5 empty] | Generation Interconnection | [7 empty] | Active | 1200 |  | Capacity | [18 empty] | N | No
PJM |  |  | 1/31/2022 | [7 empty] | Solar; Storage |  |  |  | 32 |  |  |  |  | 32 | [7 empty] | Greene | OH |  |  | Jasper 69 kV |  | 12/31/2025 |  | In Progress | [6 empty] | Dayton | [23 empty] | AH2-093 | [5 empty] | Generation Interconnection | [7 empty] | Active | 32 |  | Capacity | [18 empty] | N | No
PJM |  |  | 1/31/2022 | [7 empty] | Solar |  |  |  | 2.9 |  |  |  |  | 4.95 | [7 empty] | Wayne | PA |  |  | Lakeville 12 kV II |  | 5/5/2023 |  | In Progress | [6 empty] | PPL | [23 empty] | AH2-094 | [5 empty] | Generation Interconnection | [7 empty] | Active | 4.95 |  | Capacity | [18 empty] | N | No
PJM |  |  | 1/31/2022 | [7 empty] | Solar |  |  |  | 2 |  |  |  |  | 3.3 | [7 empty] | Crawford | PA |  |  | Crawford 13.8 kV |  | 7/13/2022 |  | In Progress | [6 empty] | PENELEC | [23 empty] | AH2-095 | [5 empty] | Generation Interconnection | [7 empty] | Active | 3.3 |  | Capacity | [18 empty] | N | No
PJM |  |  | 2/1/2022 | [7 empty] | Solar |  |  |  | 8.19 |  |  |  |  | 19.5 | [7 empty] | Dorchester | MD |  |  | West Cambridge - Airey 69 kV |  | 5/1/2023 |  | In Progress | [6 empty] | DPL | [23 empty] | AH2-096 | [5 empty] | Generation Interconnection | [7 empty] | Active | 19.5 |  | Capacity | [18 empty] | N | No
PJM |  |  | 1/31/2022 | [7 empty] | Solar |  |  |  | 12 |  |  |  |  | 20 | [7 empty] | Prince Edward | VA |  |  | Briery Substation 29.4kV |  | 12/29/2023 |  | In Progress | [6 empty] | Dominion | [23 empty] | AH2-100 | [5 empty] | Generation Interconnection | [7 empty] | Active | 20 |  | Capacity | [18 empty] | N | No
PJM |  |  | 1/31/2022 | [7 empty] | Solar |  |  |  | 3 |  |  |  |  | 5 | [7 empty] | Prince Edward | VA |  |  | Briery Substation 29.4kV |  | 12/29/2023 |  | In Progress | [6 empty] | Dominion | [23 empty] | AH2-101 | [5 empty] | Generation Interconnection | [7 empty] | Active | 5 |  | Capacity | [18 empty] | N | No
PJM |  |  | 1/31/2022 | [7 empty] | Storage |  |  |  | 200 |  |  |  |  | 200 | [7 empty] | Franklin | VA |  |  | Blaine - Roanoke 138 kV |  | 5/4/2026 |  | In Progress | [6 empty] | AEP | [23 empty] | AH2-102 | [5 empty] | Generation Interconnection | [7 empty] | Active | 200 |  | Capacity | [18 empty] | N | No
PJM |  |  | 2/1/2022 | [7 empty] | Storage |  |  |  | 200 |  |  |  |  | 200 | [7 empty] | Fayette | PA |  |  | Gans - South Union 138 kV |  | 5/4/2026 |  | In Progress | [6 empty] | APS | [23 empty] | AH2-103 | [5 empty] | Generation Interconnection | [7 empty] | Active | 200 |  | Capacity | [18 empty] | N | No
PJM |  |  | 2/4/2022 | [7 empty] | Solar; Storage |  |  |  | 39.2 |  |  |  |  | 72 | [7 empty] | Cumberland | VA |  |  | Willis Mts- Farmville 115kV |  | 11/1/2024 |  | In Progress | [6 empty] | Dominion | [23 empty] | AH2-104 | [5 empty] | Generation Interconnection | [7 empty] | Active | 72 |  | Capacity | [18 empty] | N | No
PJM |  |  | 2/4/2022 | [7 empty] | Solar |  |  |  | 9.6 |  |  |  |  | 16 | [7 empty] | Rockingham | VA |  |  | Merck 34.5 kV |  | 1/1/2024 |  | In Progress | [6 empty] | Dominion | [23 empty] | AH2-105 | [5 empty] | Generation Interconnection | [7 empty] | Active | 16 |  | Capacity | [18 empty] | N | No
PJM |  |  | 2/4/2022 | [7 empty] | Natural Gas |  |  |  | 69 |  |  |  |  | 58 | [7 empty] | Columbiana | OH |  |  | Wellsville 345 kV |  | 2/28/2022 |  | In Progress | [6 empty] | ATSI | [23 empty] | AH2-106 | [5 empty] | Generation Interconnection | [7 empty] | Active | 1210 |  | Capacity | [18 empty] | N | No
PJM |  |  | 2/12/2022 | [7 empty] | Storage |  |  |  | 69 |  |  |  |  | 69 | [7 empty] | City of Suffolk | VA |  |  | Suffolk 115 kV |  | 12/31/2024 |  | In Progress | [6 empty] | Dominion | [23 empty] | AH2-107 | [5 empty] | Generation Interconnection | [7 empty] | Active | 69 |  | Capacity | [18 empty] | N | No
PJM |  |  | 2/16/2022 | [7 empty] | Solar |  |  |  | 0 |  |  |  |  | 1.5 | [7 empty] | Unknown | NJ |  |  | TBD 12.47kV |  | 12/1/2022 |  | In Progress | [6 empty] | AEC | [23 empty] | AH2-109 | [5 empty] | Generation Interconnection | [7 empty] | Active | 1.5 |  | Energy | [18 empty] | Y | No
PJM |  |  | 2/19/2022 | [7 empty] | Natural Gas |  |  |  | 20 |  |  |  |  | 20 | [7 empty] | Monroe | OH |  |  | Hannibal 138 kV |  | 6/30/2022 |  | In Progress | [6 empty] | AEP | [23 empty] | AH2-111 | [5 empty] | Generation Interconnection | [7 empty] | Active | 505 |  | Capacity | [18 empty] | N | No
PJM |  |  | 2/22/2022 | [7 empty] | Solar; Storage |  |  |  | 170 |  |  |  |  | 250 | [7 empty] | St. Joseph | IN |  |  | Olive - Dumont 345 kV |  | 2/27/2026 |  | In Progress | [6 empty] | AEP | [23 empty] | AH2-112 | [5 empty] | Generation Interconnection | [7 empty] | Active | 250 |  | Capacity | [18 empty] | N | No
PJM |  |  | 2/22/2022 | [7 empty] | Solar; Storage |  |  |  | 170 |  |  |  |  | 250 | [7 empty] | Livingston | IL |  |  | Dresden – Pontiac Midpoint 345kV |  | 2/27/2026 |  | In Progress | [6 empty] | ComEd | [23 empty] | AH2-113 | [5 empty] | Generation Interconnection | [7 empty] | Active | 250 |  | Capacity | [18 empty] | N | No
PJM |  |  | 2/23/2022 | [7 empty] | Solar |  |  |  | 50 |  |  |  |  | 85 | [7 empty] | Tioga | PA |  |  | Mansfield - Mainesburg 115 kV |  | 1/1/2026 |  | In Progress | [6 empty] | PENELEC | [23 empty] | AH2-115 | [5 empty] | Generation Interconnection | [7 empty] | Active | 85 |  | Capacity | [18 empty] | N | No
PJM |  |  | 2/23/2022 | [7 empty] | Solar |  |  |  | 50 |  |  |  |  | 85 | [7 empty] | Cambria | PA |  |  | Garman - Westover South 115 kV |  | 1/1/2026 |  | In Progress | [6 empty] | PENELEC | [23 empty] | AH2-116 | [5 empty] | Generation Interconnection | [7 empty] | Active | 85 |  | Capacity | [18 empty] | N | No
PJM |  |  | 2/23/2022 | [7 empty] | Solar |  |  |  | 18 |  |  |  |  | 30 | [7 empty] | Pike | KY |  |  | Dorton - Henry Clay 46 kV |  | 12/31/2026 |  | In Progress | [6 empty] | AEP | [23 empty] | AH2-117 | [5 empty] | Generation Interconnection | [7 empty] | Active | 30 |  | Capacity | [18 empty] | N | No
PJM |  |  | 2/25/2022 | [7 empty] | Solar |  |  |  | 9 |  |  |  |  | 15 | [7 empty] | Crawford | PA |  |  | Morgan Street - Titusville 34.5 kV |  | 12/30/2025 |  | In Progress | [6 empty] | PENELEC | [23 empty] | AH2-119 | [5 empty] | Generation Interconnection | [7 empty] | Active | 15 |  | Capacity | [18 empty] | N | No
PJM |  |  | 2/26/2022 | [7 empty] | Storage |  |  |  | 100 |  |  |  |  | 100 | [7 empty] | McHenry | IL |  |  | Garden Prairie 345 kV |  | 12/1/2028 |  | In Progress | [6 empty] | ComEd | [23 empty] | AH2-120 | [5 empty] | Generation Interconnection | [7 empty] | Active | 400 |  | Capacity | [18 empty] | N | No
PJM |  |  | 2/26/2022 | [7 empty] | Storage |  |  |  | 100 |  |  |  |  | 100 | [7 empty] | McHenry | IL |  |  | Garden Prairie 345 kV |  | 12/1/2028 |  | In Progress | [6 empty] | ComEd | [23 empty] | AH2-121 | [5 empty] | Generation Interconnection | [7 empty] | Active | 500 |  | Capacity | [18 empty] | N | No
PJM |  |  | 2/26/2022 | [7 empty] | Storage |  |  |  | 100 |  |  |  |  | 100 | [7 empty] | Lee | IL |  |  | Nelson-Lee County 345 kV |  | 12/1/2028 |  | In Progress | [6 empty] | ComEd | [23 empty] | AH2-122 | [5 empty] | Generation Interconnection | [7 empty] | Active | 220 |  | Capacity | [18 empty] | N | No
PJM |  |  | 2/26/2022 | [7 empty] | Storage |  |  |  | 100 |  |  |  |  | 100 | [7 empty] | Lee | IL |  |  | Nelson - Lee County 345 kV |  | 12/1/2028 |  | In Progress | [6 empty] | ComEd | [23 empty] | AH2-123 | [5 empty] | Generation Interconnection | [7 empty] | Active | 420 |  | Capacity | [18 empty] | N | No
PJM |  |  | 2/26/2022 | [7 empty] | Storage |  |  |  | 100 |  |  |  |  | 100 | [7 empty] | Lee | IL |  |  | Nelson - Lee County 345 kV |  | 12/1/2028 |  | In Progress | [6 empty] | ComEd | [23 empty] | AH2-124 | [5 empty] | Generation Interconnection | [7 empty] | Active | 400 |  | Capacity | [18 empty] | N | No
PJM |  |  | 2/26/2022 | [7 empty] | Storage |  |  |  | 100 |  |  |  |  | 100 | [8 empty] | KY |  |  | Kensington 138 kV |  | 12/1/2028 |  | In Progress | [6 empty] | ComEd | [23 empty] | AH2-125 | [5 empty] | Generation Interconnection | [7 empty] | Active | 200 |  | Capacity | [18 empty] | N | No
PJM |  |  | 2/25/2022 | [7 empty] | Storage |  |  |  | 100 |  |  |  |  | 100 | [7 empty] | Jefferson | OH |  |  | Tidd 138 kV |  | 10/31/2026 |  | In Progress | [6 empty] | AEP | [23 empty] | AH2-126 | [5 empty] | Generation Interconnection | [7 empty] | Active | 100 |  | Capacity | [18 empty] | N | No
PJM |  |  | 2/25/2022 | [7 empty] | Storage |  |  |  | 18 |  |  |  |  | 15 | [7 empty] | Burlington | NJ |  |  | Burlington 26 kV |  | 9/19/2023 |  | In Progress | [6 empty] | PSEG | [23 empty] | AH2-127 | [5 empty] | Generation Interconnection | [7 empty] | Active | 20 |  | Capacity | [18 empty] | N | No
PJM |  |  | 2/28/2022 | [7 empty] | Solar |  |  |  | 5.3 |  |  |  |  | 8 | [7 empty] | Clarion | PA |  |  | Stone Solar 34.5 kV |  | 5/29/2026 |  | In Progress | [6 empty] | APS | [23 empty] | AH2-128 | [5 empty] | Generation Interconnection | [7 empty] | Active | 8 |  | Capacity | [18 empty] | N | No
PJM |  |  | 3/1/2022 | [7 empty] | Solar |  |  |  | 23.8 |  |  |  |  | 36 | [7 empty] | Armstrong | PA |  |  | Piney - Timblin 115 kV |  | 5/29/2026 |  | In Progress | [6 empty] | APS | [23 empty] | AH2-129 | [5 empty] | Generation Interconnection | [7 empty] | Active | 52 |  | Capacity | [18 empty] | N | No
PJM |  |  | 2/28/2022 | [7 empty] | Solar |  |  |  | 50 |  |  |  |  | 85 | [8 empty] | KY |  |  | Clark Co - Spencer Road 138 kV |  | 1/1/2026 |  | In Progress | [6 empty] | EKPC | [23 empty] | AH2-130 | [5 empty] | Generation Interconnection | [7 empty] | Active | 85 |  | Capacity | [18 empty] | N | No
PJM |  |  | 2/28/2022 | [7 empty] | Storage |  |  |  | 103.7 |  |  |  |  | 0 | [7 empty] | Gloucester | NJ |  |  | Bridgeport 230kV |  | 3/1/2025 |  | In Progress | [6 empty] | AEC | [23 empty] | AH2-131 | [5 empty] | Generation Interconnection | [7 empty] | Active | 225 |  | Capacity | [18 empty] | N | No
PJM |  |  | 3/1/2022 | [7 empty] | Storage |  |  |  | 117 |  |  |  |  | 0 | [7 empty] | Salem | NJ |  |  | Chambers 230kV |  | 6/1/2024 |  | In Progress | [6 empty] | AEC | [23 empty] | AH2-132 | [5 empty] | Generation Interconnection | [7 empty] | Active | 240 |  | Capacity | [18 empty] | N | No
PJM |  |  | 3/1/2022 | [7 empty] | Storage |  |  |  | 300 |  |  |  |  | 300 | [7 empty] | City of Chesapeake | VA |  |  | Fentress- Landstown 230kV |  | 3/1/2027 |  | In Progress | [6 empty] | Dominion | [23 empty] | AH2-133 | [5 empty] | Generation Interconnection | [7 empty] | Active | 300 |  | Capacity | [18 empty] | N | No
PJM |  |  | 2/28/2022 | [7 empty] | Solar |  |  |  | 30 |  |  |  |  | 50 | [7 empty] | Luzerne | PA |  |  | Harwood- McAdoo 69 kV |  | 6/19/2025 |  | In Progress | [6 empty] | PPL | [23 empty] | AH2-135 | [5 empty] | Generation Interconnection | [7 empty] | Active | 50 |  | Capacity | [18 empty] | N | No
PJM |  |  | 2/28/2022 | [7 empty] | Solar |  |  |  | 12 |  |  |  |  | 20 | [7 empty] | Essex | VA |  |  | Dunnsville 345 kV |  | 12/1/2024 |  | In Progress | [6 empty] | Dominion | [23 empty] | AH2-136 | [5 empty] | Generation Interconnection | [7 empty] | Active | 20 |  | Capacity | [18 empty] | N | No
PJM |  |  | 2/28/2022 | [7 empty] | Solar |  |  |  | 6 |  |  |  |  | 10 | [7 empty] | Amherst | VA |  |  | Monroe - Coolwell 12.47 kV |  | 12/1/2026 |  | In Progress | [6 empty] | AEP | [23 empty] | AH2-137 | [5 empty] | Generation Interconnection | [7 empty] | Active | 10 |  | Capacity | [18 empty] | N | No
PJM |  |  | 2/28/2022 | [7 empty] | Solar |  |  |  | 6 |  |  |  |  | 10 | [7 empty] | Nelson | VA |  |  | Arrington Circuit 12.47 kV |  | 12/1/2026 |  | In Progress | [6 empty] | AEP | [23 empty] | AH2-138 | [5 empty] | Generation Interconnection | [7 empty] | Active | 10 |  | Capacity | [18 empty] | N | No
PJM |  |  | 2/28/2022 | [7 empty] | Storage |  |  |  | 150 |  |  |  |  | 150 | [7 empty] | King George | VA |  |  | Birchwood-NUG 230kV |  | 6/1/2027 |  | In Progress | [6 empty] | Dominion | [23 empty] | AH2-144 | [5 empty] | Generation Interconnection | [7 empty] | Active | 150 |  | Capacity | [18 empty] | N | No
PJM |  |  | 2/28/2022 | [7 empty] | Storage |  |  |  | 52.3 |  |  |  |  | 52.3 | [7 empty] | King George | VA |  |  | Birchwood-NUG 230kV |  | 6/1/2027 |  | In Progress | [6 empty] | Dominion | [23 empty] | AH2-145 | [5 empty] | Generation Interconnection | [7 empty] | Active | 52.3 |  | Capacity | [18 empty] | N | No
PJM |  |  | 2/28/2022 | [7 empty] | Solar; Storage |  |  |  | 52.3 |  |  |  |  | 87.2 | [7 empty] | Adams | OH |  |  | Adams - Seaman 69 kV |  | 12/30/2027 |  | In Progress | [6 empty] | AEP | [23 empty] | AH2-146 | [5 empty] | Generation Interconnection | [7 empty] | Active | 87.2 |  | Capacity | [18 empty] | N | No
PJM |  |  | 2/28/2022 | [7 empty] | Solar; Storage |  |  |  | 143.2 |  |  |  |  | 152 | [7 empty] | Union | OH |  |  | East Lima - Marysville 345 kV |  | 2/25/2027 |  | In Progress | [6 empty] | AEP | [23 empty] | AH2-148 | [5 empty] | Generation Interconnection | [7 empty] | Active | 152 |  | Capacity | [18 empty] | N | No
PJM |  |  | 2/28/2022 | [7 empty] | Solar; Storage |  |  |  | 120 |  |  |  |  | 150 | [7 empty] | Van Buren | MI |  |  | Stinger - Valley 138 kV |  | 6/29/2026 |  | In Progress | [6 empty] | AEP | [23 empty] | AH2-149 | [5 empty] | Generation Interconnection | [7 empty] | Active | 150 |  | Capacity | [18 empty] | N | No
PJM |  |  | 2/28/2022 | [7 empty] | Storage |  |  |  | 320 |  |  |  |  | 0 | [7 empty] | Sussex | VA |  |  | Carson-Suffolk 500 kV |  | 12/1/2024 |  | In Progress | [6 empty] | Dominion | [23 empty] | AH2-150 | [5 empty] | Generation Interconnection | [7 empty] | Active | 800 |  | Capacity | [18 empty] | N | No
PJM |  |  | 2/28/2022 | [7 empty] | Solar; Storage |  |  |  | 21 |  |  |  |  | 35 | [7 empty] | Halifax | VA |  |  | SedgeHill - Person 230kV |  | 6/1/2025 |  | In Progress | [6 empty] | Dominion | [23 empty] | AH2-151 | [5 empty] | Generation Interconnection | [7 empty] | Active | 195 |  | Capacity | [18 empty] | N | No
PJM |  |  | 3/1/2022 | [7 empty] | Solar; Storage |  |  |  | 26.88 |  |  |  |  | 44.8 | [7 empty] | Monroe | PA |  |  | Effort Mountain-Gilbert 138 kV IV |  | 6/1/2025 |  | In Progress | [6 empty] | PPL | [23 empty] | AH2-152 | [5 empty] | Generation Interconnection | [7 empty] | Active | 90 |  | Capacity | [18 empty] | N | No
PJM |  |  | 2/28/2022 | [7 empty] | Solar; Storage |  |  |  | 140 |  |  |  |  | 180 | [7 empty] | Vermillion | IN |  |  | Eugene 345 kV |  | 12/31/2024 |  | In Progress | [6 empty] | AEP | [23 empty] | AH2-153 | [5 empty] | Generation Interconnection | [7 empty] | Active | 180 |  | Capacity | [18 empty] | N | No
PJM |  |  | 2/28/2022 | [7 empty] | Solar; Storage |  |  |  | 118 |  |  |  |  | 150 | [7 empty] | Vermillion | IN |  |  | Eugene 345 kV |  | 12/31/2024 |  | In Progress | [6 empty] | AEP | [23 empty] | AH2-154 | [5 empty] | Generation Interconnection | [7 empty] | Active | 150 |  | Capacity | [18 empty] | N | No
PJM |  |  | 3/2/2022 | [7 empty] | Solar |  |  |  | 57 |  |  |  |  | 95 | [7 empty] | Fulton | OH |  |  | Lyons-Allen Jct 138 kV |  | 12/31/2025 |  | In Progress | [6 empty] | ATSI | [23 empty] | AH2-155 | [5 empty] | Generation Interconnection | [7 empty] | Active | 95 |  | Capacity | [18 empty] | N | No
PJM |  |  | 3/2/2022 | [7 empty] | Solar |  |  |  | 24 |  |  |  |  | 40 | [7 empty] | Huron | OH |  |  | Buckeye P-Wakeman 69 kV |  | 12/31/2025 |  | In Progress | [6 empty] | ATSI | [23 empty] | AH2-156 | [5 empty] | Generation Interconnection | [7 empty] | Active | 40 |  | Capacity | [18 empty] | N | No
PJM |  |  | 3/2/2022 | [7 empty] | Solar |  |  |  | 7.2 |  |  |  |  | 12 | [7 empty] | Somerset | PA |  |  | Hooversville-Somerset 23 kV |  | 12/31/2025 |  | In Progress | [6 empty] | PENELEC | [23 empty] | AH2-157 | [5 empty] | Generation Interconnection | [7 empty] | Active | 12 |  | Capacity | [18 empty] | N | No
PJM |  |  | 3/2/2022 | [7 empty] | Solar |  |  |  | 48 |  |  |  |  | 80 | [7 empty] | Somerset | PA |  |  | Somerset-Hooversville 115 kV |  | 12/31/2025 |  | In Progress | [6 empty] | PENELEC | [23 empty] | AH2-158 | [5 empty] | Generation Interconnection | [7 empty] | Active | 80 |  | Capacity | [18 empty] | N | No
PJM |  |  | 3/2/2022 | [7 empty] | Solar |  |  |  | 29.4 |  |  |  |  | 49 | [7 empty] | Highland | OH |  |  | Buckskin – Worley 69 kV |  | 12/31/2025 |  | In Progress | [6 empty] | AEP | [23 empty] | AH2-159 | [5 empty] | Generation Interconnection | [7 empty] | Active | 49 |  | Capacity | [18 empty] | N | No
PJM |  |  | 3/2/2022 | [7 empty] | Solar |  |  |  | 12 |  |  |  |  | 20 | [7 empty] | Highland | OH |  |  | Buckskin – Worley 69 kV |  | 12/31/2025 |  | In Progress | [6 empty] | AEP | [23 empty] | AH2-160 | [5 empty] | Generation Interconnection | [7 empty] | Active | 69 |  | Capacity | [18 empty] | N | No
PJM |  |  | 3/3/2022 | [7 empty] | Solar |  |  |  | 12.3 |  |  |  |  | 18.8 | [7 empty] | Butler | PA |  |  | Prospect 25 kV |  | 12/31/2024 |  | In Progress | [6 empty] | APS | [23 empty] | AH2-161 | [5 empty] | Generation Interconnection | [7 empty] | Active | 18.8 |  | Capacity | [18 empty] | N | No
PJM |  |  | 3/4/2022 | [7 empty] | Storage |  |  |  | 200 |  |  |  |  | 200 | [7 empty] | Baltimore County | MD |  |  | Northeast-CP Crane 115kV |  | 3/1/2026 |  | In Progress | [6 empty] | BGE | [23 empty] | AH2-162 | [5 empty] | Generation Interconnection | [7 empty] | Active | 200 |  | Capacity | [18 empty] | N | No
PJM |  |  | 3/4/2022 | [7 empty] | Solar |  |  |  | 7.98 |  |  |  |  | 19.8 | [7 empty] | Armstrong | PA |  |  | Kittanning - Rural Valley 25 kV |  | 3/1/2026 |  | In Progress | [6 empty] | APS | [23 empty] | AH2-163 | [5 empty] | Generation Interconnection | [7 empty] | Active | 49.8 |  | Capacity | [18 empty] | N | No
PJM |  |  | 3/4/2022 | [7 empty] | Solar |  |  |  | 50 |  |  |  |  | 85 | [7 empty] | Crawford | OH |  |  | Chatfield 69 kV |  | 1/1/2026 |  | In Progress | [6 empty] | AEP | [23 empty] | AH2-164 | [5 empty] | Generation Interconnection | [7 empty] | Active | 85 |  | Capacity | [18 empty] | N | No
PJM |  |  | 3/8/2022 | [7 empty] | Solar |  |  |  | 48 |  |  |  |  | 80 | [7 empty] | Fulton | OH |  |  | Fayette - Lyons 138 kV |  | 12/31/2025 |  | In Progress | [6 empty] | ATSI | [23 empty] | AH2-165 | [5 empty] | Generation Interconnection | [7 empty] | Active | 80 |  | Capacity | [18 empty] | N | No
PJM |  |  | 3/8/2022 | [7 empty] | Solar |  |  |  | 27 |  |  |  |  | 45 | [7 empty] | Fulton | OH |  |  | Lyons 138 kV |  | 12/31/2025 |  | In Progress | [6 empty] | ATSI | [23 empty] | AH2-166 | [5 empty] | Generation Interconnection | [7 empty] | Active | 45 |  | Capacity | [18 empty] | N | No
PJM |  |  | 3/8/2022 | [7 empty] | Solar |  |  |  | 111 |  |  |  |  | 185 | [7 empty] | Madison | OH |  |  | Beatty - MT Hope 345 kV |  | 12/31/2025 |  | In Progress | [6 empty] | ATSI | [23 empty] | AH2-168 | [5 empty] | Generation Interconnection | [7 empty] | Active | 185 |  | Capacity | [18 empty] | N | No
PJM |  |  | 3/8/2022 | [7 empty] | Solar |  |  |  | 48 |  |  |  |  | 80 | [7 empty] | Perry | OH |  |  | Thornville - Pleasantville 69 kV |  | 12/31/2025 |  | In Progress | [6 empty] | AEP | [23 empty] | AH2-169 | [5 empty] | Generation Interconnection | [7 empty] | Active | 80 |  | Capacity | [18 empty] | N | No
PJM |  |  | 3/7/2022 | [7 empty] | Solar |  |  |  | 84 |  |  |  |  | 140 | [7 empty] | Will | IL |  |  | Byron 345 |  | 12/31/2026 |  | In Progress | [6 empty] | ComEd | [23 empty] | AH2-170 | [5 empty] | Generation Interconnection | [7 empty] | Active | 140 |  | Capacity | [18 empty] | N | No
PJM |  |  | 3/7/2022 | [7 empty] | Solar |  |  |  | 120 |  |  |  |  | 200 | [7 empty] | Kankakee | IL |  |  | Davis Creek 345 kV |  | 12/31/2026 |  | In Progress | [6 empty] | ComEd | [23 empty] | AH2-171 | [5 empty] | Generation Interconnection | [7 empty] | Active | 200 |  | Capacity | [18 empty] | N | No
PJM |  |  | 3/7/2022 | [7 empty] | Solar |  |  |  | 120 |  |  |  |  | 200 | [7 empty] | Will | IL |  |  | Wilton 345 kV |  | 12/31/2026 |  | In Progress | [6 empty] | ComEd | [23 empty] | AH2-172 | [5 empty] | Generation Interconnection | [7 empty] | Active | 200 |  | Capacity | [18 empty] | N | No
PJM |  |  | 3/7/2022 | [7 empty] | Solar |  |  |  | 90 |  |  |  |  | 150 | [7 empty] | Ogle | IL |  |  | Maryland 138 kV |  | 12/31/2026 |  | In Progress | [6 empty] | ComEd | [23 empty] | AH2-173 | [5 empty] | Generation Interconnection | [7 empty] | Active | 150 |  | Capacity | [18 empty] | N | No
PJM |  |  | 3/8/2022 | [7 empty] | Solar; Storage |  |  |  | 0 |  |  |  |  | 3 | [7 empty] | Mercer | PA |  |  | PA-Schwoyer 13.2 kV |  | 6/21/2024 |  | In Progress | [6 empty] | ME | [23 empty] | AH2-181 | [5 empty] | Generation Interconnection | [7 empty] | Active | 3 |  | Energy | [18 empty] | Y | No
PJM |  |  | 3/9/2022 | [7 empty] | Solar |  |  |  | 13.1 |  |  |  |  | 20 | [7 empty] | Clarion | PA |  |  | Burma – Seminole Road Junction 25 kV |  | 5/30/2025 |  | In Progress | [6 empty] | APS | [23 empty] | AH2-187 | [5 empty] | Generation Interconnection | [7 empty] | Active | 20 |  | Capacity | [18 empty] | N | No
PJM |  |  | 3/9/2022 | [7 empty] | Solar |  |  |  | 7.2 |  |  |  |  | 12 | [7 empty] | Susquehanna | PA |  |  | Fearnley Solar 34.5 kV |  | 12/31/2025 |  | In Progress | [6 empty] | PENELEC | [23 empty] | AH2-189 | [5 empty] | Generation Interconnection | [7 empty] | Active | 12 |  | Capacity | [18 empty] | N | No
PJM |  |  | 3/9/2022 | [7 empty] | Solar |  |  |  | 7.2 |  |  |  |  | 12 | [7 empty] | Somerset | PA |  |  | Higgins Run Solar |  | 12/31/2025 |  | In Progress | [6 empty] | PENELEC | [23 empty] | AH2-190 | [5 empty] | Generation Interconnection | [7 empty] | Active | 12 |  | Capacity | [18 empty] | N | No
PJM |  |  | 3/8/2022 | [7 empty] | Solar; Storage |  |  |  | 63 |  |  |  |  | 95 | [8 empty] | WV |  |  | Hopkins 138 kV |  | 3/10/2024 |  | In Progress | [6 empty] | AEP | [23 empty] | AH2-191 | [5 empty] | Generation Interconnection | [7 empty] | Active | 95 |  | Capacity | [18 empty] | N | No
PJM |  |  | 3/8/2022 | [7 empty] | Solar; Storage |  |  |  | 63 |  |  |  |  | 95 | [8 empty] | WV |  |  | Wharton 138 kV |  | 3/10/2024 |  | In Progress | [6 empty] | AEP | [23 empty] | AH2-192 | [5 empty] | Generation Interconnection | [7 empty] | Active | 95 |  | Capacity | [18 empty] | N | No
PJM |  |  | 3/8/2022 | [7 empty] | Solar; Storage |  |  |  | 46 |  |  |  |  | 70 | [8 empty] | WV |  |  | Pax Branch 138 kV |  | 3/10/2024 |  | In Progress | [6 empty] | AEP | [23 empty] | AH2-193 | [5 empty] | Generation Interconnection | [7 empty] | Active | 70 |  | Capacity | [18 empty] | N | No
PJM |  |  | 3/9/2022 | [7 empty] | Natural Gas |  |  |  | 20 |  |  |  |  | 0 | [7 empty] | Bergen | NJ |  |  | Bergen 138kV |  | 4/30/2026 |  | In Progress | [6 empty] | PSEG | [23 empty] | AH2-194 | [5 empty] | Generation Interconnection | [7 empty] | Active | 736 |  | Capacity | [18 empty] | N | No
PJM |  |  | 3/8/2022 | [7 empty] | Solar |  |  |  | 39 |  |  |  |  | 65 | [7 empty] | Indiana | PA |  |  | Seward-Glory 115 kV |  | 10/29/2027 |  | In Progress | [6 empty] | PENELEC | [23 empty] | AH2-195 | [5 empty] | Generation Interconnection | [7 empty] | Active | 65 |  | Capacity | [18 empty] | N | No
PJM |  |  | 3/8/2022 | [7 empty] | Solar; Storage |  |  |  | 40 |  |  |  |  | 50 | [7 empty] | McHenry | IL |  |  | North Huntley - Pleasant Valley 138 kV |  | 12/31/2025 |  | In Progress | [6 empty] | ComEd | [23 empty] | AH2-197 | [5 empty] | Generation Interconnection | [7 empty] | Active | 50 |  | Capacity | [18 empty] | N | No
PJM |  |  | 3/8/2022 | [7 empty] | Solar |  |  |  | 53.8 |  |  |  |  | 74.715 | [7 empty] | Wicomico | MD |  |  | Mt. Hermon 69 kV |  | 6/30/2026 |  | In Progress | [6 empty] | DPL | [23 empty] | AH2-198 | [5 empty] | Generation Interconnection | [7 empty] | Active | 74.715 |  | Capacity | [18 empty] | N | No
PJM |  |  | 3/8/2022 | [7 empty] | Solar; Storage |  |  |  | 36.3 |  |  |  |  | 51.7 | [7 empty] | Will | IL |  |  | Shorewood 138 kV |  | 6/30/2026 |  | In Progress | [6 empty] | ComEd | [23 empty] | AH2-199 | [5 empty] | Generation Interconnection | [7 empty] | Active | 51.7 |  | Capacity | [18 empty] | N | No
PJM |  |  | 3/9/2022 | [7 empty] | Storage |  |  |  | 170 |  |  |  |  | 170 | [7 empty] | Stephenson | IL |  |  | Lancaster 138 kV |  | 12/31/2026 |  | In Progress | [6 empty] | ComEd | [23 empty] | AH2-204 | [5 empty] | Generation Interconnection | [7 empty] | Active | 170 |  | Capacity | [18 empty] | N | No
PJM |  |  | 3/9/2022 | [7 empty] | Storage |  |  |  | 10 |  |  |  |  | 10 | [7 empty] | Cook | IL |  |  | I.C. Air Rights 12.5 kV |  | 3/31/2026 |  | In Progress | [6 empty] | ComEd | [23 empty] | AH2-205 | [5 empty] | Generation Interconnection | [7 empty] | Active | 10 |  | Capacity | [18 empty] | N | No
PJM |  |  | 3/9/2022 | [7 empty] | Storage |  |  |  | 10 |  |  |  |  | 10 | [7 empty] | Cook | IL |  |  | I.C. Air Rights 12.5 kV |  | 3/31/2026 |  | In Progress | [6 empty] | ComEd | [23 empty] | AH2-206 | [5 empty] | Generation Interconnection | [7 empty] | Active | 10 |  | Capacity | [18 empty] | N | No
PJM |  |  | 3/9/2022 | [7 empty] | Solar; Storage |  |  |  | 57 |  |  |  |  | 85 | [8 empty] | WV |  |  | Hopkins 138 kV |  | 3/10/2024 |  | In Progress | [6 empty] | AEP | [23 empty] | AH2-207 | [5 empty] | Generation Interconnection | [7 empty] | Active | 85 |  | Capacity | [18 empty] | N | No
PJM |  |  | 3/9/2022 | [7 empty] | Solar; Storage |  |  |  | 63 |  |  |  |  | 95 | [7 empty] | Kanawha | WV |  |  | Cabin Creek 138 kV |  | 3/10/2024 |  | In Progress | [6 empty] | AEP | [23 empty] | AH2-209 | [5 empty] | Generation Interconnection | [7 empty] | Active | 95 |  | Capacity | [18 empty] | N | No
PJM |  |  | 3/9/2022 | [7 empty] | Solar; Storage |  |  |  | 78 |  |  |  |  | 78 | [7 empty] | St. Joseph | IN |  |  | Stillwell - Dumont 345 kV |  | 12/31/2025 |  | In Progress | [6 empty] | AEP | [23 empty] | AH2-210 | [5 empty] | Generation Interconnection | [7 empty] | Active | 78 |  | Capacity | [18 empty] | N | No
PJM |  |  | 3/9/2022 | [7 empty] | Solar; Storage |  |  |  | 110 |  |  |  |  | 110 | [7 empty] | St. Joseph | IN |  |  | Olive - Dumont 345 kV |  | 12/31/2025 |  | In Progress | [6 empty] | AEP | [23 empty] | AH2-211 | [5 empty] | Generation Interconnection | [7 empty] | Active | 110 |  | Capacity | [18 empty] | N | No
PJM |  |  | 3/9/2022 | [7 empty] | Solar |  |  |  | 69 |  |  |  |  | 115 | [7 empty] | Madison | OH |  |  | Cardington 138 kV |  | 12/31/2026 |  | In Progress | [6 empty] | ATSI | [23 empty] | AH2-212 | [5 empty] | Generation Interconnection | [7 empty] | Active | 115 |  | Capacity | [18 empty] | N | No
PJM |  |  | 3/9/2022 | [7 empty] | Solar |  |  |  | 84 |  |  |  |  | 140 | [7 empty] | Randolph | IN |  |  | London 138 kV |  | 12/31/2026 |  | In Progress | [6 empty] | ATSI | [23 empty] | AH2-213 | [5 empty] | Generation Interconnection | [7 empty] | Active | 140 |  | Capacity | [18 empty] | N | No
PJM |  |  | 3/9/2022 | [7 empty] | Solar |  |  |  | 120 |  |  |  |  | 200 | [7 empty] | Henry | OH |  |  | Midway 138 kV |  | 12/31/2026 |  | In Progress | [6 empty] | ATSI | [23 empty] | AH2-215 | [5 empty] | Generation Interconnection | [7 empty] | Active | 200 |  | Capacity | [18 empty] | N | No
PJM |  |  | 3/9/2022 | [7 empty] | Storage |  |  |  | 100 |  |  |  |  | 100 | [7 empty] | Morrow | OH |  |  | Cardington 138 kV II |  | 12/31/2026 |  | In Progress | [6 empty] | ATSI | [23 empty] | AH2-217 | [5 empty] | Generation Interconnection | [7 empty] | Active | 100 |  | Capacity | [18 empty] | N | No
PJM |  |  | 3/9/2022 | [7 empty] | Storage |  |  |  | 100 |  |  |  |  | 100 | [7 empty] | Morrow | OH |  |  | London 138 kV II |  | 12/31/2026 |  | In Progress | [6 empty] | ATSI | [23 empty] | AH2-218 | [5 empty] | Generation Interconnection | [7 empty] | Active | 100 |  | Capacity | [18 empty] | N | No
PJM |  |  | 3/9/2022 | [7 empty] | Storage |  |  |  | 100 |  |  |  |  | 100 | [7 empty] | Henry | OH |  |  | Midway 138 kV |  | 12/31/2026 |  | In Progress | [6 empty] | ATSI | [23 empty] | AH2-220 | [5 empty] | Generation Interconnection | [7 empty] | Active | 100 |  | Capacity | [18 empty] | N | No
PJM |  |  | 3/9/2022 | [7 empty] | Solar |  |  |  | 36 |  |  |  |  | 60 | [8 empty] | KY |  |  | Millersburg 69 kV |  | 12/31/2026 |  | In Progress | [6 empty] | EKPC | [23 empty] | AH2-222 | [5 empty] | Generation Interconnection | [7 empty] | Active | 60 |  | Capacity | [18 empty] | N | No
PJM |  |  | 3/9/2022 | [7 empty] | Solar |  |  |  | 30 |  |  |  |  | 50 | [7 empty] | Jay | IN |  |  | Bluff Point 138 kV |  | 12/31/2025 |  | In Progress | [6 empty] | AEP | [23 empty] | AH2-223 | [5 empty] | Generation Interconnection | [7 empty] | Active | 50 |  | Capacity | [18 empty] | N | No
PJM |  |  | 3/9/2022 | [7 empty] | Storage |  |  |  | 50 |  |  |  |  | 50 | [8 empty] | KY |  |  | Millersburg 69 kV |  | 12/31/2026 |  | In Progress | [6 empty] | EKPC | [23 empty] | AH2-224 | [5 empty] | Generation Interconnection | [7 empty] | Active | 50 |  | Capacity | [18 empty] | N | No
PJM |  |  | 3/9/2022 | [7 empty] | Storage |  |  |  | 175 |  |  |  |  | 175 | [7 empty] | Greensville | VA |  |  | Clubhouse- Purdy 115kV |  | 12/31/2027 |  | In Progress | [6 empty] | Dominion | [23 empty] | AH2-226 | [5 empty] | Generation Interconnection | [7 empty] | Active | 175 |  | Capacity | [18 empty] | N | No
PJM |  |  | 3/9/2022 | [7 empty] | Storage |  |  |  | 75 |  |  |  |  | 75 | [7 empty] | Jay | IN |  |  | Bluff Point 138 kV |  | 12/27/2026 |  | In Progress | [6 empty] | AEP | [23 empty] | AH2-227 | [5 empty] | Generation Interconnection | [7 empty] | Active | 75 |  | Capacity | [18 empty] | N | No
PJM |  |  | 3/9/2022 | [7 empty] | Storage |  |  |  | 150 |  |  |  |  | 150 | [7 empty] | Pickaway | OH |  |  | Circleville 138 kV |  | 12/31/2026 |  | In Progress | [6 empty] | AEP | [23 empty] | AH2-228 | [5 empty] | Generation Interconnection | [7 empty] | Active | 150 |  | Capacity | [18 empty] | N | No
PJM |  |  | 3/9/2022 | [7 empty] | Storage |  |  |  | 50 |  |  |  |  | 50 | [7 empty] | Bedford | PA |  |  | Bedforth North 115 kV |  | 12/31/2027 |  | In Progress | [6 empty] | PENELEC | [23 empty] | AH2-229 | [5 empty] | Generation Interconnection | [7 empty] | Active | 50 |  | Capacity | [18 empty] | N | No
PJM |  |  | 3/9/2022 | [7 empty] | Storage |  |  |  | 75 |  |  |  |  | 75 | [7 empty] | Adams | PA |  |  | Gardners 115 kV |  | 12/31/2027 |  | In Progress | [6 empty] | ME | [23 empty] | AH2-230 | [5 empty] | Generation Interconnection | [7 empty] | Active | 75 |  | Capacity | [18 empty] | N | No
PJM |  |  | 3/9/2022 | [7 empty] | Storage |  |  |  | 100 |  |  |  |  | 100 | [7 empty] | Pulaski | IN |  |  | Olive - Reynolds 345 kV |  | 12/31/2026 |  | In Progress | [6 empty] | AEP | [23 empty] | AH2-233 | [5 empty] | Generation Interconnection | [7 empty] | Active | 100 |  | Capacity | [18 empty] | N | No
PJM |  |  | 3/9/2022 | [7 empty] | Storage |  |  |  | 100 |  |  |  |  | 100 | [7 empty] | DeKalb | IL |  |  | W Dekalb 138 kV |  | 12/31/2027 |  | In Progress | [6 empty] | ComEd | [23 empty] | AH2-234 | [5 empty] | Generation Interconnection | [7 empty] | Active | 100 |  | Capacity | [18 empty] | N | No
PJM |  |  | 3/9/2022 | [7 empty] | Storage |  |  |  | 125 |  |  |  |  | 125 | [7 empty] | Adams | PA |  |  | Orrtana 115 kV |  | 12/31/2027 |  | In Progress | [6 empty] | ME | [23 empty] | AH2-235 | [5 empty] | Generation Interconnection | [7 empty] | Active | 125 |  | Capacity | [18 empty] | N | No
PJM |  |  | 3/9/2022 | [7 empty] | Storage |  |  |  | 100 |  |  |  |  | 100 | [7 empty] | Mercer | PA |  |  | McDowell 138 kV |  | 12/31/2027 |  | In Progress | [6 empty] | ATSI | [23 empty] | AH2-236 | [5 empty] | Generation Interconnection | [7 empty] | Active | 100 |  | Capacity | [18 empty] | N | No
PJM |  |  | 3/9/2022 | [7 empty] | Solar |  |  |  | 75 |  |  |  |  | 125 | [7 empty] | Wells | IN |  |  | Adams 138 kV |  | 12/31/2026 |  | In Progress | [6 empty] | AEP | [23 empty] | AH2-237 | [5 empty] | Generation Interconnection | [7 empty] | Active | 125 |  | Capacity | [18 empty] | N | No
PJM |  |  | 3/10/2022 | [7 empty] | Storage |  |  |  | 100 |  |  |  |  | 100 | [7 empty] | Greensville | VA |  |  | Clubhouse- Purdy 115kV |  | 12/31/2027 |  | In Progress | [6 empty] | Dominion | [23 empty] | AH2-238 | [5 empty] | Generation Interconnection | [7 empty] | Active | 100 |  | Capacity | [18 empty] | N | No
PJM |  |  | 3/10/2022 | [7 empty] | Solar; Storage |  |  |  | 46.4 |  |  |  |  | 49 | [7 empty] | Trumbull | OH |  |  | Trumbull138 kV |  | 3/7/2027 |  | In Progress | [6 empty] | ATSI | [23 empty] | AH2-239 | [5 empty] | Generation Interconnection | [7 empty] | Active | 49 |  | Capacity | [18 empty] | N | No
PJM |  |  | 3/10/2022 | [7 empty] | Storage |  |  |  | 45 |  |  |  |  | 45 | [7 empty] | City of Chesapeake | VA |  |  | Loudoun 115kV |  | 3/1/2027 |  | In Progress | [6 empty] | Dominion | [23 empty] | AH2-241 | [5 empty] | Generation Interconnection | [7 empty] | Active | 45 |  | Capacity | [18 empty] | N | No
PJM |  |  | 3/9/2022 | [7 empty] | Solar; Storage |  |  |  | 40.5 |  |  |  |  | 45 | [7 empty] | Montgomery | OH |  |  | Crown - New Lebanon 69 kV |  | 3/8/2027 |  | In Progress | [6 empty] | Dayton | [23 empty] | AH2-242 | [5 empty] | Generation Interconnection | [7 empty] | Active | 45 |  | Capacity | [18 empty] | N | No
PJM |  |  | 3/9/2022 | [7 empty] | Solar |  |  |  | 25.78 |  |  |  |  | 43 | [7 empty] | Madison | IN |  |  | South Summitville 69 kV |  | 10/27/2028 |  | In Progress | [6 empty] | AEP | [23 empty] | AH2-243 | [5 empty] | Generation Interconnection | [7 empty] | Active | 43 |  | Capacity | [18 empty] | N | No
PJM |  |  | 3/9/2022 | [7 empty] | Storage |  |  |  | 25 |  |  |  |  | 25 | [7 empty] | Allegheny | PA |  |  | Swickley - Ambridge 23 kV |  | 9/29/2023 |  | In Progress | [6 empty] | DL | [23 empty] | AH2-244 | [5 empty] | Generation Interconnection | [7 empty] | Active | 25 |  | Capacity | [18 empty] | N | No
PJM |  |  | 3/9/2022 | [7 empty] | Storage |  |  |  | 25 |  |  |  |  | 25 | [7 empty] | Allegheny | PA |  |  | Swickley - Ambridge 23 kV |  | 9/29/2023 |  | In Progress | [6 empty] | DL | [23 empty] | AH2-245 | [5 empty] | Generation Interconnection | [7 empty] | Active | 25 |  | Capacity | [18 empty] | N | No
PJM |  |  | 3/9/2022 | [7 empty] | Storage |  |  |  | 100 |  |  |  |  | 100 | [7 empty] | Prince George | VA |  |  | Polyester S/S 230kV |  | 12/31/2025 |  | In Progress | [6 empty] | Dominion | [23 empty] | AH2-246 | [5 empty] | Generation Interconnection | [7 empty] | Active | 100 |  | Capacity | [18 empty] | N | No
PJM |  |  | 3/9/2022 | [7 empty] | Wind |  |  |  | 14.6579 |  |  |  |  | 83.2836 | [7 empty] | Cambria | PA |  |  | Krayn 115 kV |  | 12/31/2028 |  | In Progress | [6 empty] | PENELEC | [23 empty] | AH2-247 | [5 empty] | Generation Interconnection | [7 empty] | Active | 158.2836 |  | Capacity | [18 empty] | N | No
PJM |  |  | 3/9/2022 | [7 empty] | Wind |  |  |  | 14.6536 |  |  |  |  | 83.2592 | [7 empty] | Cambria | PA |  |  | Carrolltown 46 kV |  | 12/31/2028 |  | In Progress | [6 empty] | PENELEC | [23 empty] | AH2-248 | [5 empty] | Generation Interconnection | [7 empty] | Active | 113.2592 |  | Capacity | [18 empty] | N | No
PJM |  |  | 3/9/2022 | [7 empty] | Solar |  |  |  | 90 |  |  |  |  | 150 | [7 empty] | Lawrence | KY |  |  | Busseyville 138 kV |  | 12/22/2027 |  | In Progress | [6 empty] | AEP | [23 empty] | AH2-249 | [5 empty] | Generation Interconnection | [7 empty] | Active | 150 |  | Capacity | [18 empty] | N | No
PJM |  |  | 3/9/2022 | [7 empty] | Solar |  |  |  | 3.885 |  |  |  |  | 9.25 | [7 empty] | Bucks | PA |  |  | TBD 13.2 kV |  | 2/28/2024 |  | In Progress | [6 empty] | PECO | [23 empty] | AH2-250 | [5 empty] | Generation Interconnection | [7 empty] | Active | 9.25 |  | Capacity | [18 empty] | N | No
PJM |  |  | 3/10/2022 | [7 empty] | Solar; Storage |  |  |  | 0 |  |  |  |  | 2 | [11 empty] | Middleburg 12 kV |  | 6/21/2024 |  | In Progress | [6 empty] | PPL | [23 empty] | AH2-252 | [5 empty] | Generation Interconnection | [7 empty] | Active | 2 |  | Energy | [18 empty] | Y | No
PJM |  |  | 3/10/2022 | [7 empty] | Solar; Storage |  |  |  | 65 |  |  |  |  | 70 | [7 empty] | Beaver | PA |  |  | Beaver Valley - Crescent 138 kV |  | 11/25/2025 |  | In Progress | [6 empty] | DL | [23 empty] | AH2-253 | [5 empty] | Generation Interconnection | [7 empty] | Active | 70 |  | Capacity | [18 empty] | N | No
PJM |  |  | 3/9/2022 | [7 empty] | Solar; Storage |  |  |  | 40 |  |  |  |  | 50 | [7 empty] | Schuylkill | PA |  |  | Wheelabrator Frackville-Gilberton 69 kV II |  | 12/31/2025 |  | In Progress | [6 empty] | PPL | [23 empty] | AH2-256 | [5 empty] | Generation Interconnection | [7 empty] | Active | 50 |  | Capacity | [18 empty] | N | No
PJM |  |  | 3/9/2022 | [7 empty] | Solar |  |  |  | 240 |  |  |  |  | 400 | [7 empty] | Vermillion | IN |  |  | Dequine - Eugene 345 kV |  | 9/29/2024 |  | In Progress | [6 empty] | AEP | [23 empty] | AH2-257 | [5 empty] | Generation Interconnection | [7 empty] | Active | 400 |  | Capacity | [18 empty] | N | No
PJM |  |  | 3/9/2022 | [7 empty] | Solar; Storage |  |  |  | 172 |  |  |  |  | 172 | [7 empty] | Kendall | IL |  |  | Plano 345 kV |  | 9/27/2024 |  | In Progress | [6 empty] | ComEd | [23 empty] | AH2-258 | [5 empty] | Generation Interconnection | [7 empty] | Active | 172 |  | Capacity | [18 empty] | N | No
PJM |  |  | 3/9/2022 | [7 empty] | Storage |  |  |  | 172 |  |  |  |  | 172 | [7 empty] | Kendall | IL |  |  | Plano 345 kV |  | 9/27/2024 |  | In Progress | [6 empty] | ComEd | [23 empty] | AH2-259 | [5 empty] | Generation Interconnection | [7 empty] | Active | 172 |  | Capacity | [18 empty] | N | No
PJM |  |  | 3/9/2022 | [7 empty] | Solar |  |  |  | 42 |  |  |  |  | 70 | [7 empty] | Preston | WV |  |  | Garrett - Albright 138 kV |  | 6/30/2026 |  | In Progress | [6 empty] | APS | [23 empty] | AH2-260 | [5 empty] | Generation Interconnection | [7 empty] | Active | 70 |  | Capacity | [18 empty] | N | No
PJM |  |  | 3/10/2022 | [7 empty] | Storage |  |  |  | 28 |  |  |  |  | 28 | [7 empty] | Preston | WV |  |  | Garrett - Albright 138 kV |  | 6/30/2026 |  | In Progress | [6 empty] | APS | [23 empty] | AH2-261 | [5 empty] | Generation Interconnection | [7 empty] | Active | 98 |  | Capacity | [18 empty] | N | No
PJM |  |  | 3/10/2022 | [7 empty] | Solar; Storage |  |  |  | 10.2 |  |  |  |  | 17 | [7 empty] | Frederick | MD |  |  | Catoctin-Carroll 138 kV |  | 3/1/2026 |  | In Progress | [6 empty] | APS | [23 empty] | AH2-262 | [5 empty] | Generation Interconnection | [7 empty] | Active | 17 |  | Capacity | [18 empty] | N | No
PJM |  |  | 3/9/2022 | [7 empty] | Solar |  |  |  | 15.48 |  |  |  |  | 25.8 | [7 empty] | Marion | KY |  |  | Marion Co - Marion Co industrial 161 kV |  | 3/1/2026 |  | In Progress | [6 empty] | EKPC | [23 empty] | AH2-263 | [5 empty] | Generation Interconnection | [7 empty] | Active | 63.6 |  | Capacity | [18 empty] | N | No
PJM |  |  | 3/9/2022 | [7 empty] | Solar |  |  |  | 69 |  |  |  |  | 115 | [7 empty] | Van Wert | OH |  |  | Logtown - North Delphos 138 kV |  | 3/1/2026 |  | In Progress | [6 empty] | AEP | [23 empty] | AH2-264 | [5 empty] | Generation Interconnection | [7 empty] | Active | 115 |  | Capacity | [18 empty] | N | No
PJM |  |  | 3/9/2022 | [7 empty] | Storage |  |  |  | 200 |  |  |  |  | 200 | [7 empty] | Charles | MD |  |  | Oak Grove - Hawkins Gate 230kV |  | 3/1/2026 |  | In Progress | [6 empty] | PEPCO | [23 empty] | AH2-265 | [5 empty] | Generation Interconnection | [7 empty] | Active | 200 |  | Capacity | [18 empty] | N | No
PJM |  |  | 3/10/2022 | [7 empty] | Solar |  |  |  | 15 |  |  |  |  | 25 | [7 empty] | Charles | MD |  |  | Hughesville-Cedarville 69kV |  | 3/1/2026 |  | In Progress | [6 empty] | SMECO | [23 empty] | AH2-266 | [5 empty] | Generation Interconnection | [7 empty] | Active | 25 |  | Capacity | [18 empty] | N | No
PJM |  |  | 3/9/2022 | [7 empty] | Solar; Storage |  |  |  | 85 |  |  |  |  | 100 | [7 empty] | Clearfield | PA |  |  | Modera - BioEnergy Tap 115 kV |  | 7/1/2025 |  | In Progress | [6 empty] | PENELEC | [23 empty] | AH2-267 | [5 empty] | Generation Interconnection | [7 empty] | Active | 100 |  | Capacity | [18 empty] | N | No
PJM |  |  | 3/10/2022 | [7 empty] | Solar; Storage |  |  |  | 33.7 |  |  |  |  | 37 | [7 empty] | Dinwiddie | VA |  |  | Sapony 34.5 kV |  | 7/1/2025 |  | In Progress | [6 empty] | Dominion | [23 empty] | AH2-268 | [5 empty] | Generation Interconnection | [7 empty] | Active | 37 |  | Capacity | [18 empty] | N | No
PJM |  |  | 3/10/2022 | [7 empty] | Storage |  |  |  | 100 |  |  |  |  | 100 | [7 empty] | Ocean | NJ |  |  | Lakewood 230 kV |  | 6/1/2026 |  | In Progress | [6 empty] | JCPL | [23 empty] | AH2-269 | [5 empty] | Generation Interconnection | [7 empty] | Active | 100 |  | Capacity | [18 empty] | N | No
PJM |  |  | 3/10/2022 | [7 empty] | Natural Gas |  |  |  | 45 |  |  |  |  | 45 | [7 empty] | Prince George's | MD |  |  | Burches Hill-Chalk Point 500kV |  | 11/2/2026 |  | In Progress | [6 empty] | PEPCO | [23 empty] | AH2-269A | [5 empty] | Generation Interconnection | [7 empty] | Active | 845 |  | Capacity | [18 empty] | N | No
PJM |  |  | 3/10/2022 | [7 empty] | Wind |  |  |  | 51 |  |  |  |  | 300 | [7 empty] | Whiteside | IL |  |  | Garden Plain 138 kV |  | 12/31/2026 |  | In Progress | [6 empty] | ComEd | [23 empty] | AH2-270 | [5 empty] | Generation Interconnection | [7 empty] | Active | 300 |  | Capacity | [18 empty] | N | No
PJM |  |  | 3/10/2022 | [7 empty] | Solar |  |  |  | 90 |  |  |  |  | 150 | [7 empty] | Mecklenburg | VA |  |  | Central VA- Chase City 115kV |  | 12/31/2026 |  | In Progress | [6 empty] | Dominion | [23 empty] | AH2-271 | [5 empty] | Generation Interconnection | [7 empty] | Active | 150 |  | Capacity | [18 empty] | N | No
PJM |  |  | 3/10/2022 | [7 empty] | Storage |  |  |  | 100 |  |  |  |  | 100 | [7 empty] | Mecklenburg | VA |  |  | Central VA- Chase City 115kV |  | 12/31/2027 |  | In Progress | [6 empty] | Dominion | [23 empty] | AH2-272 | [5 empty] | Generation Interconnection | [7 empty] | Active | 100 |  | Capacity | [18 empty] | N | No
PJM |  |  | 3/11/2022 | [7 empty] | Solar |  |  |  | 90 |  |  |  |  | 150 | [7 empty] | Union | OH |  |  | Eagle Road 138 kV |  | 12/31/2026 |  | In Progress | [6 empty] | Dayton | [23 empty] | AH2-273 | [5 empty] | Generation Interconnection | [7 empty] | Active | 150 |  | Capacity | [18 empty] | N | No
PJM |  |  | 3/11/2022 | [7 empty] | Storage |  |  |  | 100 |  |  |  |  | 100 | [7 empty] | Union | OH |  |  | Eagle Road 138 kV |  | 12/31/2026 |  | In Progress | [6 empty] | Dayton | [23 empty] | AH2-274 | [5 empty] | Generation Interconnection | [7 empty] | Active | 100 |  | Capacity | [18 empty] | N | No
PJM |  |  | 3/10/2022 | [7 empty] | Solar |  |  |  | 42 |  |  |  |  | 100 | [7 empty] | Carroll | OH |  |  | Carrollton Solar 138 kV |  | 3/3/2023 |  | In Progress | [6 empty] | ATSI | [23 empty] | AH2-275 | [5 empty] | Generation Interconnection | [7 empty] | Active | 100 |  | Capacity | [18 empty] | N | No
PJM |  |  | 3/10/2022 | [7 empty] | Solar; Storage |  |  |  | 28 |  |  |  |  | 40 | [7 empty] | Pike | KY |  |  | Second Fork 69 kV |  | 3/10/2024 |  | In Progress | [6 empty] | AEP | [23 empty] | AH2-276 | [5 empty] | Generation Interconnection | [7 empty] | Active | 40 |  | Capacity | [18 empty] | N | No
PJM |  |  | 3/10/2022 | [7 empty] | Solar; Storage |  |  |  | 42 |  |  |  |  | 60 | [7 empty] | Buchanan | VA |  |  | Hurley 69 kV |  | 3/10/2024 |  | In Progress | [6 empty] | AEP | [23 empty] | AH2-277 | [5 empty] | Generation Interconnection | [7 empty] | Active | 60 |  | Capacity | [18 empty] | N | No
PJM |  |  | 3/10/2022 | [7 empty] | Storage |  |  |  | 100 |  |  |  |  | 100 | [7 empty] | Kanawha | WV |  |  | Cabin Creek 138 kV |  | 3/10/2024 |  | In Progress | [6 empty] | AEP | [23 empty] | AH2-278 | [5 empty] | Generation Interconnection | [7 empty] | Active | 100 |  | Capacity | [18 empty] | N | No
PJM |  |  | 3/10/2022 | [7 empty] | Storage |  |  |  | 150 |  |  |  |  | 150 | [7 empty] | Greene | PA |  |  | Whiteley 138 kV |  | 3/10/2024 |  | In Progress | [6 empty] | APS | [23 empty] | AH2-279 | [5 empty] | Generation Interconnection | [7 empty] | Active | 150 |  | Capacity | [18 empty] | N | No
PJM |  |  | 3/10/2022 | [7 empty] | Solar |  |  |  | 15.6 |  |  |  |  | 26 | [7 empty] | Greensville | VA |  |  | Trego 34.5 kV |  | 12/30/2024 |  | In Progress | [6 empty] | Dominion | [23 empty] | AH2-281 | [5 empty] | Generation Interconnection | [7 empty] | Active | 26 |  | Capacity | [18 empty] | N | No
PJM |  |  | 3/10/2022 | [7 empty] | Solar; Storage |  |  |  | 49.9 |  |  |  |  | 49.9 | [7 empty] | Adams | OH |  |  | Adams 138 kV |  | 12/1/2026 |  | In Progress | [6 empty] | AEP | [23 empty] | AH2-284 | [5 empty] | Generation Interconnection | [7 empty] | Active | 49.9 |  | Capacity | [18 empty] | N | No
PJM |  |  | 3/10/2022 | [7 empty] | Storage |  |  |  | 82.4 |  |  |  |  | 0 | [7 empty] | Henry | OH |  |  | Napoleon Muni 138 kV |  | 12/1/2024 |  | In Progress | [6 empty] | AMPT | [23 empty] | AH2-288 | [5 empty] | Generation Interconnection | [7 empty] | Active | 206 |  | Capacity | [18 empty] | N | No
PJM |  |  | 3/10/2022 | [7 empty] | Storage |  |  |  | 79.6 |  |  |  |  | 0 | [7 empty] | Fulton | OH |  |  | East Fayette 138 kV II |  | 12/1/2024 |  | In Progress | [6 empty] | ATSI | [23 empty] | AH2-289 | [5 empty] | Generation Interconnection | [7 empty] | Active | 199 |  | Capacity | [18 empty] | N | No
PJM |  |  | 3/10/2022 | [7 empty] | Storage |  |  |  | 34.4 |  |  |  |  | 0 | [7 empty] | DeKalb | IL |  |  | Sandwich 138 kV |  | 12/31/2025 |  | In Progress | [6 empty] | ComEd | [23 empty] | AH2-290 | [5 empty] | Generation Interconnection | [7 empty] | Active | 86 |  | Capacity | [18 empty] | N | No
PJM |  |  | 3/10/2022 | [7 empty] | Storage |  |  |  | 150 |  |  |  |  | 150 | [7 empty] | Brunswick | VA |  |  | Rawlings-Clover 500kV |  | 6/1/2026 |  | In Progress | [6 empty] | Dominion | [23 empty] | AH2-291 | [5 empty] | Generation Interconnection | [7 empty] | Active | 150 |  | Capacity | [18 empty] | N | No
PJM |  |  | 3/10/2022 | [7 empty] | Wind |  |  |  | 13.6 |  |  |  |  | 76.95 | [7 empty] | Cambria | PA |  |  | Bear Rock 230 kV |  | 12/31/2025 |  | In Progress | [6 empty] | PENELEC | [23 empty] | AH2-292 | [5 empty] | Generation Interconnection | [7 empty] | Active | 76.95 |  | Capacity | [18 empty] | N | No
PJM |  |  | 3/11/2022 | [7 empty] | Solar |  |  |  | 29.5 |  |  |  |  | 40 | [7 empty] | Grundy | IL |  |  | Mazon Blue - Lasalle 138 kV |  | 6/1/2026 |  | In Progress | [6 empty] | ComEd | [23 empty] | AH2-294 | [5 empty] | Generation Interconnection | [7 empty] | Active | 150 |  | Capacity | [18 empty] | N | No
PJM |  |  | 3/10/2022 | [7 empty] | Solar |  |  |  | 24 |  |  |  |  | 40 | [7 empty] | Greene | PA |  |  | Emerald 25 kV |  | 9/15/2025 |  | In Progress | [6 empty] | APS | [23 empty] | AH2-295 | [5 empty] | Generation Interconnection | [7 empty] | Active | 40 |  | Capacity | [18 empty] | N | No
PJM |  |  | 3/10/2022 | [7 empty] | Solar |  |  |  | 3 |  |  |  |  | 5 | [7 empty] | Somerset | PA |  |  | Somerset 23 kV |  | 3/29/2024 |  | In Progress | [6 empty] | PENELEC | [23 empty] | AH2-316 | [5 empty] | Generation Interconnection | [7 empty] | Active | 5 |  | Capacity | [18 empty] | N | No
PJM |  |  | 3/10/2022 | [7 empty] | Solar |  |  |  | 6 |  |  |  |  | 10 | [7 empty] | Lebanon | PA |  |  | Fredericksburg - North Lebanon 13.2 kV |  | 3/29/2024 |  | In Progress | [6 empty] | ME | [23 empty] | AH2-317 | [5 empty] | Generation Interconnection | [7 empty] | Active | 10 |  | Capacity | [18 empty] | N | No
PJM |  |  | 3/10/2022 | [7 empty] | Solar |  |  |  | 6 |  |  |  |  | 10 | [7 empty] | Warren | PA |  |  | Corry East 34.5 kV |  | 3/29/2024 |  | In Progress | [6 empty] | PENELEC | [23 empty] | AH2-318 | [5 empty] | Generation Interconnection | [7 empty] | Active | 10 |  | Capacity | [18 empty] | N | No
PJM |  |  | 3/10/2022 | [7 empty] | Solar |  |  |  | 4.5 |  |  |  |  | 7.5 | [7 empty] | Bradford | PA |  |  | Milan 34.5 kV |  | 3/29/2024 |  | In Progress | [6 empty] | PENELEC | [23 empty] | AH2-319 | [5 empty] | Generation Interconnection | [7 empty] | Active | 7.5 |  | Capacity | [18 empty] | N | No
PJM |  |  | 3/10/2022 | [7 empty] | Solar |  |  |  | 6 |  |  |  |  | 10 | [7 empty] | Cambria | PA |  |  | Revloc 34.5 kV |  | 3/29/2024 |  | In Progress | [6 empty] | PENELEC | [23 empty] | AH2-320 | [5 empty] | Generation Interconnection | [7 empty] | Active | 10 |  | Capacity | [18 empty] | N | No
PJM |  |  | 3/10/2022 | [7 empty] | Solar |  |  |  | 3 |  |  |  |  | 5 | [7 empty] | York | PA |  |  | Cooper 34.5 kV |  | 3/29/2024 |  | In Progress | [6 empty] | ME | [23 empty] | AH2-321 | [5 empty] | Generation Interconnection | [7 empty] | Active | 5 |  | Capacity | [18 empty] | N | No
PJM |  |  | 3/11/2022 | [7 empty] | Solar |  |  |  | 174 |  |  |  |  | 290 | [7 empty] | Pittsylvania | VA |  |  | East Danville-Smith Mountain 138 kV |  | 6/1/2025 |  | In Progress | [6 empty] | AEP | [23 empty] | AH2-322 | [5 empty] | Generation Interconnection | [7 empty] | Active | 290 |  | Capacity | [18 empty] | N | No
PJM |  |  | 3/11/2022 | [7 empty] | Storage |  |  |  | 100 |  |  |  |  | 100 | [7 empty] | City of Chesapeake | VA |  |  | Fentress- Landstown 230kV |  | 3/1/2027 |  | In Progress | [6 empty] | Dominion | [23 empty] | AH2-330 | [5 empty] | Generation Interconnection | [7 empty] | Active | 400 |  | Capacity | [18 empty] | N | No
PJM |  |  | 3/10/2022 | [7 empty] | Solar; Storage |  |  |  | 100 |  |  |  |  | 100 | [7 empty] | Van Wert | OH |  |  | North Delphos - Logtown 138 kV |  | 3/31/2027 |  | In Progress | [6 empty] | AEP | [23 empty] | AH2-331 | [5 empty] | Generation Interconnection | [7 empty] | Active | 100 |  | Capacity | [18 empty] | N | No
PJM |  |  | 3/10/2022 | [7 empty] | Storage |  |  |  | 115 |  |  |  |  | 115 | [7 empty] | Prince George's | MD |  |  | Talbert 230kV |  | 12/31/2025 |  | In Progress | [6 empty] | PEPCO | [23 empty] | AH2-332 | [5 empty] | Generation Interconnection | [7 empty] | Active | 115 |  | Capacity | [18 empty] | N | No
PJM |  |  | 3/11/2022 | [7 empty] | Storage |  |  |  | 415 |  |  |  |  | 415 | [7 empty] | Salem | NJ |  |  | Orchard 230kV |  | 12/31/2025 |  | In Progress | [6 empty] | AEC | [23 empty] | AH2-333 | [5 empty] | Generation Interconnection | [7 empty] | Active | 415 |  | Capacity | [18 empty] | N | No
PJM |  |  | 3/10/2022 | [7 empty] | Storage |  |  |  | 300 |  |  |  |  | 300 | [7 empty] | Camden | NJ |  |  | New Freedom 230 kV |  | 12/31/2025 |  | In Progress | [6 empty] | PSEG | [23 empty] | AH2-334 | [5 empty] | Generation Interconnection | [7 empty] | Active | 300 |  | Capacity | [18 empty] | N | No
PJM |  |  | 3/10/2022 | [7 empty] | Storage |  |  |  | 130 |  |  |  |  | 130 | [7 empty] | York | PA |  |  | Roundtop 115 kV |  | 12/31/2025 |  | In Progress | [6 empty] | ME | [23 empty] | AH2-335 | [5 empty] | Generation Interconnection | [7 empty] | Active | 130 |  | Capacity | [18 empty] | N | No
PJM |  |  | 3/10/2022 | [7 empty] | Solar; Storage |  |  |  | 80 |  |  |  |  | 100 | [7 empty] | Worcester | MD |  |  | Talbot 69 kV |  | 2/27/2026 |  | In Progress | [6 empty] | DPL | [23 empty] | AH2-337 | [5 empty] | Generation Interconnection | [7 empty] | Active | 100 |  | Capacity | [18 empty] | N | No
PJM |  |  | 3/10/2022 | [7 empty] | Solar |  |  |  | 96 |  |  |  |  | 160 | [7 empty] | Winnebago | IL |  |  | Wempletown 138 kV |  | 7/30/2027 |  | In Progress | [6 empty] | ComEd | [23 empty] | AH2-338 | [5 empty] | Generation Interconnection | [7 empty] | Active | 160 |  | Capacity | [18 empty] | N | No
PJM |  |  | 3/10/2022 | [7 empty] | Storage |  |  |  | 64 |  |  |  |  | 0 | [7 empty] | Winnebago | IL |  |  | Wempletown 138 kV |  | 7/30/2027 |  | In Progress | [6 empty] | ComEd | [23 empty] | AH2-339 | [5 empty] | Generation Interconnection | [7 empty] | Active | 160 |  | Capacity | [18 empty] | N | No
PJM |  |  | 3/10/2022 | [7 empty] | Solar |  |  |  | 210 |  |  |  |  | 350 | [7 empty] | Stark | IL |  |  | Toulon 138kV |  | 7/30/2027 |  | In Progress | [6 empty] | ComEd | [23 empty] | AH2-340 | [5 empty] | Generation Interconnection | [7 empty] | Active | 350 |  | Capacity | [18 empty] | N | No
PJM |  |  | 3/10/2022 | [7 empty] | Storage |  |  |  | 140 |  |  |  |  | 0 | [7 empty] | Stark | IL |  |  | Toulon 138 kV |  | 7/30/2027 |  | In Progress | [6 empty] | ComEd | [23 empty] | AH2-341 | [5 empty] | Generation Interconnection | [7 empty] | Active | 350 |  | Capacity | [18 empty] | N | No
PJM |  |  | 3/10/2022 | [7 empty] | Solar |  |  |  | 168 |  |  |  |  | 280 | [7 empty] | Stark | IL |  |  | Edwards - Kewanee East 138kV |  | 7/30/2027 |  | In Progress | [6 empty] | ComEd | [23 empty] | AH2-342 | [5 empty] | Generation Interconnection | [7 empty] | Active | 280 |  | Capacity | [18 empty] | N | No
PJM |  |  | 3/10/2022 | [7 empty] | Storage |  |  |  | 112 |  |  |  |  | 0 | [7 empty] | Stark | IL |  |  | Edwards - Kewanee East 138kV |  | 7/30/2027 |  | In Progress | [6 empty] | ComEd | [23 empty] | AH2-343 | [5 empty] | Generation Interconnection | [7 empty] | Active | 280 |  | Capacity | [18 empty] | N | No
PJM |  |  | 3/10/2022 | [7 empty] | Solar; Storage |  |  |  | 30.2 |  |  |  |  | 45 | [7 empty] | Marion | OH |  |  | La Rue 138 kV |  | 3/7/2025 |  | In Progress | [6 empty] | AEP | [23 empty] | AH2-344 | [5 empty] | Generation Interconnection | [7 empty] | Active | 94.5 |  | Capacity | [18 empty] | N | No
PJM |  |  | 3/10/2022 | [7 empty] | Solar |  |  |  | 80.6 |  |  |  |  | 120 | [7 empty] | Lorain | OH |  |  | Wellington 138 kV |  | 3/7/2025 |  | In Progress | [6 empty] | ATSI | [23 empty] | AH2-345 | [5 empty] | Generation Interconnection | [7 empty] | Active | 120 |  | Capacity | [18 empty] | N | No
PJM |  |  | 3/10/2022 | [7 empty] | Solar; Storage |  |  |  | 31.9 |  |  |  |  | 47.5 | [7 empty] | Hancock | OH |  |  | East Arlington 69 kV |  | 3/7/2025 |  | In Progress | [6 empty] | AEP | [23 empty] | AH2-346 | [5 empty] | Generation Interconnection | [7 empty] | Active | 47.5 |  | Capacity | [18 empty] | N | No
PJM |  |  | 3/10/2022 | [7 empty] | Storage |  |  |  | 164 |  |  |  |  | 200 | [7 empty] | St. Joseph | IN |  |  | Northern St. Joseph 138 kV |  | 3/7/2025 |  | In Progress | [6 empty] | AEP | [23 empty] | AH2-347 | [5 empty] | Generation Interconnection | [7 empty] | Active | 200 |  | Capacity | [18 empty] | N | No
PJM |  |  | 3/10/2022 | [7 empty] | Solar |  |  |  | 420 |  |  |  |  | 700 | [7 empty] | Washington | IN |  |  | Jefferson - Rockport 765 kV |  | 12/31/2025 |  | In Progress | [6 empty] | AEP | [23 empty] | AH2-348 | [5 empty] | Generation Interconnection | [7 empty] | Active | 700 |  | Capacity | [18 empty] | N | No
PJM |  |  | 3/10/2022 | [7 empty] | Solar |  |  |  | 85.2 |  |  |  |  | 142 | [7 empty] | Halifax | VA |  |  | Sedge Hill- Person 230kV |  | 12/31/2025 |  | In Progress | [6 empty] | Dominion | [23 empty] | AH2-349 | [5 empty] | Generation Interconnection | [7 empty] | Active | 142 |  | Capacity | [18 empty] | N | No
PJM |  |  | 3/10/2022 | [7 empty] | Solar |  |  |  | 90 |  |  |  |  | 150 | [7 empty] | Cumberland | VA |  |  | Cartersville 230kV |  | 12/31/2025 |  | In Progress | [6 empty] | Dominion | [23 empty] | AH2-350 | [5 empty] | Generation Interconnection | [7 empty] | Active | 150 |  | Capacity | [18 empty] | N | No
PJM |  |  | 3/10/2022 | [7 empty] | Solar |  |  |  | 600 |  |  |  |  | 1000 | [8 empty] | KY |  |  | Jefferson - Hanging Rock 765 kV |  | 12/31/2027 |  | In Progress | [6 empty] | AEP | [23 empty] | AH2-351 | [5 empty] | Generation Interconnection | [7 empty] | Active | 1000 |  | Capacity | [18 empty] | N | No
PJM |  |  | 3/10/2022 | [7 empty] | Solar |  |  |  | 240 |  |  |  |  | 400 | [8 empty] | IN |  |  | Fall Creek 345 kV |  | 12/31/2026 |  | In Progress | [6 empty] | AEP | [23 empty] | AH2-352 | [5 empty] | Generation Interconnection | [7 empty] | Active | 400 |  | Capacity | [18 empty] | N | No
PJM |  |  | 3/10/2022 | [7 empty] | Solar |  |  |  | 600 |  |  |  |  | 1000 | [8 empty] | KY |  |  | Jefferson - Hanging Rock 765 kV |  | 12/31/2028 |  | In Progress | [6 empty] | AEP | [23 empty] | AH2-353 | [5 empty] | Generation Interconnection | [7 empty] | Active | 1000 |  | Capacity | [18 empty] | N | No
PJM |  |  | 3/10/2022 | [7 empty] | Solar; Storage |  |  |  | 200 |  |  |  |  | 200 | [7 empty] | Kankakee | IL |  |  | Davis Creek - Bloom 345 kV |  | 3/31/2027 |  | In Progress | [6 empty] | ComEd | [23 empty] | AH2-363 | [5 empty] | Generation Interconnection | [7 empty] | Active | 200 |  | Capacity | [18 empty] | N | No
PJM |  |  | 3/10/2022 | [7 empty] | Solar |  |  |  | 10.787 |  |  |  |  | 0 | [7 empty] | Talbot | MD |  |  | Easton - Steele 138 kV IV |  | 6/1/2024 |  | In Progress | [6 empty] | DPL | [23 empty] | AH2-365 | [5 empty] | Generation Interconnection | [7 empty] | Active | 79 |  | Capacity | [18 empty] | N | No
PJM |  |  | 3/11/2022 | [7 empty] | Solar |  |  |  | 16 |  |  |  |  | 0 | [7 empty] | Fayette | WV |  |  | Nuttall 138 kV |  | 12/1/2025 |  | In Progress | [6 empty] | AEP | [23 empty] | AH2-369 | [5 empty] | Generation Interconnection | [7 empty] | Active | 200 |  | Capacity | [18 empty] | N | No
PJM |  |  | 3/10/2022 | [7 empty] | Solar |  |  |  | 17.816 |  |  |  |  | 0 | [7 empty] | Caroline | MD |  |  | Church - Oil City 138 kV III |  | 11/15/2023 |  | In Progress | [6 empty] | DPL | [23 empty] | AH2-370 | [5 empty] | Generation Interconnection | [7 empty] | Active | 112 |  | Capacity | [18 empty] | N | No
PJM |  |  | 3/10/2022 | [7 empty] | Storage |  |  |  | 50 |  |  |  |  | 50 | [7 empty] | Jay | IN |  |  | Jay 138 kV |  | 10/1/2026 |  | In Progress | [6 empty] | AEP | [23 empty] | AH2-371 | [5 empty] | Generation Interconnection | [7 empty] | Active | 150 |  | Capacity | [18 empty] | N | No
PJM |  |  | 3/10/2022 | [7 empty] | Storage |  |  |  | 52 |  |  |  |  | 52 | [7 empty] | Stephenson | IL |  |  | Corbin – Cresent Ridge 138kV |  | 10/1/2028 |  | In Progress | [6 empty] | ComEd | [23 empty] | AH2-372 | [5 empty] | Generation Interconnection | [7 empty] | Active | 302 |  | Capacity | [18 empty] | N | No
PJM |  |  | 3/10/2022 | [7 empty] | Solar; Storage |  |  |  | 132 |  |  |  |  | 180 | [7 empty] | Berrien | MI |  |  | Blossom Trail 138 kV |  | 10/1/2028 |  | In Progress | [6 empty] | AEP | [23 empty] | AH2-373 | [5 empty] | Generation Interconnection | [7 empty] | Active | 180 |  | Capacity | [18 empty] | N | No
PJM |  |  | 3/10/2022 | [7 empty] | Storage |  |  |  | 84 |  |  |  |  | 84 | [7 empty] | Richland | OH |  |  | Milliron - Brookside 138 kV II |  | 10/1/2027 |  | In Progress | [6 empty] | ATSI | [23 empty] | AH2-374 | [5 empty] | Generation Interconnection | [7 empty] | Active | 252.31 |  | Capacity | [18 empty] | N | No
PJM |  |  | 3/10/2022 | [7 empty] | Storage |  |  |  | 106 |  |  |  |  | 106 | [7 empty] | Stephenson | IL |  |  | Lena- Landcaster 138kV |  | 12/31/2027 |  | In Progress | [6 empty] | ComEd | [23 empty] | AH2-375 | [5 empty] | Generation Interconnection | [7 empty] | Active | 318 |  | Capacity | [18 empty] | N | No
PJM |  |  | 3/10/2022 | [7 empty] | Storage |  |  |  | 153 |  |  |  |  | 153 | [7 empty] | Whiteside | IL |  |  | Garden Plain 138 kV |  | 10/31/2027 |  | In Progress | [6 empty] | ComEd | [23 empty] | AH2-376 | [5 empty] | Generation Interconnection | [7 empty] | Active | 365.1 |  | Capacity | [18 empty] | N | No
PJM |  |  | 3/10/2022 | [7 empty] | Storage |  |  |  | 150 |  |  |  |  | 150 | [7 empty] | Grundy | IL |  |  | Pontiac Midpoint – Dresden 345 kV |  | 10/31/2024 |  | In Progress | [6 empty] | ComEd | [23 empty] | AH2-377 | [5 empty] | Generation Interconnection | [7 empty] | Active | 450 |  | Capacity | [18 empty] | N | No
PJM |  |  | 3/10/2022 | [7 empty] | Storage |  |  |  | 100 |  |  |  |  | 100 | [7 empty] | Prince George | VA |  |  | Appomattox ESC |  | 12/31/2025 |  | In Progress | [6 empty] | Dominion | [23 empty] | AH2-378 | [5 empty] | Generation Interconnection | [7 empty] | Active | 100 |  | Capacity | [18 empty] | N | No
PJM |  |  | 3/10/2022 | [7 empty] | Storage |  |  |  | 200 |  |  |  |  | 200 | [7 empty] | Gloucester | NJ |  |  | Monroe 138kV |  | 12/31/2025 |  | In Progress | [6 empty] | AEC | [23 empty] | AH2-378A | [5 empty] | Generation Interconnection | [7 empty] | Active | 200 |  | Capacity | [18 empty] | N | No
PJM |  |  | 3/10/2022 | [7 empty] | Solar |  |  |  | 16.98 |  |  |  |  | 28.3 | [7 empty] | Worcester | MD |  |  | Sign Post - Stockton 69 kV |  | 3/1/2026 |  | In Progress | [6 empty] | DPL | [23 empty] | AH2-379 | [5 empty] | Generation Interconnection | [7 empty] | Active | 28.3 |  | Capacity | [18 empty] | N | No
PJM |  |  | 3/10/2022 | [7 empty] | Solar; Storage |  |  |  | 26.4 |  |  |  |  | 44 | [7 empty] | Cook | IL |  |  | Matteson - East Frankfort 138 kV |  | 3/1/2026 |  | In Progress | [6 empty] | ComEd | [23 empty] | AH2-380 | [5 empty] | Generation Interconnection | [7 empty] | Active | 44 |  | Capacity | [18 empty] | N | No
PJM |  |  | 3/11/2022 | [7 empty] | Solar; Storage |  |  |  | 75 |  |  |  |  | 75 | [7 empty] | Wythe | VA |  |  | Wythe – Mount Airy 138 kV |  | 6/1/2027 |  | In Progress | [6 empty] | AEP | [23 empty] | AH2-382 | [5 empty] | Generation Interconnection | [7 empty] | Active | 75 |  | Capacity | [18 empty] | N | No
PJM |  |  | 3/11/2022 | [7 empty] | Solar; Storage |  |  |  | 56 |  |  |  |  | 70 | [7 empty] | Fleming | KY |  |  | Goddard - Flemingsburg 138 kV |  | 6/10/2027 |  | In Progress | [6 empty] | EKPC | [23 empty] | AH2-383 | [5 empty] | Generation Interconnection | [7 empty] | Active | 70 |  | Capacity | [18 empty] | N | No
PJM |  |  | 3/10/2022 | [7 empty] | Solar; Storage |  |  |  | 7 |  |  |  |  | 10 | [7 empty] | Martin | NC |  |  | Everetts 34.5kV |  | 12/15/2026 |  | In Progress | [6 empty] | Dominion | [23 empty] | AH2-384 | [5 empty] | Generation Interconnection | [7 empty] | Active | 25 |  | Capacity | [18 empty] | N | No
PJM |  |  | 3/10/2022 | [7 empty] | Storage |  |  |  | 0 |  |  |  |  | 0 | [7 empty] | Pitt | NC |  |  | Chinquapin-Everetts 230kV |  | 12/15/2026 |  | In Progress | [6 empty] | Dominion | [23 empty] | AH2-385 | [5 empty] | Generation Interconnection | [7 empty] | Active | 80 |  | Energy | [18 empty] | N | No
PJM |  |  | 3/10/2022 | [7 empty] | Wind |  |  |  | 28.15 |  |  |  |  | 191.5 | [7 empty] | Pendleton | WV |  |  | North Franklin 138 kV |  | 7/30/2027 |  | In Progress | [6 empty] | APS | [23 empty] | AH2-386 | [5 empty] | Generation Interconnection | [7 empty] | Active | 191.5 |  | Capacity | [18 empty] | N | No
PJM |  |  | 3/10/2022 | [7 empty] | Solar |  |  |  | 5.99 |  |  |  |  | 9.99 | [7 empty] | Indiana | PA |  |  | Long Carolyn PV 34.5 kV |  | 12/29/2023 |  | In Progress | [6 empty] | PENELEC | [23 empty] | AH2-387 | [5 empty] | Generation Interconnection | [7 empty] | Active | 9.99 |  | Capacity | [18 empty] | N | No
PJM |  |  | 3/10/2022 | [7 empty] | Storage |  |  |  | 3.85 |  |  |  |  | 0 | [7 empty] | Indiana | PA |  |  | Long Carolyn 34.5 kV |  | 12/29/2023 |  | In Progress | [6 empty] | PENELEC | [23 empty] | AH2-388 | [5 empty] | Generation Interconnection | [7 empty] | Active | 9.99 |  | Capacity | [18 empty] | N | No
PJM |  |  | 3/10/2022 | [7 empty] | Solar |  |  |  | 3.6 |  |  |  |  | 6 | [7 empty] | Lawrence | PA |  |  | Devlin 69 kV |  | 12/29/2023 |  | In Progress | [6 empty] | ATSI | [23 empty] | AH2-389 | [5 empty] | Generation Interconnection | [7 empty] | Active | 6 |  | Capacity | [18 empty] | N | No
PJM |  |  | 3/10/2022 | [7 empty] | Storage |  |  |  | 2.31 |  |  |  |  | 0 | [7 empty] | Lawrence | PA |  |  | Devlin Storage 69 kV |  | 12/29/2023 |  | In Progress | [6 empty] | ATSI | [23 empty] | AH2-390 | [5 empty] | Generation Interconnection | [7 empty] | Active | 6 |  | Capacity | [18 empty] | N | No
PJM |  |  | 3/10/2022 | [7 empty] | Solar |  |  |  | 4.2 |  |  |  |  | 7 | [7 empty] | Lawrence | PA |  |  | Pomerico 69 kV |  | 12/29/2023 |  | In Progress | [6 empty] | ATSI | [23 empty] | AH2-391 | [5 empty] | Generation Interconnection | [7 empty] | Active | 7 |  | Capacity | [18 empty] | N | No
PJM |  |  | 3/10/2022 | [7 empty] | Storage |  |  |  | 2.8 |  |  |  |  | 0 | [7 empty] | Lawrence | PA |  |  | Pomerico 69 kV II |  | 12/29/2023 |  | In Progress | [6 empty] | ATSI | [23 empty] | AH2-392 | [5 empty] | Generation Interconnection | [7 empty] | Active | 7 |  | Capacity | [18 empty] | N | No
PJM |  |  | 3/10/2022 | [7 empty] | Solar |  |  |  | 4.8 |  |  |  |  | 8 | [7 empty] | Bradford | PA |  |  | Nowacoski 34.5 kV |  | 12/29/2023 |  | In Progress | [6 empty] | PENELEC | [23 empty] | AH2-393 | [5 empty] | Generation Interconnection | [7 empty] | Active | 8 |  | Capacity | [18 empty] | N | No
PJM |  |  | 3/10/2022 | [7 empty] | Solar |  |  |  | 3.78 |  |  |  |  | 6.3 | [7 empty] | Lawrence | PA |  |  | Walters Karl 69 kV |  | 12/29/2023 |  | In Progress | [6 empty] | ATSI | [23 empty] | AH2-394 | [5 empty] | Generation Interconnection | [7 empty] | Active | 6.3 |  | Capacity | [18 empty] | N | No
PJM |  |  | 3/10/2022 | [7 empty] | Storage |  |  |  | 2.31 |  |  |  |  | 0 | [7 empty] | Lawrence | PA |  |  | Walters Karl 69 kV II |  | 12/29/2023 |  | In Progress | [6 empty] | ATSI | [23 empty] | AH2-395 | [5 empty] | Generation Interconnection | [7 empty] | Active | 6.3 |  | Capacity | [18 empty] | N | No
PJM |  |  | 3/10/2022 | [7 empty] | Storage |  |  |  | 3.08 |  |  |  |  | 0 | [7 empty] | Bradford | PA |  |  | Nowacoski 34.5 kV II |  | 12/29/2023 |  | In Progress | [6 empty] | PENELEC | [23 empty] | AH2-396 | [5 empty] | Generation Interconnection | [7 empty] | Active | 8 |  | Capacity | [18 empty] | N | No
PJM |  |  | 3/10/2022 | [7 empty] | Solar |  |  |  | 120 |  |  |  |  | 200 | [7 empty] | Somerset | PA |  |  | Somerset 115 kV |  | 10/1/2026 |  | In Progress | [6 empty] | PENELEC | [23 empty] | AH2-397 | [5 empty] | Generation Interconnection | [7 empty] | Active | 200 |  | Capacity | [18 empty] | N | No
PJM |  |  | 3/10/2022 | [7 empty] | Solar |  |  |  | 48 |  |  |  |  | 80 | [7 empty] | Caroline | VA |  |  | Four Rivers- St. Johns 230kV |  | 10/1/2026 |  | In Progress | [6 empty] | Dominion | [23 empty] | AH2-398 | [5 empty] | Generation Interconnection | [7 empty] | Active | 80 |  | Capacity | [18 empty] | N | No
PJM |  |  | 3/10/2022 | [7 empty] | Solar |  |  |  | 12 |  |  |  |  | 20 | [7 empty] | Rockingham | VA |  |  | TBD 34.5kV |  | 10/1/2026 |  | In Progress | [6 empty] | Dominion | [23 empty] | AH2-399 | [5 empty] | Generation Interconnection | [7 empty] | Active | 20 |  | Capacity | [18 empty] | N | No
PJM |  |  | 3/10/2022 | [7 empty] | Solar |  |  |  | 12 |  |  |  |  | 20 | [7 empty] | Rockingham | VA |  |  | TBD 34.5kV |  | 10/1/2026 |  | In Progress | [6 empty] | Dominion | [23 empty] | AH2-400 | [5 empty] | Generation Interconnection | [7 empty] | Active | 20 |  | Capacity | [18 empty] | N | No
PJM |  |  | 3/10/2022 | [7 empty] | Solar |  |  |  | 12 |  |  |  |  | 20 | [7 empty] | Clearfield | PA |  |  | Dubois 34.5 kV |  | 7/12/2024 |  | In Progress | [6 empty] | PENELEC | [23 empty] | AH2-401 | [5 empty] | Generation Interconnection | [7 empty] | Active | 20 |  | Capacity | [18 empty] | N | No
PJM |  |  | 3/10/2022 | [7 empty] | Solar |  |  |  | 12 |  |  |  |  | 20 | [7 empty] | Clearfield | PA |  |  | Philipsburg 34.5 kV |  | 9/13/2024 |  | In Progress | [6 empty] | PENELEC | [23 empty] | AH2-402 | [5 empty] | Generation Interconnection | [7 empty] | Active | 20 |  | Capacity | [18 empty] | N | No
PJM |  |  | 3/10/2022 | [7 empty] | Wind |  |  |  | 14.6579 |  |  |  |  | 83.2836 | [7 empty] | Cambria | PA |  |  | Krayn 115 kV |  | 12/31/2028 |  | In Progress | [6 empty] | PENELEC | [23 empty] | AH2-403 | [5 empty] | Generation Interconnection | [7 empty] | Active | 148.2836 |  | Capacity | [18 empty] | N | No
PJM |  |  | 3/10/2022 | [7 empty] | Solar; Storage |  |  |  | 35 |  |  |  |  | 35 | [7 empty] | Pittsylvania | VA |  |  | East Danville - Banister 138kV |  | 12/31/2026 |  | In Progress | [6 empty] | AEP | [23 empty] | AH2-404 | [5 empty] | Generation Interconnection | [7 empty] | Active | 35 |  | Capacity | [18 empty] | N | No
PJM |  |  | 3/11/2022 | [7 empty] | Solar |  |  |  | 60 |  |  |  |  | 100 | [7 empty] | Franklin | PA |  |  | McConnellsburg-Guilford 138 kV |  | 12/1/2026 |  | In Progress | [6 empty] | APS | [23 empty] | AH2-405 | [5 empty] | Generation Interconnection | [7 empty] | Active | 100 |  | Capacity | [18 empty] | N | No
PJM |  |  | 3/10/2022 | [7 empty] | Solar; Storage |  |  |  | 29.94 |  |  |  |  | 49.9 | [7 empty] | Wood | OH |  |  | Fostoria - Lemoyne 138 kV |  | 6/1/2025 |  | In Progress | [6 empty] | ATSI | [23 empty] | AH2-408 | [5 empty] | Generation Interconnection | [7 empty] | Active | 49.9 |  | Capacity | [18 empty] | N | No
PJM |  |  | 3/11/2022 | [7 empty] | Solar; Storage |  |  |  | 18.06 |  |  |  |  | 30.1 | [7 empty] | Wood | OH |  |  | Fostoria - Lemoyne 138 kV II |  | 6/1/2025 |  | In Progress | [6 empty] | ATSI | [23 empty] | AH2-409 | [5 empty] | Generation Interconnection | [7 empty] | Active | 80 |  | Capacity | [18 empty] | N | No
PJM |  |  | 3/10/2022 | [7 empty] | Solar; Storage |  |  |  | 12 |  |  |  |  | 20 | [8 empty] | KY |  |  | New Castle 69 kV |  | 6/1/2025 |  | In Progress | [6 empty] | EKPC | [23 empty] | AH2-410 | [5 empty] | Generation Interconnection | [7 empty] | Active | 20 |  | Capacity | [18 empty] | N | No
PJM |  |  | 3/10/2022 | [7 empty] | Solar; Storage |  |  |  | 18 |  |  |  |  | 30 | [8 empty] | KY |  |  | New Castle 69 kV |  | 6/1/2025 |  | In Progress | [6 empty] | EKPC | [23 empty] | AH2-411 | [5 empty] | Generation Interconnection | [7 empty] | Active | 50 |  | Capacity | [18 empty] | N | No
PJM |  |  | 3/10/2022 | [7 empty] | Solar |  |  |  | 3.09 |  |  |  |  | 7.35 | [7 empty] | Cumberland | NJ |  |  | TBD 69kV |  | 12/31/2022 |  | In Progress | [6 empty] | AEC | [23 empty] | AH2-412 | [5 empty] | Generation Interconnection | [7 empty] | Active | 7.35 |  | Capacity | [18 empty] | N | No
PJM |  |  | 3/10/2022 | [7 empty] | Solar; Storage |  |  |  | 339 |  |  |  |  | 365 | [7 empty] | Huntington | IN |  |  | Sorenson 345 kV |  | 12/15/2026 |  | In Progress | [6 empty] | AEP | [23 empty] | AH2-413 | [5 empty] | Generation Interconnection | [7 empty] | Active | 365 |  | Capacity | [18 empty] | N | No
PJM |  |  | 3/11/2022 | [7 empty] | Storage |  |  |  | 350 |  |  |  |  | 350 | [7 empty] | Huntington | IN |  |  | Sorenson 345 kV |  | 12/15/2026 |  | In Progress | [6 empty] | AEP | [23 empty] | AH2-414 | [5 empty] | Generation Interconnection | [7 empty] | Active | 689 |  | Capacity | [18 empty] | N | No
PJM |  |  | 3/10/2022 | [7 empty] | Storage |  |  |  | 300 |  |  |  |  | 300 | [7 empty] | Livingston | IL |  |  | Pontiac Midpoint 345 kV |  | 12/15/2026 |  | In Progress | [6 empty] | ComEd | [23 empty] | AH2-415 | [5 empty] | Generation Interconnection | [7 empty] | Active | 300 |  | Capacity | [18 empty] | N | No
PJM |  |  | 3/10/2022 | [7 empty] | Storage |  |  |  | 450 |  |  |  |  | 450 | [7 empty] | Livingston | IL |  |  | Pontiac Midpoint 345 |  | 12/15/2026 |  | In Progress | [6 empty] | ComEd | [23 empty] | AH2-416 | [5 empty] | Generation Interconnection | [7 empty] | Active | 450 |  | Capacity | [18 empty] | N | No
PJM |  |  | 3/10/2022 | [7 empty] | Solar; Storage |  |  |  | 100 |  |  |  |  | 100 | [7 empty] | Berrien | MI |  |  | Riverside - Pokagon 138 kV |  | 12/31/2026 |  | In Progress | [6 empty] | AEP | [23 empty] | AH2-418 | [5 empty] | Generation Interconnection | [7 empty] | Active | 100 |  | Capacity | [18 empty] | N | No
PJM |  |  | 3/10/2022 | [7 empty] | Solar; Storage |  |  |  | 210 |  |  |  |  | 210 | [7 empty] | LaPorte | IN |  |  | Reynolds - Olive 345 kV |  | 12/31/2026 |  | In Progress | [6 empty] | AEP | [23 empty] | AH2-419 | [5 empty] | Generation Interconnection | [7 empty] | Active | 210 |  | Capacity | [18 empty] | N | No
PJM |  |  | 3/10/2022 | [7 empty] | Storage |  |  |  | 50 |  |  |  |  | 50 | [7 empty] | Crawford | PA |  |  | Morgan Street 115 kV |  | 12/31/2025 |  | In Progress | [6 empty] | PENELEC | [23 empty] | AH2-420 | [5 empty] | Generation Interconnection | [7 empty] | Active | 50 |  | Capacity | [18 empty] | N | No
PJM |  |  | 3/10/2022 | [7 empty] | Storage |  |  |  | 230 |  |  |  |  | 230 | [7 empty] | Grundy | IL |  |  | Dresden 138kV |  | 12/31/2025 |  | In Progress | [6 empty] | ComEd | [23 empty] | AH2-421 | [5 empty] | Generation Interconnection | [7 empty] | Active | 230 |  | Capacity | [18 empty] | N | No
PJM |  |  | 3/10/2022 | [7 empty] | Storage |  |  |  | 83 |  |  |  |  | 83 | [7 empty] | Westmoreland | PA |  |  | Yukon 138 kV |  | 12/31/2025 |  | In Progress | [6 empty] | APS | [23 empty] | AH2-422 | [5 empty] | Generation Interconnection | [7 empty] | Active | 83 |  | Capacity | [18 empty] | N | No
PJM |  |  | 3/11/2022 | [7 empty] | Storage |  |  |  | 180 |  |  |  |  | 180 | [7 empty] | Calvert | MD |  |  | Sollers 230kV |  | 12/31/2025 |  | In Progress | [6 empty] | SMECO | [23 empty] | AH2-423 | [5 empty] | Generation Interconnection | [7 empty] | Active | 180 |  | Capacity | [18 empty] | N | No
PJM |  |  | 4/2/2022 | [7 empty] | Offshore Wind |  |  |  | 369.6 |  |  |  |  | 2100 | [7 empty] | Monmouth | NJ |  |  | Larrabee 230 kV |  | 10/10/2029 |  | In Progress | [6 empty] | JCPL | [23 empty] | AI1-001 | [5 empty] | Generation Interconnection | [7 empty] | Active | 2100 |  | Capacity | [18 empty] | N | No
PJM |  |  | 4/1/2022 | [7 empty] | Wind |  |  |  | 34 |  |  |  |  | 170 | [7 empty] | Huntington | IN |  |  | Rock Creek 138 kV |  | 12/31/2026 |  | In Progress | [6 empty] | AEP | [23 empty] | AI1-003 | [5 empty] | Generation Interconnection | [7 empty] | Active | 170 |  | Capacity | [18 empty] | N | No
PJM |  |  | 4/1/2022 | [7 empty] | Wind |  |  |  | 18.128 |  |  |  |  | 103 | [7 empty] | Randolph | WV |  |  | Monterville - Pickens 138 kV |  | 12/31/2026 |  | In Progress | [6 empty] | APS | [23 empty] | AI1-006 | [5 empty] | Generation Interconnection | [7 empty] | Active | 103 |  | Capacity | [18 empty] | N | No
PJM |  |  | 4/1/2022 | [7 empty] | Solar; Storage |  |  |  | 100 |  |  |  |  | 100 | [7 empty] | Rush | IN |  |  | Pendleton - Tanners Creek 138 kV |  | 12/31/2026 |  | In Progress | [6 empty] | AEP | [23 empty] | AI1-009 | [5 empty] | Generation Interconnection | [7 empty] | Active | 100 |  | Capacity | [18 empty] | N | No
PJM |  |  | 4/1/2022 | [7 empty] | Solar |  |  |  | 27.6 |  |  |  |  | 46 | [7 empty] | Cumberland | VA |  |  | Buckingham- Farmville 230kV |  | 12/31/2026 |  | In Progress | [6 empty] | Dominion | [23 empty] | AI1-011 | [5 empty] | Generation Interconnection | [7 empty] | Active | 131 |  | Capacity | [18 empty] | N | No
PJM |  |  | 4/1/2022 | [7 empty] | Storage |  |  |  | 18.4 |  |  |  |  | 0 | [7 empty] | Cumberland | VA |  |  | Buckingham- Farmville 230kV |  | 12/31/2026 |  | In Progress | [6 empty] | Dominion | [23 empty] | AI1-012 | [5 empty] | Generation Interconnection | [7 empty] | Active | 131 |  | Capacity | [18 empty] | N | No
PJM |  |  | 4/1/2022 | [7 empty] | Storage |  |  |  | 200 |  |  |  |  | 200 | [7 empty] | Charles City | VA |  |  | Chickahominy 230 kV |  | 12/31/2026 |  | In Progress | [6 empty] | Dominion | [23 empty] | AI1-013 | [5 empty] | Generation Interconnection | [7 empty] | Active | 200 |  | Capacity | [18 empty] | N | No
PJM |  |  | 4/1/2022 | [7 empty] | Storage |  |  |  | 24 |  |  |  |  | 0 | [7 empty] | Mecklenburg | VA |  |  | Boydton Plank Road 115 kV |  | 12/31/2026 |  | In Progress | [6 empty] | Dominion | [23 empty] | AI1-016 | [5 empty] | Generation Interconnection | [7 empty] | Active | 260 |  | Capacity | [18 empty] | N | No
PJM |  |  | 4/1/2022 | [7 empty] | Storage |  |  |  | 300 |  |  |  |  | 300 | [7 empty] | Surry | VA |  |  | Septa 500 kV |  | 12/31/2026 |  | In Progress | [6 empty] | Dominion | [23 empty] | AI1-017 | [5 empty] | Generation Interconnection | [7 empty] | Active | 300 |  | Capacity | [18 empty] | N | No
PJM |  |  | 4/1/2022 | [7 empty] | Storage |  |  |  | 300 |  |  |  |  | 300 | [7 empty] | Spotsylvania | VA |  |  | Spotslvania 500 kV |  | 12/31/2026 |  | In Progress | [6 empty] | Dominion | [23 empty] | AI1-018 | [5 empty] | Generation Interconnection | [7 empty] | Active | 300 |  | Capacity | [18 empty] | N | No
PJM |  |  | 4/1/2022 | [7 empty] | Solar; Storage |  |  |  | 50 |  |  |  |  | 50 | [8 empty] | KY |  |  | Laurel - Cooper 161 kV |  | 12/31/2026 |  | In Progress | [6 empty] | EKPC | [23 empty] | AI1-019 | [5 empty] | Generation Interconnection | [7 empty] | Active | 50 |  | Capacity | [18 empty] | N | No
PJM |  |  | 4/2/2022 | [7 empty] | Solar |  |  |  | 0 |  |  |  |  | 1.98 | [11 empty] | TBD |  | 3/31/2023 |  | In Progress | [6 empty] | DPL | [23 empty] | AI1-020 | [5 empty] | Generation Interconnection | [7 empty] | Active | 1.98 |  | Energy | [18 empty] | Y | No
PJM |  |  | 4/1/2022 | [7 empty] | Solar |  |  |  | 63 |  |  |  |  | 105 | [7 empty] | Pittsylvania | VA |  |  | Hillandale 115kV |  | 3/1/2027 |  | In Progress | [6 empty] | Dominion | [23 empty] | AI1-021 | [5 empty] | Generation Interconnection | [7 empty] | Active | 105 |  | Capacity | [18 empty] | N | No
PJM |  |  | 4/1/2022 | [7 empty] | Storage |  |  |  | 450 |  |  |  |  | 450 | [7 empty] | Huntington | IN |  |  | Sorenson 345 kV |  | 12/15/2026 |  | In Progress | [6 empty] | AEP | [23 empty] | AI1-022 | [5 empty] | Generation Interconnection | [7 empty] | Active | 450 |  | Capacity | [18 empty] | N | No
PJM |  |  | 4/1/2022 | [7 empty] | Storage |  |  |  | 200 |  |  |  |  | 200 | [7 empty] | McLean | IL |  |  | Twin Groves 345 kV |  | 12/15/2026 |  | In Progress | [6 empty] | ComEd | [23 empty] | AI1-023 | [5 empty] | Generation Interconnection | [7 empty] | Active | 200 |  | Capacity | [18 empty] | N | No
PJM |  |  | 4/1/2022 | [7 empty] | Storage |  |  |  | 300 |  |  |  |  | 300 | [7 empty] | McLean | IL |  |  | Twin Groves 345 kV |  | 12/15/2026 |  | In Progress | [6 empty] | ComEd | [23 empty] | AI1-024 | [5 empty] | Generation Interconnection | [7 empty] | Active | 300 |  | Capacity | [18 empty] | N | No
PJM |  |  | 4/2/2022 | [7 empty] | Solar |  |  |  | 0 |  |  |  |  | 5 | [11 empty] | Ringtown 12 kV |  | 11/1/2023 |  | In Progress | [6 empty] | PPL | [23 empty] | AI1-026 | [5 empty] | Generation Interconnection | [7 empty] | Active | 5 |  | Energy | [18 empty] | Y | No
PJM |  |  | 4/1/2022 | [7 empty] | Solar |  |  |  | 3.4 |  |  |  |  | 5 | [7 empty] | Erie | PA |  |  | Corry East - Garland Jct 34.5 kV |  | 12/13/2024 |  | In Progress | [6 empty] | PENELEC | [23 empty] | AI1-030 | [5 empty] | Generation Interconnection | [7 empty] | Active | 5 |  | Capacity | [18 empty] | N | No
PJM |  |  | 4/5/2022 | [7 empty] | Solar |  |  |  | 3.8 |  |  |  |  | 8 | [7 empty] | Somerset | NJ |  |  | Somerville 26 kV |  | 12/22/2026 |  | In Progress | [6 empty] | PSEG | [23 empty] | AI1-033 | [5 empty] | Generation Interconnection | [7 empty] | Active | 8 |  | Capacity | [18 empty] | N | No
PJM |  |  | 4/12/2022 | [7 empty] | Solar |  |  |  | 61.9 |  |  |  |  | 95.76 | [7 empty] | Carbon | PA |  |  | Harwood-Siegfried 230kV II |  | 3/31/2024 |  | In Progress | [6 empty] | PPL | [23 empty] | AI1-038 | [5 empty] | Generation Interconnection | [7 empty] | Active | 95.76 |  | Capacity | [18 empty] | N | No
PJM |  |  | 4/19/2022 | [7 empty] | Solar; Storage |  |  |  | 160 |  |  |  |  | 200 | [7 empty] | Clearfield | PA |  |  | Moshannon-Milesburg 230 kV VIII |  | 6/30/2025 |  | In Progress | [6 empty] | PENELEC | [23 empty] | AI1-039 | [5 empty] | Generation Interconnection | [7 empty] | Active | 200 |  | Capacity | [18 empty] | N | No
PJM |  |  | 4/29/2022 | [7 empty] | Solar |  |  |  | 150 |  |  |  |  | 250 | [7 empty] | Elk | PA |  |  | Ridgway - Elko 138 kV |  | 3/31/2025 |  | In Progress | [6 empty] | APS | [23 empty] | AI1-040 | [5 empty] | Generation Interconnection | [7 empty] | Active | 250 |  | Capacity | [18 empty] | N | No
PJM |  |  | 5/25/2022 | [7 empty] | Offshore Wind |  |  |  | 281.6 |  |  |  |  | 1600 | [7 empty] | Monmouth | NJ |  |  | Smithburg 500 kV |  | 12/31/2031 |  | In Progress | [6 empty] | JCPL | [23 empty] | AI1-046 | [5 empty] | Generation Interconnection | [7 empty] | Active | 1600 |  | Capacity | [18 empty] | N | No
PJM |  |  | 6/10/2022 | [7 empty] | Diesel; Solar |  |  |  | 0 |  |  |  |  | 6.6 | [7 empty] | Mercer | PA |  |  | McDowell - Campbell 69 kV |  | 12/1/2022 |  | In Progress | [6 empty] | ATSI | [23 empty] | AI1-053 | [5 empty] | Generation Interconnection | [7 empty] | Active | 6.6 |  | Energy | [18 empty] | N | No
PJM |  |  | 7/5/2022 | [7 empty] | Solar; Storage |  |  |  | 96 |  |  |  |  | 120 | [7 empty] | Jackson | OH |  |  | Corwin - Elk 138 kV |  | 12/15/2027 |  | In Progress | [6 empty] | AEP | [23 empty] | AI1-074 | [5 empty] | Generation Interconnection | [7 empty] | Active | 120 |  | Capacity | [18 empty] | N | No
PJM |  |  | 7/6/2022 | [7 empty] | Wind |  |  |  | 11.9 |  |  |  |  | 0 | [7 empty] | Lee | IL |  |  | Lee Co. EC 345kV |  | 9/1/2022 |  | In Progress | [6 empty] | ComEd | [23 empty] | AI1-075 | [5 empty] | Generation Interconnection | [7 empty] | Active | 239.8 |  | Capacity | [18 empty] | N | No
PJM |  |  | 7/11/2022 | [7 empty] | Solar |  |  |  | 10.9 |  |  |  |  | 19.8 | [7 empty] | Delaware | PA |  |  | TBD 13.2 kV |  | 6/30/2024 |  | In Progress | [6 empty] | PECO | [23 empty] | AI1-076 | [5 empty] | Generation Interconnection | [7 empty] | Active | 19.8 |  | Capacity | [18 empty] | N | No
PJM |  |  | 7/15/2022 | [7 empty] | Solar |  |  |  | 6.62 |  |  |  |  | 15.75 | [7 empty] | McHenry | IL |  |  | Marengo 34.5 kV Line |  | 10/1/2025 |  | In Progress | [6 empty] | ComEd | [23 empty] | AI1-077 | [5 empty] | Generation Interconnection | [7 empty] | Active | 15.75 |  | Capacity | [18 empty] | N | No
PJM |  |  | 7/26/2022 | [7 empty] | Solar; Storage |  |  |  | 200 |  |  |  |  | 200 | [7 empty] | LaPorte | IN |  |  | New Carlisle - Bosserman 138 kV |  | 12/31/2026 |  | In Progress | [6 empty] | AEP | [23 empty] | AI1-078 | [5 empty] | Generation Interconnection | [7 empty] | Active | 200 |  | Capacity | [18 empty] | N | No
PJM |  |  | 7/26/2022 | [7 empty] | Solar; Storage |  |  |  | 64.8 |  |  |  |  | 64.8 | [7 empty] | Adair | KY |  |  | Summer Shade - West Columbia 69 kV |  | 12/31/2026 |  | In Progress | [6 empty] | EKPC | [23 empty] | AI1-079 | [5 empty] | Generation Interconnection | [7 empty] | Active | 64.8 |  | Capacity | [18 empty] | N | No
PJM |  |  | 7/26/2022 | [7 empty] | Solar; Storage |  |  |  | 125 |  |  |  |  | 125 | [7 empty] | LaPorte | IN |  |  | Albion - Kendallville - 138 kV |  | 12/31/2026 |  | In Progress | [6 empty] | AEP | [23 empty] | AI1-080 | [5 empty] | Generation Interconnection | [7 empty] | Active | 125 |  | Capacity | [18 empty] | N | No
PJM |  |  | 7/26/2022 | [7 empty] | Solar; Storage |  |  |  | 100 |  |  |  |  | 100 | [7 empty] | Jay | IN |  |  | Jay - DeSoto 138 kV |  | 12/31/2026 |  | In Progress | [6 empty] | AEP | [23 empty] | AI1-081 | [5 empty] | Generation Interconnection | [7 empty] | Active | 100 |  | Capacity | [18 empty] | N | No
PJM |  |  | 7/28/2022 | [7 empty] | Solar |  |  |  | 9 |  |  |  |  | 15 | [7 empty] | Westmoreland | PA |  |  | Laurel 25 kV |  | 12/1/2026 |  | In Progress | [6 empty] | APS | [23 empty] | AI1-082 | [5 empty] | Generation Interconnection | [7 empty] | Active | 15 |  | Capacity | [18 empty] | N | No
PJM |  |  | 7/29/2022 | [7 empty] | Solar |  |  |  | 90 |  |  |  |  | 150 | [7 empty] | Madison | KY |  |  | Fawkes - West Berea 138kV |  | 12/1/2026 |  | In Progress | [6 empty] | EKPC | [23 empty] | AI1-084 | [5 empty] | Generation Interconnection | [7 empty] | Active | 150 |  | Capacity | [18 empty] | N | No
PJM |  |  | 7/29/2022 | [7 empty] | Solar |  |  |  | 174 |  |  |  |  | 290 | [7 empty] | Wayne | IN |  |  | Tanners Creek - DeSoto 345 kV |  | 9/15/2030 |  | In Progress | [6 empty] | AEP | [23 empty] | AI1-085 | [5 empty] | Generation Interconnection | [7 empty] | Active | 290 |  | Capacity | [18 empty] | N | No
PJM |  |  | 7/29/2022 | [7 empty] | Storage |  |  |  | 50 |  |  |  |  | 50 | [7 empty] | Greensville | VA |  |  | Trego - Emporia 115 kV |  | 9/1/2025 |  | In Progress | [6 empty] | Dominion | [23 empty] | AI1-086 | [5 empty] | Generation Interconnection | [7 empty] | Active | 50 |  | Capacity | [18 empty] | N | No
PJM |  |  | 7/29/2022 | [7 empty] | Storage |  |  |  | 50 |  |  |  |  | 50 | [7 empty] | Prince George | VA |  |  | Disputanta - Bakers Pond 115 kV |  | 9/1/2025 |  | In Progress | [6 empty] | Dominion | [23 empty] | AI1-087 | [5 empty] | Generation Interconnection | [7 empty] | Active | 50 |  | Capacity | [18 empty] | N | No
PJM |  |  | 7/29/2022 | [7 empty] | Storage |  |  |  | 50 |  |  |  |  | 50 | [7 empty] | Prince George | VA |  |  | Poe- New Bohemia 115kV |  | 9/1/2025 |  | In Progress | [6 empty] | Dominion | [23 empty] | AI1-088 | [5 empty] | Generation Interconnection | [7 empty] | Active | 50 |  | Capacity | [18 empty] | N | No
PJM |  |  | 7/29/2022 | [7 empty] | Storage |  |  |  | 100 |  |  |  |  | 100 | [7 empty] | City of Suffolk | VA |  |  | Myrtle - Oak Ridge 115 kV |  | 9/1/2025 |  | In Progress | [6 empty] | Dominion | [23 empty] | AI1-089 | [5 empty] | Generation Interconnection | [7 empty] | Active | 100 |  | Capacity | [18 empty] | N | No
PJM |  |  | 8/4/2022 | [7 empty] | Solar |  |  |  | 31.5 |  |  |  |  | 49.9 | [7 empty] | Seneca | OH |  |  | Bascom 69 kV |  | 7/1/2025 |  | In Progress | [6 empty] | AEP | [23 empty] | AI1-091 | [5 empty] | Generation Interconnection | [7 empty] | Active | 49.9 |  | Capacity | [18 empty] | N | No
PJM |  |  | 8/4/2022 | [7 empty] | Solar |  |  |  | 31.5 |  |  |  |  | 49.9 | [7 empty] | Butler | OH |  |  | Collinsville - Springfield Road 69 kV |  | 7/1/2025 |  | In Progress | [6 empty] | Dayton | [23 empty] | AI1-092 | [5 empty] | Generation Interconnection | [7 empty] | Active | 49.9 |  | Capacity | [18 empty] | N | No
PJM |  |  | 8/15/2022 | [7 empty] | Storage |  |  |  | 24 |  |  |  |  | 24 | [7 empty] | Westmoreland | PA |  |  | Westmoreland 34.5 kV |  | 7/1/2026 |  | In Progress | [6 empty] | APS | [23 empty] | AI1-093 | [5 empty] | Generation Interconnection | [7 empty] | Active | 24 |  | Capacity | [18 empty] | N | No
PJM |  |  | 8/16/2022 | [7 empty] | Storage |  |  |  | 24 |  |  |  |  | 24 | [7 empty] | Westmoreland | PA |  |  | Westmoreland 34.5 kV |  | 7/1/2026 |  | In Progress | [6 empty] | APS | [23 empty] | AI1-094 | [5 empty] | Generation Interconnection | [7 empty] | Active | 24 |  | Capacity | [18 empty] | N | No
PJM |  |  | 8/19/2022 | [7 empty] | Solar |  |  |  | 8.4 |  |  |  |  | 14 | [7 empty] | Butler | PA |  |  | Branchron - Keisters 25 kV |  | 12/1/2026 |  | In Progress | [6 empty] | APS | [23 empty] | AI1-095 | [5 empty] | Generation Interconnection | [7 empty] | Active | 14 |  | Capacity | [18 empty] | N | No
PJM |  |  | 8/23/2022 | [7 empty] | Solar; Storage |  |  |  | 42 |  |  |  |  | 42 | [8 empty] | WV |  |  | Pemberton 138 kV |  | 5/1/2027 |  | In Progress | [6 empty] | AEP | [23 empty] | AI1-096 | [5 empty] | Generation Interconnection | [7 empty] | Active | 42 |  | Capacity | [18 empty] | N | No
PJM |  |  | 8/26/2022 | [7 empty] | Solar; Storage |  |  |  | 6.2 |  |  |  |  | 7 | [7 empty] | Tuscarawas | OH |  |  | Newcomerstown 12.47 kV |  | 12/1/2025 |  | In Progress | [6 empty] | AEP | [23 empty] | AI1-097 | [5 empty] | Generation Interconnection | [7 empty] | Active | 7 |  | Capacity | [18 empty] | N | No
PJM |  |  | 8/30/2022 | [7 empty] | Solar; Storage |  |  |  | 30 |  |  |  |  | 40 | [7 empty] | Pickaway | OH |  |  | Circleville 138 kV |  | 10/1/2026 |  | In Progress | [6 empty] | AEP | [23 empty] | AI1-098 | [5 empty] | Generation Interconnection | [7 empty] | Active | 40 |  | Capacity | [18 empty] | N | No
PJM |  |  | 8/30/2022 | [7 empty] | Solar; Storage |  |  |  | 140 |  |  |  |  | 150 | [7 empty] | Belmont | OH |  |  | Somerton - Norton 138 kV |  | 12/31/2025 |  | In Progress | [6 empty] | AEP | [23 empty] | AI1-100 | [5 empty] | Generation Interconnection | [7 empty] | Active | 150 |  | Capacity | [18 empty] | N | No
PJM |  |  | 8/30/2022 | [7 empty] | Solar |  |  |  | 63.8 |  |  |  |  | 100 | [7 empty] | Lackawanna | PA |  |  | Pocono-Acahela 230 kV |  | 9/1/2029 |  | In Progress | [6 empty] | PPL | [23 empty] | AI1-101 | [5 empty] | Generation Interconnection | [7 empty] | Active | 100 |  | Capacity | [18 empty] | N | No
PJM |  |  | 8/30/2022 | [7 empty] | Storage |  |  |  | 100 |  |  |  |  | 100 | [7 empty] | City of Suffolk | VA |  |  | Suffolk 115 kV |  | 9/1/2029 |  | In Progress | [6 empty] | Dominion | [23 empty] | AI1-102 | [5 empty] | Generation Interconnection | [7 empty] | Active | 100 |  | Capacity | [18 empty] | N | No
PJM |  |  | 8/30/2022 | [7 empty] | Solar |  |  |  | 127.9 |  |  |  |  | 200 | [7 empty] | Champaign | OH |  |  | Mechanicsburg 138 kV |  | 12/31/2029 |  | In Progress | [6 empty] | Dayton | [23 empty] | AI1-103 | [5 empty] | Generation Interconnection | [7 empty] | Active | 200 |  | Capacity | [18 empty] | N | No
PJM |  |  | 8/30/2022 | [7 empty] | Solar |  |  |  | 86.7 |  |  |  |  | 135 | [7 empty] | Paulding | OH |  |  | Timber Road 138 kV |  | 9/1/2029 |  | In Progress | [6 empty] | AEP | [23 empty] | AI1-104 | [5 empty] | Generation Interconnection | [7 empty] | Active | 135 |  | Capacity | [18 empty] | N | No
PJM |  |  | 8/30/2022 | [7 empty] | Solar |  |  |  | 36 |  |  |  |  | 60 | [7 empty] | Luzerne | PA |  |  | White Haven 2 Tap-White Haven DC 69 kV |  | 12/19/2026 |  | In Progress | [6 empty] | PPL | [23 empty] | AI1-105 | [5 empty] | Generation Interconnection | [7 empty] | Active | 60 |  | Capacity | [18 empty] | N | No
PJM |  |  | 8/31/2022 | [7 empty] | Solar; Storage |  |  |  | 9.15 |  |  |  |  | 9.9 | [7 empty] | Halifax | VA |  |  | Sinai 13.2 kV |  | 12/31/2023 |  | In Progress | [6 empty] | Dominion | [23 empty] | AI1-106 | [5 empty] | Generation Interconnection | [7 empty] | Active | 9.9 |  | Capacity | [18 empty] | N | No
PJM |  |  | 8/31/2022 | [7 empty] | Solar; Storage |  |  |  | 33.1 |  |  |  |  | 38.5 | [7 empty] | Rockingham | VA |  |  | Endless Caverns - Timberville 115 kV |  | 1/1/2026 |  | In Progress | [6 empty] | Dominion | [23 empty] | AI1-108 | [5 empty] | Generation Interconnection | [7 empty] | Active | 38.5 |  | Capacity | [18 empty] | N | No
PJM |  |  | 9/1/2022 | [7 empty] | Offshore Wind |  |  |  | 393 |  |  |  |  | 1310 | [7 empty] | Middlesex | NJ |  |  | Deans 500 kV |  | 12/31/2029 |  | In Progress | [6 empty] | PSEG | [23 empty] | AI1-109 | [5 empty] | Generation Interconnection | [7 empty] | Active | 1310 |  | Capacity | [18 empty] | N | No
PJM |  |  | 9/1/2022 | [7 empty] | Offshore Wind |  |  |  | 393 |  |  |  |  | 1310 | [7 empty] | Monmouth | NJ |  |  | Larrabee 230 kV V |  | 12/31/2029 |  | In Progress | [6 empty] | JCPL | [23 empty] | AI1-110 | [5 empty] | Generation Interconnection | [7 empty] | Active | 1310 |  | Capacity | [18 empty] | N | No
PJM |  |  | 9/1/2022 | [7 empty] | Offshore Wind |  |  |  | 393 |  |  |  |  | 1310 | [7 empty] | Middlesex | NJ |  |  | Werner 230 kV |  | 12/31/2029 |  | In Progress | [6 empty] | JCPL | [23 empty] | AI1-111 | [5 empty] | Generation Interconnection | [7 empty] | Active | 1310 |  | Capacity | [18 empty] | N | No
PJM |  |  | 8/31/2022 | [7 empty] | Solar; Storage |  |  |  | 50 |  |  |  |  | 85 | [7 empty] | Champaign | OH |  |  | Woodstock 69 kV |  | 1/1/2026 |  | In Progress | [6 empty] | Dayton | [23 empty] | AI1-112 | [5 empty] | Generation Interconnection | [7 empty] | Active | 85 |  | Capacity | [18 empty] | N | No
PJM |  |  | 9/2/2022 | [7 empty] | Solar; Storage |  |  |  | 9.9 |  |  |  |  | 9.9 | [7 empty] | Cambria | PA |  |  | Revloc 46 kV |  | 12/31/2025 |  | In Progress | [6 empty] | PENELEC | [23 empty] | AI1-114 | [5 empty] | Generation Interconnection | [7 empty] | Active | 9.9 |  | Capacity | [18 empty] | N | No
PJM |  |  | 9/2/2022 | [7 empty] | Solar; Storage |  |  |  | 9.9 |  |  |  |  | 9.9 | [7 empty] | Clearfield | PA |  |  | Glory 34.5 kV |  | 12/31/2025 |  | In Progress | [6 empty] | PENELEC | [23 empty] | AI1-115 | [5 empty] | Generation Interconnection | [7 empty] | Active | 9.9 |  | Capacity | [18 empty] | N | No
PJM |  |  | 9/6/2022 | [7 empty] | Solar |  |  |  | 42 |  |  |  |  | 70 | [8 empty] | WV |  |  | Hopkins 138 kV |  | 9/10/2024 |  | In Progress | [6 empty] | AEP | [23 empty] | AI1-116 | [5 empty] | Generation Interconnection | [7 empty] | Active | 70 |  | Capacity | [18 empty] | N | No
PJM |  |  | 9/6/2022 | [7 empty] | Solar |  |  |  | 36 |  |  |  |  | 60 | [8 empty] | WV |  |  | Hopkins 138 kV |  | 9/10/2024 |  | In Progress | [6 empty] | AEP | [23 empty] | AI1-117 | [5 empty] | Generation Interconnection | [7 empty] | Active | 60 |  | Capacity | [18 empty] | N | No
PJM |  |  | 9/6/2022 | [7 empty] | Solar |  |  |  | 15.792 |  |  |  |  | 37.6 | [7 empty] | Warren | NJ |  |  | Pequest river - Gilbert 115 kV |  | 9/29/2025 |  | In Progress | [6 empty] | JCPL | [23 empty] | AI1-118 | [5 empty] | Generation Interconnection | [7 empty] | Active | 37.6 |  | Capacity | [18 empty] | N | No
PJM |  |  | 9/6/2022 | [7 empty] | Solar |  |  |  | 18.7 |  |  |  |  | 28.8 | [7 empty] | Kendall | IL |  |  | Shorewood 138kV |  | 6/30/2026 |  | In Progress | [6 empty] | ComEd | [23 empty] | AI1-119 | [5 empty] | Generation Interconnection | [7 empty] | Active | 28.8 |  | Capacity | [18 empty] | N | No
PJM |  |  | 9/7/2022 | [7 empty] | Solar |  |  |  | 21.672 |  |  |  |  | 51.6 | [7 empty] | Warren | NJ |  |  | Pequest River - Gilbert 115 kV |  | 9/29/2025 |  | In Progress | [6 empty] | JCPL | [23 empty] | AI1-120 | [5 empty] | Generation Interconnection | [7 empty] | Active | 51.6 |  | Capacity | [18 empty] | N | No
PJM |  |  | 9/7/2022 | [7 empty] | Solar |  |  |  | 2.457 |  |  |  |  | 5.85 | [7 empty] | Sussex | NJ |  |  | Sparta LF Solar 34.5 kV |  | 9/29/2025 |  | In Progress | [6 empty] | JCPL | [23 empty] | AI1-122 | [5 empty] | Generation Interconnection | [7 empty] | Active | 5.85 |  | Capacity | [18 empty] | N | No
PJM |  |  | 9/8/2022 | [7 empty] | Solar |  |  |  | 35.4 |  |  |  |  | 59 | [7 empty] | Lunenburg | VA |  |  | Nutbush-Victoria DP 115kV |  | 9/30/2026 |  | In Progress | [6 empty] | Dominion | [23 empty] | AI1-123 | [5 empty] | Generation Interconnection | [7 empty] | Active | 59 |  | Capacity | [18 empty] | N | No
PJM |  |  | 9/8/2022 | [7 empty] | Solar |  |  |  | 75 |  |  |  |  | 125 | [7 empty] | Lunenburg | VA |  |  | Nutbush - Victoria DP 115 kV |  | 9/30/2026 |  | In Progress | [6 empty] | Dominion | [23 empty] | AI1-124 | [5 empty] | Generation Interconnection | [7 empty] | Active | 125 |  | Capacity | [18 empty] | N | No
PJM |  |  | 9/8/2022 | [7 empty] | Solar |  |  |  | 13.2 |  |  |  |  | 22 | [7 empty] | Albemarle | VA |  |  | Mount Eagle 34.5 kV |  | 9/30/2024 |  | In Progress | [6 empty] | Dominion | [23 empty] | AI1-125 | [5 empty] | Generation Interconnection | [7 empty] | Active | 22 |  | Capacity | [18 empty] | N | No
PJM |  |  | 9/8/2022 | [7 empty] | Solar |  |  |  | 6 |  |  |  |  | 10 | [7 empty] | Cumberland | VA |  |  | Farmville 12.47kV |  | 9/30/2024 |  | In Progress | [6 empty] | Dominion | [23 empty] | AI1-126 | [5 empty] | Generation Interconnection | [7 empty] | Active | 10 |  | Capacity | [18 empty] | N | No
PJM |  |  | 9/8/2022 | [7 empty] | Solar; Storage |  |  |  | 2.7 |  |  |  |  | 4.5 | [7 empty] | Dauphin | PA |  |  | Dauphin 12 kV |  | 9/9/2024 |  | In Progress | [6 empty] | PPL | [23 empty] | AI1-127 | [5 empty] | Generation Interconnection | [7 empty] | Active | 4.5 |  | Capacity | [18 empty] | N | No
PJM |  |  | 9/8/2022 | [7 empty] | Solar; Storage |  |  |  | 5 |  |  |  |  | 5 | [7 empty] | Centre | PA |  |  | Milesburg 12.47 kV |  | 9/9/2024 |  | In Progress | [6 empty] | APS | [23 empty] | AI1-128 | [5 empty] | Generation Interconnection | [7 empty] | Active | 5 |  | Capacity | [18 empty] | N | No
PJM |  |  | 9/8/2022 | [7 empty] | Solar; Storage |  |  |  | 2.7 |  |  |  |  | 4.5 | [7 empty] | Lycoming | PA |  |  | Muncy 12 kV II |  | 9/9/2024 |  | In Progress | [6 empty] | PPL | [23 empty] | AI1-129 | [5 empty] | Generation Interconnection | [7 empty] | Active | 4.5 |  | Capacity | [18 empty] | N | No
PJM |  |  | 9/9/2022 | [7 empty] | Storage |  |  |  | 75 |  |  |  |  | 75 | [7 empty] | Baltimore County | MD |  |  | Northeast-CP Crane 115kV |  | 9/7/2026 |  | In Progress | [6 empty] | BGE | [23 empty] | AI1-130 | [5 empty] | Generation Interconnection | [7 empty] | Active | 75 |  | Capacity | [18 empty] | N | No
PJM |  |  | 9/9/2022 | [7 empty] | Storage |  |  |  | 75 |  |  |  |  | 75 | [7 empty] | Baltimore County | MD |  |  | TBD 115 kV |  | 9/7/2026 |  | In Progress | [6 empty] | BGE | [23 empty] | AI1-131 | [5 empty] | Generation Interconnection | [7 empty] | Active | 75 |  | Capacity | [18 empty] | N | No
PJM |  |  | 9/8/2022 | [7 empty] | Solar; Storage |  |  |  | 83 |  |  |  |  | 83 | [7 empty] | Washington | KY |  |  | Fredricksburg 69 kV |  | 4/30/2029 |  | In Progress | [6 empty] | EKPC | [23 empty] | AI1-132 | [5 empty] | Generation Interconnection | [7 empty] | Active | 83 |  | Capacity | [18 empty] | N | No
PJM |  |  | 9/8/2022 | [7 empty] | Solar; Storage |  |  |  | 50 |  |  |  |  | 50 | [7 empty] | Fleming | KY |  |  | Hillsboro 69 kV |  | 4/30/2029 |  | In Progress | [6 empty] | EKPC | [23 empty] | AI1-133 | [5 empty] | Generation Interconnection | [7 empty] | Active | 50 |  | Capacity | [18 empty] | N | No
PJM |  |  | 9/8/2022 | [7 empty] | Solar; Storage |  |  |  | 200 |  |  |  |  | 200 | [7 empty] | Grant | IN |  |  | Greentown - Hummel Creek 138 kV |  | 4/30/2029 |  | In Progress | [6 empty] | AEP | [23 empty] | AI1-134 | [5 empty] | Generation Interconnection | [7 empty] | Active | 200 |  | Capacity | [18 empty] | N | No
PJM |  |  | 9/8/2022 | [7 empty] | Solar; Storage |  |  |  | 300 |  |  |  |  | 300 | [7 empty] | Chowan | NC |  |  | Perquimans 230 kV |  | 6/30/2026 |  | In Progress | [6 empty] | Dominion | [23 empty] | AI1-135 | [5 empty] | Generation Interconnection | [7 empty] | Active | 300 |  | Capacity | [18 empty] | N | No
PJM |  |  | 9/9/2022 | [7 empty] | Solar |  |  |  | 65.1 |  |  |  |  | 155 | [7 empty] | Warren | NJ |  |  | Greystone - Portland 230 kV |  | 9/29/2025 |  | In Progress | [6 empty] | JCPL | [23 empty] | AI1-137 | [5 empty] | Generation Interconnection | [7 empty] | Active | 155 |  | Capacity | [18 empty] | N | No
PJM |  |  | 9/9/2022 | [7 empty] | Solar |  |  |  | 6 |  |  |  |  | 14.8 | [7 empty] | Lorain | OH |  |  | Henrietta Township - New Russia Township 69 kV |  | 4/1/2025 |  | In Progress | [6 empty] | ATSI | [23 empty] | AI1-139 | [5 empty] | Generation Interconnection | [7 empty] | Active | 14.8 |  | Capacity | [18 empty] | N | No
PJM |  |  | 9/9/2022 | [7 empty] | Solar; Storage |  |  |  | 40 |  |  |  |  | 40 | [7 empty] | Wayne | IN |  |  | Selma Parker - Richmond 138 kV |  | 6/1/2025 |  | In Progress | [6 empty] | AEP | [23 empty] | AI1-140 | [5 empty] | Generation Interconnection | [7 empty] | Active | 40 |  | Capacity | [18 empty] | N | No
PJM |  |  | 9/9/2022 | [7 empty] | Solar; Storage |  |  |  | 20 |  |  |  |  | 20 | [7 empty] | Cass | MI |  |  | Blossom - Dowagi TSS 34.5 kV |  | 6/1/2025 |  | In Progress | [6 empty] | AEP | [23 empty] | AI1-141 | [5 empty] | Generation Interconnection | [7 empty] | Active | 20 |  | Capacity | [18 empty] | N | No
PJM |  |  | 9/9/2022 | [7 empty] | Solar |  |  |  | 7.98 |  |  |  |  | 19.9 | [7 empty] | Armstrong | PA |  |  | Bell Township - Vandergrift 25 kV |  | 4/1/2025 |  | In Progress | [6 empty] | APS | [23 empty] | AI1-143 | [5 empty] | Generation Interconnection | [7 empty] | Active | 19.9 |  | Capacity | [18 empty] | N | No
PJM |  |  | 9/9/2022 | [7 empty] | Solar; Storage |  |  |  | 8 |  |  |  |  | 10 | [7 empty] | Adams | PA |  |  | Gardners 13.2 kV III |  | 12/31/2024 |  | In Progress | [6 empty] | ME | [23 empty] | AI1-144 | [5 empty] | Generation Interconnection | [7 empty] | Active | 10 |  | Capacity | [18 empty] | N | No
PJM |  |  | 9/9/2022 | [7 empty] | Solar |  |  |  | 75 |  |  |  |  | 125 | [7 empty] | Prince Edward | VA |  |  | Farmville - Moran DP 115 kV |  | 9/30/2026 |  | In Progress | [6 empty] | Dominion | [23 empty] | AI1-145 | [5 empty] | Generation Interconnection | [7 empty] | Active | 125 |  | Capacity | [18 empty] | N | No
PJM |  |  | 9/9/2022 | [7 empty] | Storage |  |  |  | 20 |  |  |  |  | 0 | [7 empty] | Prince Edward | VA |  |  | Farmville - Moran DP 115 kV |  | 9/30/2026 |  | In Progress | [6 empty] | Dominion | [23 empty] | AI1-146 | [5 empty] | Generation Interconnection | [7 empty] | Active | 125 |  | Capacity | [18 empty] | N | No
PJM |  |  | 9/9/2022 | [7 empty] | Solar |  |  |  | 38.4 |  |  |  |  | 64 | [7 empty] | DeKalb | IL |  |  | Sandwich 34kV |  | 12/31/2026 |  | In Progress | [6 empty] | ComEd | [23 empty] | AI1-147 | [5 empty] | Generation Interconnection | [7 empty] | Active | 150 |  | Capacity | [18 empty] | N | No
PJM |  |  | 9/9/2022 | [7 empty] | Solar |  |  |  | 98.4 |  |  |  |  | 164 | [7 empty] | Kankakee | IL |  |  | Davis Creek 138kV |  | 1/1/2026 |  | In Progress | [6 empty] | ComEd | [23 empty] | AI1-148 | [5 empty] | Generation Interconnection | [7 empty] | Active | 164 |  | Capacity | [18 empty] | N | No
PJM |  |  | 9/9/2022 | [7 empty] | Storage |  |  |  | 250 |  |  |  |  | 250 | [7 empty] | McHenry | IL |  |  | Pleasant Valley 345 kV |  | 7/1/2025 |  | In Progress | [6 empty] | ComEd | [23 empty] | AI1-149 | [5 empty] | Generation Interconnection | [7 empty] | Active | 250 |  | Capacity | [18 empty] | N | No
PJM |  |  | 9/9/2022 | [7 empty] | Solar; Storage |  |  |  | 29.9 |  |  |  |  | 49.9 | [7 empty] | Butler | OH |  |  | Locust - Todd 69 kV |  | 1/4/2027 |  | In Progress | [6 empty] | Dayton | [23 empty] | AI1-150 | [5 empty] | Generation Interconnection | [7 empty] | Active | 49.9 |  | Capacity | [18 empty] | N | No
PJM |  |  | 9/10/2022 | [7 empty] | Solar |  |  |  | 31.9 |  |  |  |  | 53.2 | [7 empty] | Adams | OH |  |  | Kyger Creek - Pierce 345 kV |  | 1/4/2027 |  | In Progress | [6 empty] | AEP | [23 empty] | AI1-151 | [5 empty] | Generation Interconnection | [7 empty] | Active | 231.7 |  | Capacity | [18 empty] | N | No
PJM |  |  | 9/9/2022 | [7 empty] | Solar; Storage |  |  |  | 11.9 |  |  |  |  | 19.9 | [7 empty] | Northampton | PA |  |  | Siegfried - Nazareth 69 kV |  | 1/4/2027 |  | In Progress | [6 empty] | ME | [23 empty] | AI1-152 | [5 empty] | Generation Interconnection | [7 empty] | Active | 19.9 |  | Capacity | [18 empty] | N | No
PJM |  |  | 9/9/2022 | [7 empty] | Solar; Storage |  |  |  | 12 |  |  |  |  | 20 | [7 empty] | Dauphin | PA |  |  | North Hershey - Grantville 69 kV |  | 1/4/2027 |  | In Progress | [6 empty] | ME | [23 empty] | AI1-153 | [5 empty] | Generation Interconnection | [7 empty] | Active | 20 |  | Capacity | [18 empty] | N | No
PJM |  |  | 9/9/2022 | [7 empty] | Storage |  |  |  | 230 |  |  |  |  | 230 | [7 empty] | Will | IL |  |  | Goodings Grove 138 kV |  | 1/4/2027 |  | In Progress | [6 empty] | ComEd | [23 empty] | AI1-154 | [5 empty] | Generation Interconnection | [7 empty] | Active | 230 |  | Capacity | [18 empty] | N | No
PJM |  |  | 9/9/2022 | [7 empty] | Storage |  |  |  | 110 |  |  |  |  | 110 | [7 empty] | Cook | IL |  |  | Chicago Heights 138kV |  | 1/4/2027 |  | In Progress | [6 empty] | ComEd | [23 empty] | AI1-155 | [5 empty] | Generation Interconnection | [7 empty] | Active | 110 |  | Capacity | [18 empty] | N | No
PJM |  |  | 9/9/2022 | [7 empty] | Storage |  |  |  | 170 |  |  |  |  | 170 | [7 empty] | Kane | IL |  |  | West Rutland 138 kV |  | 1/4/2027 |  | In Progress | [6 empty] | ComEd | [23 empty] | AI1-156 | [5 empty] | Generation Interconnection | [7 empty] | Active | 170 |  | Capacity | [18 empty] | N | No
PJM |  |  | 9/9/2022 | [7 empty] | Solar |  |  |  | 32.64 |  |  |  |  | 54.4 | [7 empty] | McHenry | IL |  |  | Pleasant Valley – Crystal Lake 138 kV |  | 1/4/2027 |  | In Progress | [6 empty] | ComEd | [23 empty] | AI1-157 | [5 empty] | Generation Interconnection | [7 empty] | Active | 54.4 |  | Capacity | [18 empty] | N | No
PJM |  |  | 9/9/2022 | [7 empty] | Storage |  |  |  | 80 |  |  |  |  | 80 | [7 empty] | McHenry | IL |  |  | Pleasant Valley - Crystal Lake 138 kV |  | 1/4/2027 |  | In Progress | [6 empty] | ComEd | [23 empty] | AI1-158 | [5 empty] | Generation Interconnection | [7 empty] | Active | 80 |  | Capacity | [18 empty] | N | No
PJM |  |  | 9/9/2022 | [7 empty] | Solar; Storage |  |  |  | 35 |  |  |  |  | 35 | [7 empty] | Montgomery | KY |  |  | Mount Sterling - Sideview 69 kV |  | 12/31/2028 |  | In Progress | [6 empty] | EKPC | [23 empty] | AI1-159 | [5 empty] | Generation Interconnection | [7 empty] | Active | 35 |  | Capacity | [18 empty] | N | No
PJM |  |  | 9/9/2022 | [7 empty] | Solar |  |  |  | 1.4 |  |  |  |  | 0 | [7 empty] | Crawford | PA |  |  | Crawford Solar 2 34.5 kV |  | 1/1/2028 |  | In Progress | [6 empty] | PENELEC | [23 empty] | AI1-160 | [5 empty] | Generation Interconnection | [7 empty] | Active | 20 |  | Capacity | [18 empty] | N | No
PJM |  |  | 9/9/2022 | [7 empty] | Solar |  |  |  | 1.4 |  |  |  |  | 0 | [7 empty] | Crawford | PA |  |  | Crawford Solar 3 34.5 kV |  | 1/1/2028 |  | In Progress | [6 empty] | PENELEC | [23 empty] | AI1-161 | [5 empty] | Generation Interconnection | [7 empty] | Active | 20 |  | Capacity | [18 empty] | N | No
PJM |  |  | 9/9/2022 | [7 empty] | Storage |  |  |  | 100 |  |  |  |  | 100 | [7 empty] | Armstrong | PA |  |  | Saltsburg-Vandergrift 138 kV |  | 9/15/2026 |  | In Progress | [6 empty] | APS | [23 empty] | AI1-162 | [5 empty] | Generation Interconnection | [7 empty] | Active | 100 |  | Capacity | [18 empty] | N | No
PJM |  |  | 9/9/2022 | [7 empty] | Solar; Storage |  |  |  | 50 |  |  |  |  | 85 | [7 empty] | Green | KY |  |  | Magnolia - Summersville 69 kV |  | 1/1/2026 |  | In Progress | [6 empty] | EKPC | [23 empty] | AI1-165 | [5 empty] | Generation Interconnection | [7 empty] | Active | 85 |  | Capacity | [18 empty] | N | No
PJM |  |  | 9/9/2022 | [7 empty] | Storage |  |  |  | 150 |  |  |  |  | 150 | [7 empty] | Cass | MI |  |  | Granger - Ontwa 138 kV |  | 12/31/2028 |  | In Progress | [6 empty] | AEP | [23 empty] | AI1-166 | [5 empty] | Generation Interconnection | [7 empty] | Active | 150 |  | Capacity | [18 empty] | N | No
PJM |  |  | 9/9/2022 | [7 empty] | Storage |  |  |  | 250 |  |  |  |  | 250 | [7 empty] | Clermont | OH |  |  | Cedarville 138 kV |  | 12/31/2028 |  | In Progress | [6 empty] | DEOK | [23 empty] | AI1-167 | [5 empty] | Generation Interconnection | [7 empty] | Active | 250 |  | Capacity | [18 empty] | N | No
PJM |  |  | 9/9/2022 | [7 empty] | Wind |  |  |  | 35.2 |  |  |  |  | 200 | [7 empty] | Coshocton | OH |  |  | Conesville 345 kV |  | 8/31/2027 |  | In Progress | [6 empty] | AEP | [23 empty] | AI1-168 | [5 empty] | Generation Interconnection | [7 empty] | Active | 200 |  | Capacity | [18 empty] | N | No
PJM |  |  | 9/9/2022 | [7 empty] | Storage; Wind |  |  |  | 26.4 |  |  |  |  | 150 | [7 empty] | Currituck | NC |  |  | Moyock 230 kV |  | 10/15/2026 |  | In Progress | [6 empty] | Dominion | [23 empty] | AI1-169 | [5 empty] | Generation Interconnection | [7 empty] | Active | 150 |  | Capacity | [18 empty] | N | No
PJM |  |  | 9/10/2022 | [7 empty] | Solar; Storage |  |  |  | 80 |  |  |  |  | 100 | [7 empty] | DeKalb | IL |  |  | Glidden - Sugar Grove 138kV |  | 10/31/2027 |  | In Progress | [6 empty] | ComEd | [23 empty] | AI1-170 | [5 empty] | Generation Interconnection | [7 empty] | Active | 100 |  | Capacity | [18 empty] | N | No
PJM |  |  | 9/10/2022 | [7 empty] | Solar |  |  |  | 60 |  |  |  |  | 100 | [7 empty] | Whiteside | IL |  |  | Garden Plain - Rock Falls 138 kV |  | 4/30/2028 |  | In Progress | [6 empty] | ComEd | [23 empty] | AI1-171 | [5 empty] | Generation Interconnection | [7 empty] | Active | 100 |  | Capacity | [18 empty] | N | No
PJM |  |  | 9/10/2022 | [7 empty] | Solar; Storage |  |  |  | 250 |  |  |  |  | 250 | [7 empty] | Grundy | IL |  |  | Katydid Road - Goodings Grove 345 kV |  | 4/30/2028 |  | In Progress | [6 empty] | ComEd | [23 empty] | AI1-172 | [5 empty] | Generation Interconnection | [7 empty] | Active | 250 |  | Capacity | [18 empty] | N | No
PJM |  |  | 9/10/2022 | [7 empty] | Solar |  |  |  | 9.6 |  |  |  |  | 16 | [7 empty] | Stephenson | IL |  |  | Lena - Freeport 34.5 kV |  | 4/30/2027 |  | In Progress | [6 empty] | ComEd | [23 empty] | AI1-173 | [5 empty] | Generation Interconnection | [7 empty] | Active | 16 |  | Capacity | [18 empty] | N | No
PJM |  |  | 9/9/2022 | [7 empty] | Solar; Storage |  |  |  | 94.4 |  |  |  |  | 118 | [7 empty] | Stephenson | IL |  |  | Garden Plain - Rock Falls 138 kV |  | 4/30/2028 |  | In Progress | [6 empty] | ComEd | [23 empty] | AI1-174 | [5 empty] | Generation Interconnection | [7 empty] | Active | 118 |  | Capacity | [18 empty] | N | No
PJM |  |  | 9/9/2022 | [7 empty] | Solar; Storage |  |  |  | 16.2 |  |  |  |  | 19.5 | [7 empty] | Marion | OH |  |  | Waldo - North Waldo 69 kV |  | 12/31/2024 |  | In Progress | [6 empty] | AEP | [23 empty] | AI1-175 | [5 empty] | Generation Interconnection | [7 empty] | Active | 19.5 |  | Capacity | [18 empty] | N | No
PJM |  |  | 9/9/2022 | [7 empty] | Storage |  |  |  | 200 |  |  |  |  | 200 | [7 empty] | Lorain | OH |  |  | Avon 345 kV II |  | 12/31/2025 |  | In Progress | [6 empty] | ATSI | [23 empty] | AI1-177 | [5 empty] | Generation Interconnection | [7 empty] | Active | 200 |  | Capacity | [18 empty] | N | No
PJM |  |  | 9/9/2022 | [7 empty] | Solar; Storage |  |  |  | 80 |  |  |  |  | 80 | [7 empty] | Campbell | VA |  |  | Red House DP - Sugar Hill 115 kV |  | 12/31/2027 |  | In Progress | [6 empty] | Dominion | [23 empty] | AI1-178 | [5 empty] | Generation Interconnection | [7 empty] | Active | 80 |  | Capacity | [18 empty] | N | No
PJM |  |  | 9/9/2022 | [7 empty] | Solar; Storage |  |  |  | 100 |  |  |  |  | 100 | [7 empty] | Cambria | PA |  |  | Colver Power Project 115 kV |  | 12/31/2027 |  | In Progress | [6 empty] | PENELEC | [23 empty] | AI1-179 | [5 empty] | Generation Interconnection | [7 empty] | Active | 100 |  | Capacity | [18 empty] | N | No
PJM |  |  | 9/9/2022 | [7 empty] | Solar; Storage |  |  |  | 100 |  |  |  |  | 100 | [8 empty] | KY |  |  | Windsor 69 kV |  | 12/31/2027 |  | In Progress | [6 empty] | EKPC | [23 empty] | AI1-180 | [5 empty] | Generation Interconnection | [7 empty] | Active | 100 |  | Capacity | [18 empty] | N | No
PJM |  |  | 9/9/2022 | [7 empty] | Storage |  |  |  | 140 |  |  |  |  | 140 | [7 empty] | Venango | PA |  |  | Grandview 115 kV |  | 12/31/2027 |  | In Progress | [6 empty] | PENELEC | [23 empty] | AI1-181 | [5 empty] | Generation Interconnection | [7 empty] | Active | 140 |  | Capacity | [18 empty] | N | No
PJM |  |  | 9/9/2022 | [7 empty] | Storage |  |  |  | 130 |  |  |  |  | 130 | [7 empty] | Richmond | VA |  |  | DuPont - Marlboro 115 kV |  | 12/31/2027 |  | In Progress | [6 empty] | Dominion | [23 empty] | AI1-183 | [5 empty] | Generation Interconnection | [7 empty] | Active | 130 |  | Capacity | [18 empty] | N | No
PJM |  |  | 9/9/2022 | [7 empty] | Storage |  |  |  | 110 |  |  |  |  | 110 | [7 empty] | Frederick | VA |  |  | Greenwood 138 kV |  | 12/31/2027 |  | In Progress | [6 empty] | APS | [23 empty] | AI1-184 | [5 empty] | Generation Interconnection | [7 empty] | Active | 110 |  | Capacity | [18 empty] | N | No
PJM |  |  | 9/9/2022 | [7 empty] | Storage |  |  |  | 210 |  |  |  |  | 210 | [7 empty] | Augusta | VA |  |  | Valley 230 kV |  | 12/31/2027 |  | In Progress | [6 empty] | Dominion | [23 empty] | AI1-185 | [5 empty] | Generation Interconnection | [7 empty] | Active | 210 |  | Capacity | [18 empty] | N | No
PJM |  |  | 9/9/2022 | [7 empty] | Storage |  |  |  | 140 |  |  |  |  | 140 | [7 empty] | Shenandoah | VA |  |  | Strasburg 138 kV |  | 12/31/2027 |  | In Progress | [6 empty] | APS | [23 empty] | AI1-186 | [5 empty] | Generation Interconnection | [7 empty] | Active | 140 |  | Capacity | [18 empty] | N | No
PJM |  |  | 9/9/2022 | [7 empty] | Storage |  |  |  | 280 |  |  |  |  | 280 | [7 empty] | Hunterdon | NJ |  |  | Glen Gardner 230 kV |  | 12/31/2027 |  | In Progress | [6 empty] | JCPL | [23 empty] | AI1-187 | [5 empty] | Generation Interconnection | [7 empty] | Active | 280 |  | Capacity | [18 empty] | N | No
PJM |  |  | 9/9/2022 | [7 empty] | Storage |  |  |  | 130 |  |  |  |  | 130 | [7 empty] | Erie | PA |  |  | Buffalo 115 kV |  | 12/31/2027 |  | In Progress | [6 empty] | PENELEC | [23 empty] | AI1-188 | [5 empty] | Generation Interconnection | [7 empty] | Active | 130 |  | Capacity | [18 empty] | N | No
PJM |  |  | 9/9/2022 | [7 empty] | Storage |  |  |  | 110 |  |  |  |  | 110 | [7 empty] | Baltimore County | MD |  |  | Northeast - Windy Edge 115 kV |  | 12/31/2027 |  | In Progress | [6 empty] | BGE | [23 empty] | AI1-189 | [5 empty] | Generation Interconnection | [7 empty] | Active | 110 |  | Capacity | [18 empty] | N | No
PJM |  |  | 9/9/2022 | [7 empty] | Solar; Storage |  |  |  | 100 |  |  |  |  | 100 | [7 empty] | Union | OH |  |  | Eagle Road 138 kV |  | 12/31/2027 |  | In Progress | [6 empty] | Dayton | [23 empty] | AI1-190 | [5 empty] | Generation Interconnection | [7 empty] | Active | 100 |  | Capacity | [18 empty] | N | No
PJM |  |  | 9/9/2022 | [7 empty] | Wind |  |  |  | 35.2 |  |  |  |  | 200 | [7 empty] | Stephenson | IL |  |  | Landcaster - Pecatonica 138 kV |  | 12/1/2027 |  | In Progress | [6 empty] | ComEd | [23 empty] | AI1-191 | [5 empty] | Generation Interconnection | [7 empty] | Active | 200 |  | Capacity | [18 empty] | N | No
PJM |  |  | 9/9/2022 | [7 empty] | Natural Gas |  |  |  | 40 |  |  |  |  | 40 | [7 empty] | Marion | WV |  |  | Price Hill - Pruntytown 138 kV |  | 6/1/2024 |  | In Progress | [6 empty] | APS | [23 empty] | AI1-192 | [5 empty] | Generation Interconnection | [7 empty] | Active | 40 |  | Capacity | [18 empty] | N | No
PJM |  |  | 9/9/2022 | [7 empty] | Solar; Storage |  |  |  | 8 |  |  |  |  | 10 | [7 empty] | Adams | PA |  |  | Lincoln 13.2 kV II |  | 12/31/2024 |  | In Progress | [6 empty] | ME | [23 empty] | AI1-193 | [5 empty] | Generation Interconnection | [7 empty] | Active | 10 |  | Capacity | [18 empty] | N | No
PJM |  |  | 9/9/2022 | [7 empty] | Solar; Storage |  |  |  | 8 |  |  |  |  | 10 | [7 empty] | Adams | PA |  |  | Orrtanna 13.2 kV III |  | 12/31/2024 |  | In Progress | [6 empty] | ME | [23 empty] | AI1-194 | [5 empty] | Generation Interconnection | [7 empty] | Active | 10 |  | Capacity | [18 empty] | N | No
PJM |  |  | 9/9/2022 | [7 empty] | Solar; Storage |  |  |  | 8 |  |  |  |  | 10 | [7 empty] | Adams | PA |  |  | Orrtanna 13.2 kV IV |  | 12/31/2024 |  | In Progress | [6 empty] | ME | [23 empty] | AI1-195 | [5 empty] | Generation Interconnection | [7 empty] | Active | 10 |  | Capacity | [18 empty] | N | No
PJM |  |  | 9/9/2022 | [7 empty] | Solar; Storage |  |  |  | 7.88 |  |  |  |  | 9.8 | [7 empty] | Fayette | PA |  |  | Gates Hill 25 kV |  | 12/31/2024 |  | In Progress | [6 empty] | ME | [23 empty] | AI1-196 | [5 empty] | Generation Interconnection | [7 empty] | Active | 9.8 |  | Capacity | [18 empty] | N | No
PJM |  |  | 9/9/2022 | [7 empty] | Solar; Storage |  |  |  | 8 |  |  |  |  | 10 | [7 empty] | Adams | PA |  |  | Gardners 13.2 kV |  | 12/31/2024 |  | In Progress | [6 empty] | ME | [23 empty] | AI1-197 | [5 empty] | Generation Interconnection | [7 empty] | Active | 10 |  | Capacity | [18 empty] | N | No
PJM |  |  | 9/9/2022 | [7 empty] | Solar; Storage |  |  |  | 5.76 |  |  |  |  | 7.1 | [7 empty] | Adams | PA |  |  | Gardners 13.2 kV II |  | 12/31/2024 |  | In Progress | [6 empty] | ME | [23 empty] | AI1-198 | [5 empty] | Generation Interconnection | [7 empty] | Active | 7.1 |  | Capacity | [18 empty] | N | No
PJM |  |  | 9/9/2022 | [7 empty] | Solar; Storage |  |  |  | 6.98 |  |  |  |  | 8.3 | [7 empty] | Fayette | PA |  |  | South Union 25 kV |  | 12/31/2024 |  | In Progress | [6 empty] | ME | [23 empty] | AI1-199 | [5 empty] | Generation Interconnection | [7 empty] | Active | 8.3 |  | Capacity | [18 empty] | N | No
PJM |  |  | 9/10/2022 | [7 empty] | Solar; Storage |  |  |  | 4 |  |  |  |  | 5 | [7 empty] | Lawrence | PA |  |  | Campbell 8.32 kV |  | 12/31/2024 |  | In Progress | [6 empty] | ME | [23 empty] | AI1-200 | [5 empty] | Generation Interconnection | [7 empty] | Active | 5 |  | Capacity | [18 empty] | N | No
PJM |  |  | 9/10/2022 | [7 empty] | Solar; Storage; Wind |  |  |  | 450 |  |  |  |  | 450 | [7 empty] | Grant | WV |  |  | Greenland Gap 500 kV |  | 10/15/2026 |  | In Progress | [6 empty] | APS | [23 empty] | AI1-202 | [5 empty] | Generation Interconnection | [7 empty] | Active | 450 |  | Capacity | [18 empty] | N | No
PJM |  |  | 9/10/2022 | [7 empty] | Solar |  |  |  | 180 |  |  |  |  | 300 | [7 empty] | Lunenburg | VA |  |  | Clover - Rawling 500 kV |  | 12/30/2027 |  | In Progress | [6 empty] | Dominion | [23 empty] | AI1-203 | [5 empty] | Generation Interconnection | [7 empty] | Active | 300 |  | Capacity | [18 empty] | N | No
PJM |  |  | 9/10/2022 | [7 empty] | Solar; Storage |  |  |  | 68 |  |  |  |  | 68 | [7 empty] | Preston | WV |  |  | Brandonville - Necessity 138 kV |  | 12/31/2024 |  | In Progress | [6 empty] | APS | [23 empty] | AI1-211 | [5 empty] | Generation Interconnection | [7 empty] | Active | 68 |  | Capacity | [18 empty] | N | No
PJM |  |  | 9/10/2022 | [7 empty] | Solar; Storage |  |  |  | 182 |  |  |  |  | 182 | [7 empty] | Jefferson | PA |  |  | Homer City - Stolle Road 345 kV |  | 6/30/2024 |  | In Progress | [6 empty] | PENELEC | [23 empty] | AI1-212 | [5 empty] | Generation Interconnection | [7 empty] | Active | 182 |  | Capacity | [18 empty] | N | No
PJM |  |  | 9/10/2022 | [7 empty] | Solar; Storage |  |  |  | 174 |  |  |  |  | 174 | [7 empty] | Elk | PA |  |  | Farmers Valley - Ridgeway 115 kV VI |  | 6/30/2024 |  | In Progress | [6 empty] | APS | [23 empty] | AI1-213 | [5 empty] | Generation Interconnection | [7 empty] | Active | 174 |  | Capacity | [18 empty] | N | No
PJM |  |  | 9/10/2022 | [7 empty] | Solar; Storage |  |  |  | 20 |  |  |  |  | 20 | [7 empty] | Centre | PA |  |  | Philipsburg 115 kV IV |  | 6/30/2024 |  | In Progress | [6 empty] | PENELEC | [23 empty] | AI1-214 | [5 empty] | Generation Interconnection | [7 empty] | Active | 160 |  | Capacity | [18 empty] | N | No
PJM |  |  | 9/10/2022 | [7 empty] | Solar; Storage |  |  |  | 20 |  |  |  |  | 20 | [7 empty] | Centre | PA |  |  | Philipsburg 115 kV V |  | 6/30/2024 |  | In Progress | [6 empty] | PENELEC | [23 empty] | AI1-215 | [5 empty] | Generation Interconnection | [7 empty] | Active | 180 |  | Capacity | [18 empty] | N | No
PJM |  |  | 9/10/2022 | [7 empty] | Solar; Storage |  |  |  | 20 |  |  |  |  | 20 | [7 empty] | Centre | PA |  |  | Philipsburg 115 kV VI |  | 6/30/2024 |  | In Progress | [6 empty] | PENELEC | [23 empty] | AI1-216 | [5 empty] | Generation Interconnection | [7 empty] | Active | 200 |  | Capacity | [18 empty] | N | No
PJM |  |  | 9/10/2022 | [7 empty] | Solar; Storage |  |  |  | 17 |  |  |  |  | 17 | [7 empty] | Centre | PA |  |  | Philipsburg 115 kV VII |  | 6/30/2024 |  | In Progress | [6 empty] | PENELEC | [23 empty] | AI1-217 | [5 empty] | Generation Interconnection | [7 empty] | Active | 217 |  | Capacity | [18 empty] | N | No
PJM |  |  | 10/1/2022 | [7 empty] | Storage |  |  |  | 150 |  |  |  |  | 150 | [7 empty] | Caroline | VA |  |  | Remington 115 kV |  | 5/26/2028 |  | In Progress | [6 empty] | Dominion | [23 empty] | AI2-001 | [5 empty] | Generation Interconnection | [7 empty] | Active | 150 |  | Capacity | [18 empty] | N | No
PJM |  |  | 10/1/2022 | [7 empty] | Storage |  |  |  | 150 |  |  |  |  | 150 | [7 empty] | Washington | VA |  |  | Vanceville 138 kV |  | 5/26/2028 |  | In Progress | [6 empty] | APS | [23 empty] | AI2-002 | [5 empty] | Generation Interconnection | [7 empty] | Active | 150 |  | Capacity | [18 empty] | N | No
PJM |  |  | 10/14/2022 | [7 empty] | Solar; Storage |  |  |  | 71.8 |  |  |  |  | 80 | [7 empty] | Brunswick | VA |  |  | Danieltown – Brunswick 115 kV |  | 1/1/2026 |  | In Progress | [6 empty] | Dominion | [23 empty] | AI2-004 | [5 empty] | Generation Interconnection | [7 empty] | Active | 80 |  | Capacity | [18 empty] | N | No
PJM |  |  | 10/24/2022 | [7 empty] | Storage |  |  |  | 100 |  |  |  |  | 100 | [7 empty] | Fluvanna | VA |  |  | Bremo 115 kV |  | 5/26/2028 |  | In Progress | [6 empty] | Dominion | [23 empty] | AI2-005 | [5 empty] | Generation Interconnection | [7 empty] | Active | 100 |  | Capacity | [18 empty] | N | No
PJM |  |  | 11/10/2022 | [7 empty] | Storage |  |  |  | 0 |  |  |  |  | 0 | [7 empty] | Kane | IL |  |  | Elgin 138kV |  | 6/1/2027 |  | In Progress | [6 empty] | ComEd | [23 empty] | AI2-006 | [5 empty] | Generation Interconnection | [7 empty] | Active | 484 |  | Energy | [18 empty] | N | No
PJM |  |  | 11/10/2022 | [7 empty] | Storage |  |  |  | 0 |  |  |  |  | 40 | [7 empty] | Kane | IL |  |  | Rocky Road 138kV |  | 6/1/2027 |  | In Progress | [6 empty] | ComEd | [23 empty] | AI2-007 | [5 empty] | Generation Interconnection | [7 empty] | Active | 450.8 |  | Energy | [18 empty] | N | No
PJM |  |  | 11/23/2022 | [7 empty] | Storage |  |  |  | 20 |  |  |  |  | 20 | [7 empty] | Hanover | VA |  |  | Elmont 34.5 kV |  | 12/30/2025 |  | In Progress | [6 empty] | Dominion | [23 empty] | AI2-010 | [5 empty] | Generation Interconnection | [7 empty] | Active | 20 |  | Capacity | [18 empty] | N | No
PJM |  |  | 11/30/2022 | [7 empty] | Storage |  |  |  | 15 |  |  |  |  | 0 | [7 empty] | Lee | IL |  |  | Nelson-Electric Junction 345 kV |  | 12/31/2027 |  | In Progress | [6 empty] | ComEd | [23 empty] | AI2-011 | [5 empty] | Generation Interconnection | [7 empty] | Active | 100 |  | Capacity | [18 empty] | N | No
PJM |  |  | 11/30/2022 | [7 empty] | Storage |  |  |  | 45 |  |  |  |  | 0 | [7 empty] | Lee | IL |  |  | Nelson-Electric Junction 345 kV |  | 12/31/2027 |  | In Progress | [6 empty] | ComEd | [23 empty] | AI2-012 | [5 empty] | Generation Interconnection | [7 empty] | Active | 300 |  | Capacity | [18 empty] | N | No
PJM |  |  | 11/30/2022 | [7 empty] | Solar |  |  |  | 17.2 |  |  |  |  | 24.1 | [7 empty] | Grundy | IL |  |  | Grundy - Goose Lake 138 kV |  | 5/29/2026 |  | In Progress | [6 empty] | ComEd | [23 empty] | AI2-013 | [5 empty] | Generation Interconnection | [7 empty] | Active | 24.1 |  | Capacity | [18 empty] | N | No
PJM |  |  | 11/30/2022 | [7 empty] | Solar |  |  |  | 20.5 |  |  |  |  | 37.9 | [7 empty] | Kankakee | IL |  |  | Kankakee 138 kV |  | 5/29/2026 |  | In Progress | [6 empty] | ComEd | [23 empty] | AI2-014 | [5 empty] | Generation Interconnection | [7 empty] | Active | 37.9 |  | Capacity | [18 empty] | N | No
PJM |  |  | 12/1/2022 | [7 empty] | Storage |  |  |  | 30 |  |  |  |  | 0 | [7 empty] | Lee | IL |  |  | Nelson-Electric Junction 345 kV |  | 11/30/2025 |  | In Progress | [6 empty] | ComEd | [23 empty] | AI2-015 | [5 empty] | Generation Interconnection | [7 empty] | Active | 200 |  | Capacity | [18 empty] | N | No
PJM |  |  | 12/9/2022 | [7 empty] | Solar |  |  |  | 3 |  |  |  |  | 5 | [7 empty] | Centre | PA |  |  | PA Centre Borealis 34.5 kV |  | 12/1/2026 |  | In Progress | [6 empty] | APS | [23 empty] | AI2-017 | [5 empty] | Generation Interconnection | [7 empty] | Active | 5 |  | Capacity | [18 empty] | N | No
PJM |  |  | 12/9/2022 | [7 empty] | Solar |  |  |  | 2.4 |  |  |  |  | 4 | [7 empty] | Somerset | PA |  |  | TBD 23 kV |  | 12/1/2026 |  | In Progress | [6 empty] | PENELEC | [23 empty] | AI2-018 | [5 empty] | Generation Interconnection | [7 empty] | Active | 4 |  | Capacity | [18 empty] | N | No
PJM |  |  | 12/9/2022 | [7 empty] | Solar |  |  |  | 3 |  |  |  |  | 5 | [7 empty] | Franklin | PA |  |  | TBD 12.47 kV |  | 12/1/2026 |  | In Progress | [6 empty] | APS | [23 empty] | AI2-019 | [5 empty] | Generation Interconnection | [7 empty] | Active | 5 |  | Capacity | [18 empty] | N | No
PJM |  |  | 12/10/2022 | [7 empty] | Natural Gas; Other |  |  |  | 11 |  |  |  |  | 19 | [7 empty] | Warren | VA |  |  | Warren County 500 kV |  | 12/31/2022 |  | In Progress | [6 empty] | Dominion | [23 empty] | AI2-020 | [5 empty] | Generation Interconnection | [7 empty] | Active | 1518 |  | Capacity | [18 empty] | N | No
PJM |  |  | 12/20/2022 | [7 empty] | Natural Gas |  |  |  | 60 |  |  |  |  | 30 | [7 empty] | Bradford | PA |  |  | East Towanda 230 kV |  | 5/1/2025 |  | In Progress | [6 empty] | PENELEC | [23 empty] | AI2-022 | [5 empty] | Generation Interconnection | [7 empty] | Active | 937.5 |  | Capacity | [18 empty] | N | No
PJM |  |  | 12/20/2022 | [7 empty] | Storage |  |  |  | 200 |  |  |  |  | 200 | [7 empty] | Lake | IN |  |  | Lake - 270888 345kV |  | 12/31/2028 |  | In Progress | [6 empty] | ComEd | [23 empty] | AI2-023 | [5 empty] | Generation Interconnection | [7 empty] | Active | 200 |  | Capacity | [18 empty] | N | No
PJM |  |  | 12/22/2022 | [7 empty] | Solar |  |  |  | 36 |  |  |  |  | 60 | [7 empty] | Meigs | OH |  |  | Racine - Ravenswood 69kV |  | 12/31/2028 |  | In Progress | [6 empty] | AEP | [23 empty] | AI2-024 | [5 empty] | Generation Interconnection | [7 empty] | Active | 60 |  | Capacity | [18 empty] | N | No
PJM |  |  | 12/22/2022 | [7 empty] | Solar |  |  |  | 60 |  |  |  |  | 100 | [7 empty] | Buckingham | VA |  |  | Buckingham-Bremo 230 kV |  | 12/31/2028 |  | In Progress | [6 empty] | Dominion | [23 empty] | AI2-026 | [5 empty] | Generation Interconnection | [7 empty] | Active | 100 |  | Capacity | [18 empty] | N | No
PJM |  |  | 12/22/2022 | [7 empty] | Storage |  |  |  | 50 |  |  |  |  | 50 | [7 empty] | Buckingham | VA |  |  | Buckingham-Bremo 230 kV |  | 12/31/2028 |  | In Progress | [6 empty] | Dominion | [23 empty] | AI2-027 | [5 empty] | Generation Interconnection | [7 empty] | Active | 50 |  | Capacity | [18 empty] | N | No
PJM |  |  | 12/29/2022 | [7 empty] | Solar |  |  |  | 96 |  |  |  |  | 160 | [7 empty] | Union | OH |  |  | Beatty - Biers Run 345 kV |  | 12/20/2026 |  | In Progress | [6 empty] | AEP | [23 empty] | AI2-028 | [5 empty] | Generation Interconnection | [7 empty] | Active | 160 |  | Capacity | [18 empty] | N | No
PJM |  |  | 12/31/2022 | [7 empty] | Solar |  |  |  | 42 |  |  |  |  | 70 | [7 empty] | Union | OH |  |  | Clarksburg - Biers Run 69 kV |  | 12/20/2026 |  | In Progress | [6 empty] | AEP | [23 empty] | AI2-029 | [5 empty] | Generation Interconnection | [7 empty] | Active | 70 |  | Capacity | [18 empty] | N | No
PJM |  |  | 1/18/2023 | [7 empty] | Solar; Storage |  |  |  | 40 |  |  |  |  | 50 | [7 empty] | Adams | OH |  |  | Poplar Flat Switch - Brown Hill 69 kV |  | 12/20/2024 |  | In Progress | [6 empty] | AEP | [23 empty] | AI2-030 | [5 empty] | Generation Interconnection | [7 empty] | Active | 50 |  | Capacity | [18 empty] | N | No
PJM |  |  | 1/24/2023 | [7 empty] | Solar |  |  |  | 12 |  |  |  |  | 20 | [7 empty] | Sussex | VA |  |  | Sapnony 34.5kV |  | 10/31/2024 |  | In Progress | [6 empty] | Dominion | [23 empty] | AI2-031 | [5 empty] | Generation Interconnection | [7 empty] | Active | 20 |  | Capacity | [18 empty] | N | No
PJM |  |  | 1/25/2023 | [7 empty] | Solar |  |  |  | 12 |  |  |  |  | 20 | [7 empty] | Dinwiddie | VA |  |  | Distribution Circuit#324 34.5 kV |  | 10/31/2024 |  | In Progress | [6 empty] | Dominion | [23 empty] | AI2-032 | [5 empty] | Generation Interconnection | [7 empty] | Active | 20 |  | Capacity | [18 empty] | N | No
PJM |  |  | 1/24/2023 | [7 empty] | Solar |  |  |  | 24 |  |  |  |  | 40 | [7 empty] | Sussex | VA |  |  | Sapony 34.5kV |  | 10/31/2024 |  | In Progress | [6 empty] | Dominion | [23 empty] | AI2-033 | [5 empty] | Generation Interconnection | [7 empty] | Active | 40 |  | Capacity | [18 empty] | N | No
PJM |  |  | 1/24/2023 | [7 empty] | Solar |  |  |  | 12 |  |  |  |  | 20 | [7 empty] | Sussex | VA |  |  | Distribution circuit#332 35kV |  | 10/31/2024 |  | In Progress | [6 empty] | Dominion | [23 empty] | AI2-034 | [5 empty] | Generation Interconnection | [7 empty] | Active | 20 |  | Capacity | [18 empty] | N | No
PJM |  |  | 1/25/2023 | [7 empty] | Solar |  |  |  | 90 |  |  |  |  | 150 | [7 empty] | Putnam | OH |  |  | East Leipsic - Richland 138 kV |  | 12/31/2027 |  | In Progress | [6 empty] | AEP | [23 empty] | AI2-035 | [5 empty] | Generation Interconnection | [7 empty] | Active | 150 |  | Capacity | [18 empty] | N | No
PJM |  |  | 1/25/2023 | [7 empty] | Solar |  |  |  | 60 |  |  |  |  | 100 | [7 empty] | Augusta | VA |  |  | Craigsville-Staunton 115kV |  | 12/31/2027 |  | In Progress | [6 empty] | Dominion | [23 empty] | AI2-036 | [5 empty] | Generation Interconnection | [7 empty] | Active | 100 |  | Capacity | [18 empty] | N | No
PJM |  |  | 1/25/2023 | [7 empty] | Solar |  |  |  | 85 |  |  |  |  | 142 | [7 empty] | King and Queen | VA |  |  | Lauraville-Dunbrooke 115kV |  | 12/31/2027 |  | In Progress | [6 empty] | Dominion | [23 empty] | AI2-037 | [5 empty] | Generation Interconnection | [7 empty] | Active | 142 |  | Capacity | [18 empty] | N | No
PJM |  |  | 1/25/2023 | [7 empty] | Solar |  |  |  | 90 |  |  |  |  | 150 | [7 empty] | Spotsylvania | VA |  |  | St. Johns 115kV |  | 12/31/2027 |  | In Progress | [6 empty] | Dominion | [23 empty] | AI2-038 | [5 empty] | Generation Interconnection | [7 empty] | Active | 150 |  | Capacity | [18 empty] | N | No
PJM |  |  | 2/1/2023 | [7 empty] | Storage |  |  |  | 100 |  |  |  |  | 100 | [7 empty] | Surry | VA |  |  | Poolesville 230kV |  | 9/30/2026 |  | In Progress | [6 empty] | Dominion | [23 empty] | AI2-039 | [5 empty] | Generation Interconnection | [7 empty] | Active | 100 |  | Capacity | [18 empty] | N | No
PJM |  |  | 2/1/2023 | [7 empty] | Storage |  |  |  | 75 |  |  |  |  | 75 | [7 empty] | Orange | VA |  |  | Orange 115kV |  | 9/30/2026 |  | In Progress | [6 empty] | Dominion | [23 empty] | AI2-040 | [5 empty] | Generation Interconnection | [7 empty] | Active | 75 |  | Capacity | [18 empty] | N | No
PJM |  |  | 2/1/2023 | [7 empty] | Storage |  |  |  | 75 |  |  |  |  | 75 | [7 empty] | Halifax | VA |  |  | South Boston 115kV |  | 9/30/2026 |  | In Progress | [6 empty] | Dominion | [23 empty] | AI2-041 | [5 empty] | Generation Interconnection | [7 empty] | Active | 75 |  | Capacity | [18 empty] | N | No
PJM |  |  | 2/1/2023 | [7 empty] | Storage |  |  |  | 50 |  |  |  |  | 50 | [7 empty] | Louisa | VA |  |  | Paytes 115kV |  | 9/30/2026 |  | In Progress | [6 empty] | Dominion | [23 empty] | AI2-042 | [5 empty] | Generation Interconnection | [7 empty] | Active | 50 |  | Capacity | [18 empty] | N | No
PJM |  |  | 1/31/2023 | [7 empty] | Solar |  |  |  | 3 |  |  |  |  | 5 | [7 empty] | Northumberland | VA |  |  | Pamplin 34.5kV |  | 4/26/2024 |  | In Progress | [6 empty] | Dominion | [23 empty] | AI2-043 | [5 empty] | Generation Interconnection | [7 empty] | Active | 5 |  | Capacity | [18 empty] | N | No
PJM |  |  | 2/1/2023 | [7 empty] | Storage |  |  |  | 150 |  |  |  |  | 150 | [7 empty] | City of Virginia Beach | VA |  |  | Oceana 230kV |  | 12/31/2023 |  | In Progress | [6 empty] | Dominion | [23 empty] | AI2-044 | [5 empty] | Generation Interconnection | [7 empty] | Active | 150 |  | Capacity | [18 empty] | N | No
PJM |  |  | 2/1/2023 | [7 empty] | Storage |  |  |  | 150 |  |  |  |  | 150 | [7 empty] | City of Virginia Beach | VA |  |  | Oceana 230kV |  | 12/31/2023 |  | In Progress | [6 empty] | Dominion | [23 empty] | AI2-045 | [5 empty] | Generation Interconnection | [7 empty] | Active | 150 |  | Capacity | [18 empty] | N | No
PJM |  |  | 2/17/2023 | [7 empty] | Storage |  |  |  | 70 |  |  |  |  | 70 | [7 empty] | Ocean | NJ |  |  | Lakewood 230 kV II |  | 6/1/2027 |  | In Progress | [6 empty] | JCPL | [23 empty] | AI2-052 | [5 empty] | Generation Interconnection | [7 empty] | Active | 170 |  | Capacity | [18 empty] | N | No
PJM |  |  | 2/24/2023 | [7 empty] | Wind |  |  |  | 17.6 |  |  |  |  | 100 | [7 empty] | Fayette | OH |  |  | New Holland 69 kV |  | 12/31/2026 |  | In Progress | [6 empty] | Dayton | [23 empty] | AI2-053 | [5 empty] | Generation Interconnection | [7 empty] | Active | 100 |  | Capacity | [18 empty] | N | No
PJM |  |  | 2/24/2023 | [7 empty] | Storage |  |  |  | 0 |  |  |  |  | 0 | [7 empty] | Cecil | MD |  |  | Rock Springs 500 kV |  | 6/1/2028 |  | In Progress | [6 empty] | DPL | [23 empty] | AI2-054 | [5 empty] | Generation Interconnection | [7 empty] | Active | 784 |  | Energy | [18 empty] | N | No
PJM |  |  | 2/23/2023 | [7 empty] | Wind |  |  |  | 6.8 |  |  |  |  | 0 | [7 empty] | Blair | PA |  |  | Summit-West Fall 115kV II |  | 12/10/2010 |  | In Progress | [6 empty] | PENELEC | [23 empty] | AI2-055 | [5 empty] | Generation Interconnection | [7 empty] | Active | 38 |  | Capacity | [18 empty] | N | No
PJM |  |  | 2/23/2023 | [7 empty] | Solar |  |  |  | 3.78 |  |  |  |  | 0 | [7 empty] | Erie | PA |  |  | Fairview East 34.5 kV |  | 2/6/2024 |  | In Progress | [6 empty] | PENELEC | [23 empty] | AI2-056 | [5 empty] | Generation Interconnection | [7 empty] | Active | 20 |  | Capacity | [18 empty] | N | No
PJM |  |  | 2/23/2023 | [7 empty] | Solar |  |  |  | 6.58 |  |  |  |  | 0 | [7 empty] | Venango | PA |  |  | Venango 34.5 kV |  | 2/20/2024 |  | In Progress | [6 empty] | PENELEC | [23 empty] | AI2-057 | [5 empty] | Generation Interconnection | [7 empty] | Active | 20 |  | Capacity | [18 empty] | N | No
PJM |  |  | 2/23/2023 | [7 empty] | Solar |  |  |  | 7.28 |  |  |  |  | 0 | [7 empty] | Venango | PA |  |  | Clark Summit-Emlenton 34.5 kV |  | 1/14/2025 |  | In Progress | [6 empty] | PENELEC | [23 empty] | AI2-058 | [5 empty] | Generation Interconnection | [7 empty] | Active | 20 |  | Capacity | [18 empty] | N | No
PJM |  |  | 2/23/2023 | [7 empty] | Solar |  |  |  | 7.28 |  |  |  |  | 0 | [7 empty] | Clarion | PA |  |  | Wolfs Corners 34.5 kV |  | 1/14/2024 |  | In Progress | [6 empty] | PENELEC | [23 empty] | AI2-059 | [5 empty] | Generation Interconnection | [7 empty] | Active | 20 |  | Capacity | [18 empty] | N | No
PJM |  |  | 2/23/2023 | [7 empty] | Solar |  |  |  | 40.74 |  |  |  |  | 0 | [7 empty] | Henry | IL |  |  | Kewanee - E.D. Edwards 138 kV |  | 10/1/2024 |  | In Progress | [6 empty] | ComEd | [23 empty] | AI2-060 | [5 empty] | Generation Interconnection | [7 empty] | Active | 70 |  | Capacity | [18 empty] | N | No
PJM |  |  | 2/24/2023 | [7 empty] | Solar |  |  |  | 17.64 |  |  |  |  | 0 | [7 empty] | Somerset | PA |  |  | Bedford North-Central City West 115 kV |  | 12/15/2026 |  | In Progress | [6 empty] | PENELEC | [23 empty] | AI2-061 | [5 empty] | Generation Interconnection | [7 empty] | Active | 60 |  | Capacity | [18 empty] | N | No
PJM |  |  | 2/24/2023 | [7 empty] | Solar |  |  |  | 18.34 |  |  |  |  | 0 | [7 empty] | Carbon | PA |  |  | Jack Frost - Lake Harmony 69 kV |  | 5/15/2027 |  | In Progress | [6 empty] | PPL | [23 empty] | AI2-062 | [5 empty] | Generation Interconnection | [7 empty] | Active | 60 |  | Capacity | [18 empty] | N | No
PJM |  |  | 2/23/2023 | [7 empty] | Solar |  |  |  | 82.48 |  |  |  |  | 0 | [7 empty] | McKean | PA |  |  | Lewis Run-Pierce Brook 230 kV |  | 5/15/2027 |  | In Progress | [6 empty] | PENELEC | [23 empty] | AI2-063 | [5 empty] | Generation Interconnection | [7 empty] | Active | 280 |  | Capacity | [18 empty] | N | No
PJM |  |  | 2/23/2023 | [7 empty] | Solar |  |  |  | 35.8 |  |  |  |  | 0 | [7 empty] | Blackford | IN |  |  | Desoto - Keystone 345 kV |  | 1/1/2026 |  | In Progress | [6 empty] | AEP | [23 empty] | AI2-064 | [5 empty] | Generation Interconnection | [7 empty] | Active | 245 |  | Capacity | [18 empty] | N | No
PJM |  |  | 2/23/2023 | [7 empty] | Solar |  |  |  | 12.8 |  |  |  |  | 0 | [7 empty] | DeKalb | IN |  |  | Varner - Sours 138 kV |  | 6/1/2026 |  | In Progress | [6 empty] | AEP | [23 empty] | AI2-065 | [5 empty] | Generation Interconnection | [7 empty] | Active | 180 |  | Capacity | [18 empty] | N | No
PJM |  |  | 2/23/2023 | [7 empty] | Solar |  |  |  | 16.4 |  |  |  |  | 0 | [7 empty] | Marion | KY |  |  | Marion County 161 kV |  | 12/1/2024 |  | In Progress | [6 empty] | EKPC | [23 empty] | AI2-066 | [5 empty] | Generation Interconnection | [7 empty] | Active | 96 |  | Capacity | [18 empty] | N | No
PJM |  |  | 2/24/2023 | [7 empty] | Solar |  |  |  | 20 |  |  |  |  | 0 | [7 empty] | Lunenburg | VA |  |  | Lunenburg-Nutbush 115 kV |  | 3/1/2027 |  | In Progress | [6 empty] | Dominion | [23 empty] | AI2-067 | [5 empty] | Generation Interconnection | [7 empty] | Active | 60 |  | Capacity | [18 empty] | N | No
PJM |  |  | 2/24/2023 | [7 empty] | Storage |  |  |  | 250 |  |  |  |  | 250 | [7 empty] | Monmouth | NJ |  |  | Larabee - Atlantic 230 kV |  | 12/31/2026 |  | In Progress | [6 empty] | JCPL | [23 empty] | AI2-068 | [5 empty] | Generation Interconnection | [7 empty] | Active | 250 |  | Capacity | [18 empty] | N | No
PJM |  |  | 2/24/2023 | [7 empty] | Storage |  |  |  | 250 |  |  |  |  | 250 | [7 empty] | Monmouth | NJ |  |  | Larabee - Atlantic 230 kV |  | 10/21/2026 |  | In Progress | [6 empty] | JCPL | [23 empty] | AI2-069 | [5 empty] | Generation Interconnection | [7 empty] | Active | 250 |  | Capacity | [18 empty] | N | No
PJM |  |  | 2/24/2023 | [7 empty] | Storage |  |  |  | 150 |  |  |  |  | 150 | [7 empty] | Atlantic | NJ |  |  | Dorothy - Lewis 138 kV |  | 3/1/2027 |  | In Progress | [6 empty] | AEC | [23 empty] | AI2-070 | [5 empty] | Generation Interconnection | [7 empty] | Active | 150 |  | Capacity | [18 empty] | N | No
PJM |  |  | 2/24/2023 | [7 empty] | Storage |  |  |  | 150 |  |  |  |  | 150 | [7 empty] | Atlantic | NJ |  |  | Dorothy - Lewis 138 kV |  | 3/1/2027 |  | In Progress | [6 empty] | AEC | [23 empty] | AI2-071 | [5 empty] | Generation Interconnection | [7 empty] | Active | 150 |  | Capacity | [18 empty] | N | No
PJM |  |  | 2/24/2023 | [7 empty] | Solar |  |  |  | 27.8 |  |  |  |  | 0 | [7 empty] | Jefferson | OH |  |  | Steubenville 69 kV |  | 5/15/2024 |  | In Progress | [6 empty] | AEP | [23 empty] | AI2-072 | [5 empty] | Generation Interconnection | [7 empty] | Active | 49.5 |  | Capacity | [18 empty] | N | No
PJM |  |  | 2/24/2023 | [7 empty] | Solar |  |  |  | 9.93 |  |  |  |  | 0 | [7 empty] | Snyder | PA |  |  | Columbia-Sunbury 69 kV |  | 6/30/2024 |  | In Progress | [6 empty] | PPL | [23 empty] | AI2-073 | [5 empty] | Generation Interconnection | [7 empty] | Active | 19.8 |  | Capacity | [18 empty] | N | No
PJM |  |  | 2/24/2023 | [7 empty] | Solar |  |  |  | 87.4 |  |  |  |  | 0 | [7 empty] | Madison | OH |  |  | Beatty - Greene 345 kV |  | 12/15/2023 |  | In Progress | [6 empty] | AEP | [23 empty] | AI2-074 | [5 empty] | Generation Interconnection | [7 empty] | Active | 577 |  | Capacity | [18 empty] | N | No
PJM |  |  | 2/24/2023 | [7 empty] | Solar |  |  |  | 9.86 |  |  |  |  | 0 | [7 empty] | Lancaster | PA |  |  | Face Rock-Kinzer #13 69 kV |  | 7/1/2023 |  | In Progress | [6 empty] | PPL | [23 empty] | AI2-075 | [5 empty] | Generation Interconnection | [7 empty] | Active | 19.8 |  | Capacity | [18 empty] | N | No
PJM |  |  | 2/27/2023 | [7 empty] | Wind |  |  |  | 56 |  |  |  |  | 0 | [7 empty] | Kankakee | IL |  |  | Kankakee 138 kV |  | 3/15/2023 |  | In Progress | [6 empty] | ComEd | [23 empty] | AI2-076 | [5 empty] | Generation Interconnection | [7 empty] | Active | 175 |  | Capacity | [18 empty] | N | No
PJM |  |  | 2/28/2023 | [7 empty] | Wind |  |  |  | 56 |  |  |  |  | 0 | [7 empty] | Kankakee | IL |  |  | Kanakee 138 kV |  | 3/16/2023 |  | In Progress | [6 empty] | ComEd | [23 empty] | AI2-077 | [5 empty] | Generation Interconnection | [7 empty] | Active | 175 |  | Capacity | [18 empty] | N | No
PJM |  |  | 2/28/2023 | [7 empty] | Solar |  |  |  | 52.7 |  |  |  |  | 0 | [7 empty] | Isle of Wight | VA |  |  | Myrtle-Windsor 115 kV |  | 12/31/2025 |  | In Progress | [6 empty] | Dominion | [23 empty] | AI2-078 | [5 empty] | Generation Interconnection | [7 empty] | Active | 91 |  | Capacity | [18 empty] | N | No
PJM |  |  | 2/27/2023 | [7 empty] | Solar |  |  |  | 40.7 |  |  |  |  | 0 | [7 empty] | Fauquier | VA |  |  | Harmony Village-Shackleford 115 kV |  | 12/31/2025 |  | In Progress | [6 empty] | Dominion | [23 empty] | AI2-079 | [5 empty] | Generation Interconnection | [7 empty] | Active | 70 |  | Capacity | [18 empty] | N | No
PJM |  |  | 2/27/2023 | [7 empty] | Solar |  |  |  | 73.4 |  |  |  |  | 0 | [7 empty] | King George | VA |  |  | Oak Grove-Dahlgren 230 kV |  | 12/31/2025 |  | In Progress | [6 empty] | Dominion | [23 empty] | AI2-080 | [5 empty] | Generation Interconnection | [7 empty] | Active | 134 |  | Capacity | [18 empty] | N | No
PJM |  |  | 2/27/2023 | [7 empty] | Solar |  |  |  | 271 |  |  |  |  | 0 | [7 empty] | Logan | OH |  |  | Marysville - Sorenson 765 kV |  | 12/31/2025 |  | In Progress | [6 empty] | AEP | [23 empty] | AI2-081 | [5 empty] | Generation Interconnection | [7 empty] | Active | 500 |  | Capacity | [18 empty] | N | No
PJM |  |  | 2/27/2023 | [7 empty] | Solar |  |  |  | 34.7 |  |  |  |  | 0 | [7 empty] | Morrow | OH |  |  | Cardington-Liberty 69 kV IV |  | 12/31/2025 |  | In Progress | [6 empty] | ATSI | [23 empty] | AI2-082 | [5 empty] | Generation Interconnection | [7 empty] | Active | 101 |  | Capacity | [18 empty] | N | No
PJM |  |  | 2/27/2023 | [7 empty] | Solar |  |  |  | 78 |  |  |  |  | 0 | [7 empty] | Morrow | OH |  |  | Galion 138 kV VI |  | 12/31/2025 |  | In Progress | [6 empty] | ATSI | [23 empty] | AI2-084 | [5 empty] | Generation Interconnection | [7 empty] | Active | 244 |  | Capacity | [18 empty] | N | No
PJM |  |  | 2/27/2023 | [7 empty] | Solar |  |  |  | 65 |  |  |  |  | 0 | [7 empty] | Highland | OH |  |  | Pierce - Kyger Creek 345 kV |  | 12/31/2025 |  | In Progress | [6 empty] | OVEC | [23 empty] | AI2-085 | [5 empty] | Generation Interconnection | [7 empty] | Active | 120 |  | Capacity | [18 empty] | N | No
PJM |  |  | 2/27/2023 | [7 empty] | Solar |  |  |  | 45 |  |  |  |  | 0 | [7 empty] | Knox | OH |  |  | Sharp Road 69 kV |  | 12/31/2025 |  | In Progress | [6 empty] | AEP | [23 empty] | AI2-086 | [5 empty] | Generation Interconnection | [7 empty] | Active | 80 |  | Capacity | [18 empty] | N | No
PJM |  |  | 2/27/2023 | [7 empty] | Wind |  |  |  | 42.5 |  |  |  |  | 0 | [7 empty] | Potter | PA |  |  | Gold-Sabinsville 115kV III |  | 3/3/2023 |  | In Progress | [6 empty] | PENELEC | [23 empty] | AI2-087 | [5 empty] | Generation Interconnection | [7 empty] | Active | 90 |  | Capacity | [18 empty] | N | No
PJM |  |  | 2/28/2023 | [7 empty] | Solar |  |  |  | 229.6 |  |  |  |  | 0 | [7 empty] | Licking | OH |  |  | Centerburg 138 kV |  | 12/31/2025 |  | In Progress | [6 empty] | AEP | [23 empty] | AI2-088 | [5 empty] | Generation Interconnection | [7 empty] | Active | 412.5 |  | Capacity | [18 empty] | N | No
PJM |  |  | 2/28/2023 | [7 empty] | Solar |  |  |  | 71 |  |  |  |  | 0 | [7 empty] | New Castle | DE |  |  | Cedar Creek 138 kV |  | 11/15/2024 |  | In Progress | [6 empty] | DPL | [23 empty] | AI2-089 | [5 empty] | Generation Interconnection | [7 empty] | Active | 114.3 |  | Capacity | [18 empty] | N | No
PJM |  |  | 3/1/2023 | [7 empty] | Solar |  |  |  | 31 |  |  |  |  | 0 | [8 empty] | DE |  |  | Harrington 69 kV |  | 3/15/2025 |  | In Progress | [6 empty] | DPL | [23 empty] | AI2-090 | [5 empty] | Generation Interconnection | [7 empty] | Active | 50 |  | Capacity | [18 empty] | N | No
PJM |  |  | 3/2/2023 | [7 empty] | Wind |  |  |  | 22.7 |  |  |  |  | 0 | [7 empty] | Paulding | OH |  |  | Lincoln-Sterling 138kV |  | 2/27/2023 |  | In Progress | [6 empty] | AEP | [23 empty] | AI2-091 | [5 empty] | Generation Interconnection | [7 empty] | Active | 49.2 |  | Capacity | [18 empty] | N | No
PJM |  |  | 3/1/2023 | [7 empty] | Wind |  |  |  | 40.3 |  |  |  |  | 0 | [7 empty] | Paulding | OH |  |  | Logtown 138 kV |  | 2/27/2023 |  | In Progress | [6 empty] | AEP | [23 empty] | AI2-092 | [5 empty] | Generation Interconnection | [7 empty] | Active | 75.9 |  | Capacity | [18 empty] | N | No
PJM |  |  | 3/1/2023 | [7 empty] | Wind |  |  |  | 106.5 |  |  |  |  | 0 | [7 empty] | White | IN |  |  | Olive-DeQuine 345kV |  | 2/27/2023 |  | In Progress | [6 empty] | AEP | [23 empty] | AI2-093 | [5 empty] | Generation Interconnection | [7 empty] | Active | 202 |  | Capacity | [18 empty] | N | No
PJM |  |  | 3/1/2023 | [7 empty] | Wind |  |  |  | 53.5 |  |  |  |  | 0 | [7 empty] | White | IN |  |  | Olive-Dequine 345kV |  | 2/27/2023 |  | In Progress | [6 empty] | AEP | [23 empty] | AI2-094 | [5 empty] | Generation Interconnection | [7 empty] | Active | 104 |  | Capacity | [18 empty] | N | No
PJM |  |  | 3/1/2023 | [7 empty] | Wind |  |  |  | 50.3 |  |  |  |  | 0 | [7 empty] | White | IN |  |  | Olive-Dequine 345kV |  | 2/27/2023 |  | In Progress | [6 empty] | AEP | [23 empty] | AI2-095 | [5 empty] | Generation Interconnection | [7 empty] | Active | 99 |  | Capacity | [18 empty] | N | No
PJM |  |  | 3/1/2023 | [7 empty] | Wind |  |  |  | 54 |  |  |  |  | 0 | [7 empty] | White | IN |  |  | Olive-Dequine 345kV |  | 2/27/2023 |  | In Progress | [6 empty] | AEP | [23 empty] | AI2-096 | [5 empty] | Generation Interconnection | [7 empty] | Active | 99 |  | Capacity | [18 empty] | N | No
PJM |  |  | 3/1/2023 | [7 empty] | Wind |  |  |  | 45.3 |  |  |  |  | 0 | [7 empty] | White | IN |  |  | Olive-Dequine 345kV |  | 2/27/2023 |  | In Progress | [6 empty] | AEP | [23 empty] | AI2-097 | [5 empty] | Generation Interconnection | [7 empty] | Active | 99 |  | Capacity | [18 empty] | N | No
PJM |  |  | 3/1/2023 | [7 empty] | Wind |  |  |  | 107 |  |  |  |  | 0 | [7 empty] | White | IN |  |  | Meadow Lake 345kV |  | 2/27/2023 |  | In Progress | [6 empty] | AEP | [23 empty] | AI2-098 | [5 empty] | Generation Interconnection | [7 empty] | Active | 200 |  | Capacity | [18 empty] | N | No
PJM |  |  | 3/1/2023 | [7 empty] | Wind |  |  |  | 49.3 |  |  |  |  | 0 | [7 empty] | Livingston | IL |  |  | Powerton-Goodings Grove 345kV (CIR Increase) |  | 2/27/2023 |  | In Progress | [6 empty] | ComEd | [23 empty] | AI2-099 | [5 empty] | Generation Interconnection | [7 empty] | Active | 102 |  | Capacity | [18 empty] | N | No
PJM |  |  | 2/28/2023 | [7 empty] | Wind |  |  |  | 96 |  |  |  |  | 0 | [7 empty] | Livingston | IL |  |  | Powerton - Dresden 345kv (CIR Increase) |  | 2/27/2023 |  | In Progress | [6 empty] | ComEd | [23 empty] | AI2-100 | [5 empty] | Generation Interconnection | [7 empty] | Active | 198 |  | Capacity | [18 empty] | N | No
PJM |  |  | 3/1/2023 | [7 empty] | Wind |  |  |  | 42.6 |  |  |  |  | 0 | [7 empty] | Paulding | OH |  |  | Haviland - Milan 138kV |  | 2/27/2023 |  | In Progress | [6 empty] | AEP | [23 empty] | AI2-101 | [5 empty] | Generation Interconnection | [7 empty] | Active | 99 |  | Capacity | [18 empty] | N | No
PJM |  |  | 3/1/2023 | [7 empty] | Wind |  |  |  | 46.8 |  |  |  |  | 0 | [7 empty] | Paulding | OH |  |  | Lincoln-Sterling 138kV |  | 2/27/2023 |  | In Progress | [6 empty] | AEP | [23 empty] | AI2-102 | [5 empty] | Generation Interconnection | [7 empty] | Active | 101 |  | Capacity | [18 empty] | N | No
PJM |  |  | 2/28/2023 | [7 empty] | Wind |  |  |  | 106.4 |  |  |  |  | 0 | [7 empty] | Randolph | IN |  |  | Desoto-Tanners Creek 345kV |  | 2/27/2023 |  | In Progress | [6 empty] | AEP | [23 empty] | AI2-103 | [5 empty] | Generation Interconnection | [7 empty] | Active | 200 |  | Capacity | [18 empty] | N | No
PJM |  |  | 2/28/2023 | [7 empty] | Solar |  |  |  | 100 |  |  |  |  | 0 | [7 empty] | McLean | IL |  |  | Blue Mound I |  | 2/27/2023 |  | In Progress | [6 empty] | ComEd | [23 empty] | AI2-104 | [5 empty] | Generation Interconnection | [7 empty] | Active | 198 |  | Capacity | [18 empty] | N | No
PJM |  |  | 2/28/2023 | [7 empty] | Wind |  |  |  | 106.4 |  |  |  |  | 0 | [7 empty] | Randolph | IN |  |  | Desoto-Tanners Creek #1 345kV |  | 2/27/2023 |  | In Progress | [6 empty] | AEP | [23 empty] | AI2-105 | [5 empty] | Generation Interconnection | [7 empty] | Active | 200 |  | Capacity | [18 empty] | N | No
PJM |  |  | 2/28/2023 | [7 empty] | Solar |  |  |  | 106.4 |  |  |  |  | 0 | [7 empty] | Livingston | IL |  |  | Pontiac MidPoint-Brokaw 345kV |  | 2/27/2023 |  | In Progress | [6 empty] | ComEd | [23 empty] | AI2-106 | [5 empty] | Generation Interconnection | [7 empty] | Active | 200 |  | Capacity | [18 empty] | N | No
PJM |  |  | 3/1/2023 | [7 empty] | Wind |  |  |  | 31.7 |  |  |  |  | 0 | [7 empty] | Hardin | OH |  |  | Ada-Dunkirk 69kV |  | 2/27/2023 |  | In Progress | [6 empty] | AEP | [23 empty] | AI2-107 | [5 empty] | Generation Interconnection | [7 empty] | Active | 66 |  | Capacity | [18 empty] | N | No
PJM |  |  | 3/1/2023 | [7 empty] | Solar |  |  |  | 69 |  |  |  |  | 0 | [7 empty] | Randolph | IN |  |  | Madoc - Delaware 138 kV |  | 9/1/2024 |  | In Progress | [6 empty] | AEP | [23 empty] | AI2-109 | [5 empty] | Generation Interconnection | [7 empty] | Active | 150 |  | Capacity | [18 empty] | N | No
PJM |  |  | 2/28/2023 | [7 empty] | Solar |  |  |  | 46 |  |  |  |  | 0 | [7 empty] | Randolph | IN |  |  | Losantville 345 kV |  | 10/31/2023 |  | In Progress | [6 empty] | AEP | [23 empty] | AI2-110 | [5 empty] | Generation Interconnection | [7 empty] | Active | 100 |  | Capacity | [18 empty] | N | No
PJM |  |  | 2/28/2023 | [7 empty] | Solar |  |  |  | 84 |  |  |  |  | 0 | [7 empty] | White | IN |  |  | Meadow Lake 345 kV |  | 10/31/2025 |  | In Progress | [6 empty] | AEP | [23 empty] | AI2-111 | [5 empty] | Generation Interconnection | [7 empty] | Active | 200 |  | Capacity | [18 empty] | N | No
PJM |  |  | 2/28/2023 | [7 empty] | Solar |  |  |  | 42 |  |  |  |  | 0 | [7 empty] | Randolph | IN |  |  | Bluff Point-Randolph 138 kV |  | 10/31/2026 |  | In Progress | [6 empty] | AEP | [23 empty] | AI2-112 | [5 empty] | Generation Interconnection | [7 empty] | Active | 100 |  | Capacity | [18 empty] | N | No
PJM |  |  | 2/28/2023 | [7 empty] | Storage |  |  |  | 100 |  |  |  |  | 100 | [7 empty] | Hanover | VA |  |  | Old Church 230 kV |  | 9/18/2029 |  | In Progress | [6 empty] | Dominion | [23 empty] | AI2-113 | [5 empty] | Generation Interconnection | [7 empty] | Active | 100 |  | Capacity | [18 empty] | N | No
PJM |  |  | 3/1/2023 | [7 empty] | Storage |  |  |  | 100 |  |  |  |  | 100 | [7 empty] | Augusta | VA |  |  | Verona - Weyers Cave 115 kV |  | 9/1/2029 |  | In Progress | [6 empty] | Dominion | [23 empty] | AI2-114 | [5 empty] | Generation Interconnection | [7 empty] | Active | 100 |  | Capacity | [18 empty] | N | No
PJM |  |  | 2/28/2023 | [7 empty] | Solar |  |  |  | 84 |  |  |  |  | 0 | [7 empty] | Delaware | IN |  |  | Desoto 345 kV |  | 10/31/2026 |  | In Progress | [6 empty] | AEP | [23 empty] | AI2-115 | [5 empty] | Generation Interconnection | [7 empty] | Active | 200 |  | Capacity | [18 empty] | N | No
PJM |  |  | 2/28/2023 | [7 empty] | Solar |  |  |  | 24 |  |  |  |  | 0 | [7 empty] | Allen | IN |  |  | Allen 345kV |  | 10/31/2026 |  | In Progress | [6 empty] | AEP | [23 empty] | AI2-116 | [5 empty] | Generation Interconnection | [7 empty] | Active | 100 |  | Capacity | [18 empty] | N | No
PJM |  |  | 2/28/2023 | [7 empty] | Solar |  |  |  | 11.976 |  |  |  |  | 0 | [7 empty] | Paulding | OH |  |  | Payne 69 kV |  | 6/28/2023 |  | In Progress | [6 empty] | AEP | [23 empty] | AI2-117 | [5 empty] | Generation Interconnection | [7 empty] | Active | 49.9 |  | Capacity | [18 empty] | N | No
PJM |  |  | 2/28/2023 | [7 empty] | Solar |  |  |  | 11.976 |  |  |  |  | 0 | [7 empty] | Putnam | OH |  |  | Continental 69 kV |  | 6/28/2023 |  | In Progress | [6 empty] | AEP | [23 empty] | AI2-118 | [5 empty] | Generation Interconnection | [7 empty] | Active | 49.9 |  | Capacity | [18 empty] | N | No
PJM |  |  | 2/28/2023 | [7 empty] | Solar |  |  |  | 48 |  |  |  |  | 0 | [7 empty] | Randolph | IN |  |  | Losantville 345 kV |  | 12/28/2021 |  | In Progress | [6 empty] | AEP | [23 empty] | AI2-119 | [5 empty] | Generation Interconnection | [7 empty] | Active | 200 |  | Capacity | [18 empty] | N | No
PJM |  |  | 2/28/2023 | [7 empty] | Solar |  |  |  | 52.5 |  |  |  |  | 0 | [7 empty] | Randolph | IN |  |  | Losantville 345 kV |  | 10/31/2027 |  | In Progress | [6 empty] | AEP | [23 empty] | AI2-120 | [5 empty] | Generation Interconnection | [7 empty] | Active | 125 |  | Capacity | [18 empty] | N | No
PJM |  |  | 2/28/2023 | [7 empty] | Wind |  |  |  | 19.95 |  |  |  |  | 0 | [7 empty] | Potter | PA |  |  | Hector 115 kV |  | 12/31/2024 |  | In Progress | [6 empty] | PENELEC | [23 empty] | AI2-121 | [5 empty] | Generation Interconnection | [7 empty] | Active | 50 |  | Capacity | [18 empty] | N | No
PJM |  |  | 2/28/2023 | [7 empty] | Wind |  |  |  | 66.95 |  |  |  |  | 0 | [7 empty] | Lasalle | IL |  |  | Tazewell - AB1-122 345 kV |  | 12/31/2024 |  | In Progress | [6 empty] | ComEd | [23 empty] | AI2-122 | [5 empty] | Generation Interconnection | [7 empty] | Active | 130 |  | Capacity | [18 empty] | N | No
PJM |  |  | 2/28/2023 | [7 empty] | Solar |  |  |  | 35 |  |  |  |  | 0 | [7 empty] | Fleming | KY |  |  | Goddard - Plumville 138 kV |  | 6/30/2025 |  | In Progress | [6 empty] | EKPC | [23 empty] | AI2-123 | [5 empty] | Generation Interconnection | [7 empty] | Active | 120 |  | Capacity | [18 empty] | N | No
PJM |  |  | 2/28/2023 | [7 empty] | Solar |  |  |  | 23.3 |  |  |  |  | 0 | [7 empty] | Fleming | KY |  |  | Goddard 138 kV |  | 6/30/2025 |  | In Progress | [6 empty] | EKPC | [23 empty] | AI2-124 | [5 empty] | Generation Interconnection | [7 empty] | Active | 200 |  | Capacity | [18 empty] | N | No
PJM |  |  | 2/28/2023 | [7 empty] | Solar |  |  |  | 32.16 |  |  |  |  | 0 | [7 empty] | Pittsylvania | VA |  |  | East Danville - Roxboro 230 kV |  | 12/31/2024 |  | In Progress | [6 empty] | AEP | [23 empty] | AI2-125 | [5 empty] | Generation Interconnection | [7 empty] | Active | 96 |  | Capacity | [18 empty] | N | No
PJM |  |  | 2/28/2023 | [7 empty] | Solar |  |  |  | 16.84 |  |  |  |  | 0 | [7 empty] | Pittsylvania | VA |  |  | East Danville - Roxboro 230 kV |  | 12/31/2024 |  | In Progress | [6 empty] | AEP | [23 empty] | AI2-126 | [5 empty] | Generation Interconnection | [7 empty] | Active | 54 |  | Capacity | [18 empty] | N | No
PJM |  |  | 2/28/2023 | [7 empty] | Solar |  |  |  | 20.5 |  |  |  |  | 0 | [7 empty] | Harrison | KY |  |  | Cynthiana Tie - Headquarters 69 kV |  | 9/30/2024 |  | In Progress | [6 empty] | EKPC | [23 empty] | AI2-127 | [5 empty] | Generation Interconnection | [7 empty] | Active | 70 |  | Capacity | [18 empty] | N | No
PJM |  |  | 3/1/2023 | [7 empty] | Offshore Wind |  |  |  | 1204.52 |  |  |  |  | 0 | [7 empty] | Atlantic | NJ |  |  | Cardiff 230 kV |  | 9/30/2027 |  | In Progress | [6 empty] | AEC | [23 empty] | AI2-128 | [5 empty] | Generation Interconnection | [7 empty] | Active | 1509.6 |  | Capacity | [18 empty] | N | No
PJM |  |  | 2/28/2023 | [7 empty] | Offshore Wind |  |  |  | 1675.59 |  |  |  |  | 0 | [7 empty] | Monmouth | NJ |  |  | Larrabee 230 kV |  | 2/28/2030 |  | In Progress | [6 empty] | JCPL | [23 empty] | AI2-129 | [5 empty] | Generation Interconnection | [7 empty] | Active | 2250 |  | Capacity | [18 empty] | N | No
PJM |  |  | 2/28/2023 | [7 empty] | Offshore Wind |  |  |  | 1037.2 |  |  |  |  | 0 | [7 empty] | Monmouth | NJ |  |  | Larrabee 230 kV |  | 2/28/2030 |  | In Progress | [6 empty] | JCPL | [23 empty] | AI2-130 | [5 empty] | Generation Interconnection | [7 empty] | Active | 1300 |  | Capacity | [18 empty] | N | No
PJM |  |  | 2/28/2023 | [7 empty] | Offshore Wind |  |  |  | 703.75 |  |  |  |  | 0 | [7 empty] | Ocean | NJ |  |  | Larrabee 230 kV |  | 2/28/2030 |  | In Progress | [6 empty] | JCPL | [23 empty] | AI2-131 | [5 empty] | Generation Interconnection | [7 empty] | Active | 882 |  | Capacity | [18 empty] | N | No
PJM |  |  | 2/28/2023 | [7 empty] | Offshore Wind |  |  |  | 355.02 |  |  |  |  | 0 | [7 empty] | Ocean | NJ |  |  | Larrabee 230 kV |  | 2/28/2030 |  | In Progress | [6 empty] | JCPL | [23 empty] | AI2-132 | [5 empty] | Generation Interconnection | [7 empty] | Active | 445.2 |  | Capacity | [18 empty] | N | No
PJM |  |  | 2/28/2023 | [7 empty] | Solar |  |  |  | 84.1 |  |  |  |  | 0 | [7 empty] | Christian | IL |  |  | Kincaid-Pana 345kV |  | 10/31/2026 |  | In Progress | [6 empty] | ComEd | [23 empty] | AI2-133 | [5 empty] | Generation Interconnection | [7 empty] | Active | 260 |  | Capacity | [18 empty] | N | No
PJM |  |  | 2/28/2023 | [7 empty] | Solar |  |  |  | 84 |  |  |  |  | 0 | [7 empty] | Livingston | IL |  |  | Pontiac Midpoint 345 kV (CIR Increase) |  | 12/31/2022 |  | In Progress | [6 empty] | ComEd | [23 empty] | AI2-134 | [5 empty] | Generation Interconnection | [7 empty] | Active | 200 |  | Capacity | [18 empty] | N | No
PJM |  |  | 2/28/2023 | [7 empty] | Solar |  |  |  | 24 |  |  |  |  | 0 | [7 empty] | McLean | IL |  |  | McLean 345 kV (CIR Increase) |  | 12/31/2025 |  | In Progress | [6 empty] | ComEd | [23 empty] | AI2-135 | [5 empty] | Generation Interconnection | [7 empty] | Active | 300 |  | Capacity | [18 empty] | N | No
PJM |  |  | 2/28/2023 | [7 empty] | Solar |  |  |  | 47.98 |  |  |  |  | 0 | [7 empty] | Pulaski | IN |  |  | Olive - Reynolds 345 kV |  | 12/31/2022 |  | In Progress | [6 empty] | AEP | [23 empty] | AI2-136 | [5 empty] | Generation Interconnection | [7 empty] | Active | 275 |  | Capacity | [18 empty] | N | No
PJM |  |  | 2/28/2023 | [7 empty] | Solar |  |  |  | 21.6 |  |  |  |  | 0 | [7 empty] | Henry | VA |  |  | Stockton 138 kV |  | 12/31/2022 |  | In Progress | [6 empty] | AEP | [23 empty] | AI2-137 | [5 empty] | Generation Interconnection | [7 empty] | Active | 90 |  | Capacity | [18 empty] | N | No
PJM |  |  | 2/28/2023 | [7 empty] | Solar |  |  |  | 42 |  |  |  |  | 0 | [7 empty] | Union | OH |  |  | Marysville 345kV |  | 12/26/2023 |  | In Progress | [6 empty] | AEP | [23 empty] | AI2-138 | [5 empty] | Generation Interconnection | [7 empty] | Active | 175 |  | Capacity | [18 empty] | N | No
PJM |  |  | 2/28/2023 | [7 empty] | Solar |  |  |  | 54 |  |  |  |  | 0 | [7 empty] | Union | OH |  |  | Marysville 345kV |  | 12/25/2023 |  | In Progress | [6 empty] | AEP | [23 empty] | AI2-139 | [5 empty] | Generation Interconnection | [7 empty] | Active | 225 |  | Capacity | [18 empty] | N | No
PJM |  |  | 2/28/2023 | [7 empty] | Solar |  |  |  | 18.75 |  |  |  |  | 0 | [7 empty] | Edgecombe | NC |  |  | Heartsease DP - Mayo Dunbar 115kV |  | 5/31/2023 |  | In Progress | [6 empty] | Dominion | [23 empty] | AI2-141 | [5 empty] | Generation Interconnection | [7 empty] | Active | 75 |  | Capacity | [18 empty] | N | No
PJM |  |  | 2/28/2023 | [7 empty] | Solar |  |  |  | 37.65 |  |  |  |  | 0 | [7 empty] | Sussex | VA |  |  | Clubhouse-Sappony 230 kV |  | 12/31/2021 |  | In Progress | [6 empty] | Dominion | [23 empty] | AI2-143 | [5 empty] | Generation Interconnection | [7 empty] | Active | 149 |  | Capacity | [18 empty] | N | No
PJM |  |  | 2/28/2023 | [7 empty] | Solar |  |  |  | 36 |  |  |  |  | 0 | [7 empty] | St. Joseph | MI |  |  | Mottville 138 kV |  | 12/31/2025 |  | In Progress | [6 empty] | AEP | [23 empty] | AI2-144 | [5 empty] | Generation Interconnection | [7 empty] | Active | 150 |  | Capacity | [18 empty] | N | No
PJM |  |  | 2/28/2023 | [7 empty] | Solar |  |  |  | 30.43 |  |  |  |  | 0 | [7 empty] | Montgomery | VA |  |  | Claytor Lake - Edgemont 138 kV |  | 12/31/2022 |  | In Progress | [6 empty] | AEP | [23 empty] | AI2-145 | [5 empty] | Generation Interconnection | [7 empty] | Active | 126.65 |  | Capacity | [18 empty] | N | No
PJM |  |  | 2/28/2023 | [7 empty] | Solar |  |  |  | 67.08 |  |  |  |  | 0 | [7 empty] | Logan | OH |  |  | Blue Jacket - Kirby 138 kV |  | 12/31/2021 |  | In Progress | [6 empty] | Dayton | [23 empty] | AI2-146 | [5 empty] | Generation Interconnection | [7 empty] | Active | 348.5 |  | Capacity | [18 empty] | N | No
PJM |  |  | 2/28/2023 | [7 empty] | Wind |  |  |  | 78 |  |  |  |  | 0 | [7 empty] | Fountain | IN |  |  | Dequine - Eugene 345 kV |  | 12/31/2024 |  | In Progress | [6 empty] | AEP | [23 empty] | AI2-147 | [5 empty] | Generation Interconnection | [7 empty] | Active | 200 |  | Capacity | [18 empty] | N | No
PJM |  |  | 3/1/2023 | [7 empty] | Solar |  |  |  | 38.4 |  |  |  |  | 0 | [7 empty] | Grant | IN |  |  | Mississinewa- Gaston 138 kV |  | 12/31/2022 |  | In Progress | [6 empty] | AEP | [23 empty] | AI2-148 | [5 empty] | Generation Interconnection | [7 empty] | Active | 160 |  | Capacity | [18 empty] | N | No
PJM |  |  | 2/28/2023 | [7 empty] | Solar |  |  |  | 67.2 |  |  |  |  | 0 | [7 empty] | Hardin | OH |  |  | Hardin Switch 345 kV |  | 12/24/2023 |  | In Progress | [6 empty] | AEP | [23 empty] | AI2-149 | [5 empty] | Generation Interconnection | [7 empty] | Active | 280 |  | Capacity | [18 empty] | N | No
PJM |  |  | 2/28/2023 | [7 empty] | Solar |  |  |  | 44.4 |  |  |  |  | 0 | [7 empty] | Huntington | IN |  |  | Rock Creek 138 kV |  | 12/31/2025 |  | In Progress | [6 empty] | AEP | [23 empty] | AI2-150 | [5 empty] | Generation Interconnection | [7 empty] | Active | 185 |  | Capacity | [18 empty] | N | No
PJM |  |  | 2/28/2023 | [7 empty] | Solar |  |  |  | 48 |  |  |  |  | 0 | [7 empty] | Logan | IL |  |  | AC1-053 Tap 345kV (CIR Increase) |  | 12/31/2025 |  | In Progress | [6 empty] | ComEd | [23 empty] | AI2-151 | [5 empty] | Generation Interconnection | [7 empty] | Active | 600 |  | Capacity | [18 empty] | N | No
PJM |  |  | 3/1/2023 | [7 empty] | Solar |  |  |  | 28.8 |  |  |  |  | 0 | [7 empty] | Madison | IN |  |  | Makahoy 138 kV |  | 12/31/2025 |  | In Progress | [6 empty] | AEP | [23 empty] | AI2-152 | [5 empty] | Generation Interconnection | [7 empty] | Active | 120 |  | Capacity | [18 empty] | N | No
PJM |  |  | 3/1/2023 | [7 empty] | Solar |  |  |  | 31.95 |  |  |  |  | 0 | [7 empty] | Louisa | VA |  |  | Louisa-South Anna 230 kV |  | 12/31/2022 |  | In Progress | [6 empty] | Dominion | [23 empty] | AI2-153 | [5 empty] | Generation Interconnection | [7 empty] | Active | 127 |  | Capacity | [18 empty] | N | No
PJM |  |  | 3/1/2023 | [7 empty] | Solar |  |  |  | 24 |  |  |  |  | 0 | [7 empty] | Centre | PA |  |  | Moshannon-Milesburg 230 kV IX |  | 12/31/2025 |  | In Progress | [6 empty] | APS | [23 empty] | AI2-154 | [5 empty] | Generation Interconnection | [7 empty] | Active | 100 |  | Capacity | [18 empty] | N | No
PJM |  |  | 3/1/2023 | [7 empty] | Wind |  |  |  | 29.84 |  |  |  |  | 0 | [7 empty] | Hardy | WV |  |  | Baker 138 kV II |  | 12/31/2025 |  | In Progress | [6 empty] | APS | [23 empty] | AI2-155 | [5 empty] | Generation Interconnection | [7 empty] | Active | 80 |  | Capacity | [18 empty] | N | No
PJM |  |  | 3/1/2023 | [7 empty] | Solar |  |  |  | 43.2 |  |  |  |  | 0 | [7 empty] | Clark | OH |  |  | East Springfield-London 138 kV III |  | 12/1/2026 |  | In Progress | [6 empty] | ATSI | [23 empty] | AI2-156 | [5 empty] | Generation Interconnection | [7 empty] | Active | 234 |  | Capacity | [18 empty] | N | No
PJM |  |  | 3/1/2023 | [7 empty] | Solar |  |  |  | 47.5 |  |  |  |  | 0 | [7 empty] | Vinton | OH |  |  | Elk 138 kV |  | 12/25/2023 |  | In Progress | [6 empty] | AEP | [23 empty] | AI2-157 | [5 empty] | Generation Interconnection | [7 empty] | Active | 125 |  | Capacity | [18 empty] | N | No
PJM |  |  | 3/1/2023 | [7 empty] | Solar |  |  |  | 43.52 |  |  |  |  | 0 | [7 empty] | Miami | OH |  |  | Eldean 138 kV |  | 12/1/2027 |  | In Progress | [6 empty] | Dayton | [23 empty] | AI2-159 | [5 empty] | Generation Interconnection | [7 empty] | Active | 232 |  | Capacity | [18 empty] | N | No
PJM |  |  | 2/28/2023 | [7 empty] | Solar |  |  |  | 48 |  |  |  |  | 0 | [7 empty] | Sullivan | IN |  |  | Sullivan 345 kV |  | 12/31/2020 |  | In Progress | [6 empty] | AEP | [23 empty] | AI2-160 | [5 empty] | Generation Interconnection | [7 empty] | Active | 200 |  | Capacity | [18 empty] | N | No
PJM |  |  | 3/1/2023 | [7 empty] | Solar |  |  |  | 48 |  |  |  |  | 0 | [7 empty] | Vermillion | IN |  |  | Sullivan - Dequine 345 kV |  | 12/31/2025 |  | In Progress | [6 empty] | AEP | [23 empty] | AI2-161 | [5 empty] | Generation Interconnection | [7 empty] | Active | 200 |  | Capacity | [18 empty] | N | No
PJM |  |  | 3/1/2023 | [7 empty] | Solar |  |  |  | 48 |  |  |  |  | 0 | [7 empty] | Whitley | IN |  |  | Meridian - Twin Branch 345 kV |  | 12/31/2025 |  | In Progress | [6 empty] | AEP | [23 empty] | AI2-162 | [5 empty] | Generation Interconnection | [7 empty] | Active | 200 |  | Capacity | [18 empty] | N | No
PJM |  |  | 3/1/2023 | [7 empty] | Wind |  |  |  | 68.8 |  |  |  |  | 0 | [7 empty] | McLean | IL |  |  | Brokaw to Mt Pulaski 345 kV |  | 12/31/2025 |  | In Progress | [6 empty] | ComEd | [23 empty] | AI2-163 | [5 empty] | Generation Interconnection | [7 empty] | Active | 200 |  | Capacity | [18 empty] | N | No
PJM |  |  | 3/1/2023 | [7 empty] | Solar |  |  |  | 72 |  |  |  |  | 0 | [7 empty] | Wood | OH |  |  | Fostoria Central - Lemoyn 345 kV |  | 12/31/2025 |  | In Progress | [6 empty] | AEP | [23 empty] | AI2-164 | [5 empty] | Generation Interconnection | [7 empty] | Active | 300 |  | Capacity | [18 empty] | N | No
PJM |  |  | 3/1/2023 | [7 empty] | Solar |  |  |  | 72 |  |  |  |  | 0 | [7 empty] | Clinton | OH |  |  | Clinton - Stuart 345 kV |  | 12/25/2023 |  | In Progress | [6 empty] | Dayton | [23 empty] | AI2-165 | [5 empty] | Generation Interconnection | [7 empty] | Active | 300 |  | Capacity | [18 empty] | N | No
PJM |  |  | 3/1/2023 | [7 empty] | Wind |  |  |  | 78 |  |  |  |  | 0 | [7 empty] | Logan | IL |  |  | Lanesville-Brokaw |  | 12/15/2025 |  | In Progress | [6 empty] | ComEd | [23 empty] | AI2-166 | [5 empty] | Generation Interconnection | [7 empty] | Active | 200 |  | Capacity | [18 empty] | N | No
PJM |  |  | 3/1/2023 | [7 empty] | Wind |  |  |  | 78 |  |  |  |  | 0 | [7 empty] | Logan | IL |  |  | Lanesville-Brokaw 345 kV |  | 12/31/2024 |  | In Progress | [6 empty] | ComEd | [23 empty] | AI2-167 | [5 empty] | Generation Interconnection | [7 empty] | Active | 400 |  | Capacity | [18 empty] | N | No
PJM |  |  | 2/28/2023 | [7 empty] | Solar |  |  |  | 32.4 |  |  |  |  | 0 | [7 empty] | Adams | IN |  |  | Magley 138 kV |  | 12/31/2024 |  | In Progress | [6 empty] | AEP | [23 empty] | AI2-168 | [5 empty] | Generation Interconnection | [7 empty] | Active | 135 |  | Capacity | [18 empty] | N | No
PJM |  |  | 3/1/2023 | [7 empty] | Solar |  |  |  | 24 |  |  |  |  | 0 | [7 empty] | Cass | MI |  |  | Brody 138 kV |  | 12/31/2025 |  | In Progress | [6 empty] | AEP | [23 empty] | AI2-169 | [5 empty] | Generation Interconnection | [7 empty] | Active | 100 |  | Capacity | [18 empty] | N | No
PJM |  |  | 3/1/2023 | [7 empty] | Solar |  |  |  | 39.12 |  |  |  |  | 0 | [7 empty] | Delaware | IN |  |  | Delaware - Van Buren 138 kV |  | 12/31/2022 |  | In Progress | [6 empty] | AEP | [23 empty] | AI2-170 | [5 empty] | Generation Interconnection | [7 empty] | Active | 163 |  | Capacity | [18 empty] | N | No
PJM |  |  | 2/28/2023 | [7 empty] | Solar |  |  |  | 40 |  |  |  |  | 0 | [7 empty] | Franklin | OH |  |  | Cole Road 345 kV |  | 12/25/2023 |  | In Progress | [6 empty] | AEP | [23 empty] | AI2-171 | [5 empty] | Generation Interconnection | [7 empty] | Active | 310 |  | Capacity | [18 empty] | N | No
PJM |  |  | 2/28/2023 | [7 empty] | Solar |  |  |  | 37.2 |  |  |  |  | 0 | [7 empty] | Jay | IN |  |  | Pennville - Adams 138 kV |  | 12/31/2022 |  | In Progress | [6 empty] | AEP | [23 empty] | AI2-172 | [5 empty] | Generation Interconnection | [7 empty] | Active | 205 |  | Capacity | [18 empty] | N | No
PJM |  |  | 2/28/2023 | [7 empty] | Solar |  |  |  | 26.43 |  |  |  |  | 0 | [7 empty] | Hardin | OH |  |  | West Newton-Lynn 138 kV |  | 12/31/2021 |  | In Progress | [6 empty] | AEP | [23 empty] | AI2-173 | [5 empty] | Generation Interconnection | [7 empty] | Active | 110 |  | Capacity | [18 empty] | N | No
PJM |  |  | 2/28/2023 | [7 empty] | Solar |  |  |  | 36 |  |  |  |  | 0 | [7 empty] | Cass | MI |  |  | Kenzie Creek - Colby 138 kV |  | 12/25/2023 |  | In Progress | [6 empty] | AEP | [23 empty] | AI2-174 | [5 empty] | Generation Interconnection | [7 empty] | Active | 150 |  | Capacity | [18 empty] | N | No
PJM |  |  | 2/28/2023 | [7 empty] | Solar |  |  |  | 20 |  |  |  |  | 0 | [7 empty] | Westmoreland | VA |  |  | Westmoreland – Oak Grove 230 kV |  | 12/31/2025 |  | In Progress | [6 empty] | Dominion | [23 empty] | AI2-175 | [5 empty] | Generation Interconnection | [7 empty] | Active | 80 |  | Capacity | [18 empty] | N | No
PJM |  |  | 3/1/2023 | [7 empty] | Solar |  |  |  | 14.5 |  |  |  |  | 0 | [7 empty] | Dorchester | MD |  |  | Todd 69 kV |  | 12/31/2021 |  | In Progress | [6 empty] | DPL | [23 empty] | AI2-176 | [5 empty] | Generation Interconnection | [7 empty] | Active | 50 |  | Capacity | [18 empty] | N | No
PJM |  |  | 2/28/2023 | [7 empty] | Solar |  |  |  | 5.8 |  |  |  |  | 0 | [7 empty] | Dorchester | MD |  |  | Todd 25 kV |  | 7/31/2021 |  | In Progress | [6 empty] | DPL | [23 empty] | AI2-177 | [5 empty] | Generation Interconnection | [7 empty] | Active | 20 |  | Capacity | [18 empty] | N | No
PJM |  |  | 2/28/2023 | [7 empty] | Wind |  |  |  | 36.51 |  |  |  |  | 0 | [7 empty] | Lasalle | IL |  |  | LaSalle 138 kV |  | 3/17/2023 |  | In Progress | [6 empty] | ComEd | [23 empty] | AI2-178 | [5 empty] | Generation Interconnection | [7 empty] | Active | 105.6 |  | Capacity | [18 empty] | N | No
PJM |  |  | 2/28/2023 | [7 empty] | Wind |  |  |  | 97.5 |  |  |  |  | 0 | [7 empty] | McLean | IL |  |  | Brokaw-Pontiac 345kV |  | 3/17/2023 |  | In Progress | [6 empty] | ComEd | [23 empty] | AI2-179 | [5 empty] | Generation Interconnection | [7 empty] | Active | 250 |  | Capacity | [18 empty] | N | No
PJM |  |  | 2/28/2023 | [7 empty] | Wind |  |  |  | 6.16 |  |  |  |  | 0 | [7 empty] | Lasalle | IL |  |  | LaSalle 138kV |  | 2/28/2023 |  | In Progress | [6 empty] | ComEd | [23 empty] | AI2-180 | [5 empty] | Generation Interconnection | [7 empty] | Active | 191 |  | Capacity | [18 empty] | N | No
PJM |  |  | 2/28/2023 | [7 empty] | Solar |  |  |  | 27.8 |  |  |  |  | 0 | [7 empty] | Hardin | OH |  |  | Hardin Switch 345 kV |  | 6/30/2023 |  | In Progress | [6 empty] | AEP | [23 empty] | AI2-181 | [5 empty] | Generation Interconnection | [7 empty] | Active | 170 |  | Capacity | [18 empty] | N | No
PJM |  |  | 2/28/2023 | [7 empty] | Solar |  |  |  | 12 |  |  |  |  | 0 | [7 empty] | Preston | WV |  |  | Jennings-Hazelton 138kV II |  | 12/31/2025 |  | In Progress | [6 empty] | APS | [23 empty] | AI2-182 | [5 empty] | Generation Interconnection | [7 empty] | Active | 50 |  | Capacity | [18 empty] | N | No
PJM |  |  | 3/2/2023 | [7 empty] | Solar |  |  |  | 123.75 |  |  |  |  | 0 | [7 empty] | Spotsylvania | VA |  |  | Spotsylvania 500kV |  | 1/1/2028 |  | In Progress | [6 empty] | Dominion | [23 empty] | AI2-183 | [5 empty] | Generation Interconnection | [7 empty] | Active | 485 |  | Capacity | [18 empty] | N | No
PJM |  |  | 3/1/2023 | [7 empty] | Solar; Storage |  |  |  | 8 |  |  |  |  | 0 | [7 empty] | Greene | PA |  |  | Whitely 138 kV |  | 9/10/2023 |  | In Progress | [6 empty] | APS | [23 empty] | AI2-184 | [5 empty] | Generation Interconnection | [7 empty] | Active | 30 |  | Capacity | [18 empty] | N | No
PJM |  |  | 3/1/2023 | [7 empty] | Solar; Storage |  |  |  | 41 |  |  |  |  | 0 | [7 empty] | Greene | PA |  |  | Franklin 138 kV |  | 9/10/2023 |  | In Progress | [6 empty] | APS | [23 empty] | AI2-185 | [5 empty] | Generation Interconnection | [7 empty] | Active | 150 |  | Capacity | [18 empty] | N | No
PJM |  |  | 3/1/2023 | [7 empty] | Solar; Storage |  |  |  | 20.25 |  |  |  |  | 0 | [7 empty] | Greene | PA |  |  | Franklin 138 kV |  | 9/10/2023 |  | In Progress | [6 empty] | APS | [23 empty] | AI2-186 | [5 empty] | Generation Interconnection | [7 empty] | Active | 74 |  | Capacity | [18 empty] | N | No
PJM |  |  | 3/2/2023 | [7 empty] | Solar; Storage |  |  |  | 445 |  |  |  |  | 0 | [7 empty] | Grant | WV |  |  | Mt. Storm 500kV |  | 12/1/2027 |  | In Progress | [6 empty] | Dominion | [23 empty] | AI2-187 | [5 empty] | Generation Interconnection | [7 empty] | Active | 800 |  | Capacity | [18 empty] | N | No
PJM |  |  | 3/1/2023 | [7 empty] | Solar; Storage |  |  |  | 246.25 |  |  |  |  | 0 | [7 empty] | Hardy | WV |  |  | Mt. Storm - Meadow Brook 500 kV |  | 3/15/2028 |  | In Progress | [6 empty] | APS | [23 empty] | AI2-188 | [5 empty] | Generation Interconnection | [7 empty] | Active | 425 |  | Capacity | [18 empty] | N | No
PJM |  |  | 3/1/2023 | [7 empty] | Solar |  |  |  | 66.25 |  |  |  |  | 0 | [7 empty] | Hardy | WV |  |  | Mt. Storm - Meadow Brook 500 kV |  | 3/15/2028 |  | In Progress | [6 empty] | APS | [23 empty] | AI2-189 | [5 empty] | Generation Interconnection | [7 empty] | Active | 125 |  | Capacity | [18 empty] | N | No
PJM |  |  | 3/1/2023 | [7 empty] | Solar |  |  |  | 40.2 |  |  |  |  | 0 | [7 empty] | Fayette | WV |  |  | Carbondale 138 kV |  | 3/15/2028 |  | In Progress | [6 empty] | AEP | [23 empty] | AI2-190 | [5 empty] | Generation Interconnection | [7 empty] | Active | 90 |  | Capacity | [18 empty] | N | No
PJM |  |  | 3/2/2023 | [7 empty] | Solar |  |  |  | 6.4 |  |  |  |  | 0 | [7 empty] | Berks | PA |  |  | Lyons - Moselem Springs 69 kV |  | 8/31/2023 |  | In Progress | [6 empty] | ME | [23 empty] | AI2-191 | [5 empty] | Generation Interconnection | [7 empty] | Active | 20 |  | Capacity | [18 empty] | N | No
PJM |  |  | 3/2/2023 | [7 empty] | Solar |  |  |  | 12 |  |  |  |  | 0 | [7 empty] | Champaign | OH |  |  | Woodstock 69 kV |  | 4/15/2025 |  | In Progress | [6 empty] | Dayton | [23 empty] | AI2-192 | [5 empty] | Generation Interconnection | [7 empty] | Active | 40 |  | Capacity | [18 empty] | N | No
PJM |  |  | 3/2/2023 | [7 empty] | Solar |  |  |  | 28.4 |  |  |  |  | 0 | [7 empty] | Van Buren | MI |  |  | East Hartford - Murch 69 kV |  | 6/30/2024 |  | In Progress | [6 empty] | AEP | [23 empty] | AI2-193 | [5 empty] | Generation Interconnection | [7 empty] | Active | 85 |  | Capacity | [18 empty] | N | No
PJM |  |  | 3/2/2023 | [7 empty] | Solar |  |  |  | 15.8 |  |  |  |  | 0 | [7 empty] | Hardin | OH |  |  | South Kenton 138 kV |  | 6/30/2025 |  | In Progress | [6 empty] | AEP | [23 empty] | AI2-194 | [5 empty] | Generation Interconnection | [7 empty] | Active | 49.9 |  | Capacity | [18 empty] | N | No
PJM |  |  | 3/1/2023 | [7 empty] | Solar |  |  |  | 69.88 |  |  |  |  | 0 | [7 empty] | Lycoming | PA |  |  | Lycoming-Lock Haven 69 kV |  | 4/30/2025 |  | In Progress | [6 empty] | PPL | [23 empty] | AI2-195 | [5 empty] | Generation Interconnection | [7 empty] | Active | 194.11 |  | Capacity | [18 empty] | N | No
PJM |  |  | 3/2/2023 | [7 empty] | Solar |  |  |  | 51.52 |  |  |  |  | 0 | [7 empty] | Lycoming | PA |  |  | Lycoming-Lock Haven 69 kV |  | 4/30/2025 |  | In Progress | [6 empty] | PPL | [23 empty] | AI2-196 | [5 empty] | Generation Interconnection | [7 empty] | Active | 143.11 |  | Capacity | [18 empty] | N | No
PJM |  |  | 3/1/2023 | [7 empty] | Solar |  |  |  | 108 |  |  |  |  | 0 | [7 empty] | Pulaski | IN |  |  | Reynolds - Olive 345 kV |  | 12/31/2021 |  | In Progress | [6 empty] | AEP | [23 empty] | AI2-197 | [5 empty] | Generation Interconnection | [7 empty] | Active | 300 |  | Capacity | [18 empty] | N | No
PJM |  |  | 3/2/2023 | [7 empty] | Solar |  |  |  | 108 |  |  |  |  | 0 | [7 empty] | Pulaski | IN |  |  | Olive-Reynolds 345 kV |  | 5/31/2021 |  | In Progress | [6 empty] | AEP | [23 empty] | AI2-198 | [5 empty] | Generation Interconnection | [7 empty] | Active | 300 |  | Capacity | [18 empty] | N | No
PJM |  |  | 3/2/2023 | [7 empty] | Solar |  |  |  | 108 |  |  |  |  | 0 | [7 empty] | Pulaski | IN |  |  | Olive-Reynolds 345 kV |  | 5/31/2021 |  | In Progress | [6 empty] | AEP | [23 empty] | AI2-199 | [5 empty] | Generation Interconnection | [7 empty] | Active | 300 |  | Capacity | [18 empty] | N | No
PJM |  |  | 3/2/2023 | [7 empty] | Solar |  |  |  | 144 |  |  |  |  | 0 | [7 empty] | Starke | IN |  |  | Reynolds - Olive 345 kV |  | 5/31/2021 |  | In Progress | [6 empty] | AEP | [23 empty] | AI2-200 | [5 empty] | Generation Interconnection | [7 empty] | Active | 400 |  | Capacity | [18 empty] | N | No
PJM |  |  | 3/1/2023 | [7 empty] | Solar |  |  |  | 108 |  |  |  |  | 0 | [7 empty] | Starke | IN |  |  | Reynolds - Olive 345 kV |  | 5/31/2021 |  | In Progress | [6 empty] | AEP | [23 empty] | AI2-201 | [5 empty] | Generation Interconnection | [7 empty] | Active | 300 |  | Capacity | [18 empty] | N | No
PJM |  |  | 3/2/2023 | [7 empty] | Solar |  |  |  | 1.2 |  |  |  |  | 0 | [7 empty] | Monmouth | NJ |  |  | Bennett - Farmingdale 34.5 kV |  | 3/11/2023 |  | In Progress | [6 empty] | JCPL | [23 empty] | AI2-202 | [5 empty] | Generation Interconnection | [7 empty] | Active | 2 |  | Capacity | [18 empty] | N | No
PJM |  |  | 3/2/2023 | [7 empty] | Solar |  |  |  | 1 |  |  |  |  | 0 | [7 empty] | Salem | NJ |  |  | Upper Pittsgrove 138 kV |  | 3/30/2023 |  | In Progress | [6 empty] | AEC | [23 empty] | AI2-203 | [5 empty] | Generation Interconnection | [7 empty] | Active | 2 |  | Capacity | [18 empty] | N | No
PJM |  |  | 3/2/2023 | [7 empty] | Solar |  |  |  | 1.55 |  |  |  |  | 0 | [7 empty] | Gloucester | NJ |  |  | Brokaw 345kV (CIR Increase) |  | 4/1/2023 |  | In Progress | [6 empty] | PSEG | [23 empty] | AI2-204 | [5 empty] | Generation Interconnection | [7 empty] | Active | 3 |  | Capacity | [18 empty] | N | No
PJM |  |  | 3/2/2023 | [7 empty] | Solar |  |  |  | 5.9 |  |  |  |  | 0 | [7 empty] | Sussex | NJ |  |  | Branchville - Sussex 34.5 kV |  | 3/29/2023 |  | In Progress | [6 empty] | JCPL | [23 empty] | AI2-205 | [5 empty] | Generation Interconnection | [7 empty] | Active | 10 |  | Capacity | [18 empty] | N | No
PJM |  |  | 3/2/2023 | [7 empty] | Solar |  |  |  | 1.57 |  |  |  |  | 0 | [7 empty] | Atlantic | NJ |  |  | Cardiff 12 kV |  | 3/30/2023 |  | In Progress | [6 empty] | AEC | [23 empty] | AI2-206 | [5 empty] | Generation Interconnection | [7 empty] | Active | 2.6 |  | Capacity | [18 empty] | N | No
PJM |  |  | 3/2/2023 | [7 empty] | Solar |  |  |  | 5.35 |  |  |  |  | 0 | [7 empty] | Wicomico | MD |  |  | Rockawalkin 69 kV |  | 3/30/2023 |  | In Progress | [6 empty] | DPL | [23 empty] | AI2-207 | [5 empty] | Generation Interconnection | [7 empty] | Active | 15 |  | Capacity | [18 empty] | N | No
PJM |  |  | 3/2/2023 | [7 empty] | Solar |  |  |  | 1.55 |  |  |  |  | 0 | [7 empty] | Hunterdon | NJ |  |  | Hawks 12.5 kV |  | 3/29/2023 |  | In Progress | [6 empty] | JCPL | [23 empty] | AI2-208 | [5 empty] | Generation Interconnection | [7 empty] | Active | 3 |  | Capacity | [18 empty] | N | No
PJM |  |  | 3/2/2023 | [7 empty] | Solar |  |  |  | 3.05 |  |  |  |  | 0 | [7 empty] | Burlington | NJ |  |  | Burlington 26kV (CIR Increase) |  | 3/29/2023 |  | In Progress | [6 empty] | PSEG | [23 empty] | AI2-209 | [5 empty] | Generation Interconnection | [7 empty] | Active | 7 |  | Capacity | [18 empty] | N | No
PJM |  |  | 3/3/2023 | [7 empty] | Solar |  |  |  | 4.6 |  |  |  |  | 0 | [7 empty] | Hunterdon | NJ |  |  | Ringoes-US Bronze 34kV |  | 3/29/2023 |  | In Progress | [6 empty] | JCPL | [23 empty] | AI2-210 | [5 empty] | Generation Interconnection | [7 empty] | Active | 10 |  | Capacity | [18 empty] | N | No
PJM |  |  | 3/2/2023 | [7 empty] | Solar |  |  |  | 2.6 |  |  |  |  | 0 | [7 empty] | Queen Anne's | MD |  |  | Price 25 kV |  | 3/3/2023 |  | In Progress | [6 empty] | DPL | [23 empty] | AI2-211 | [5 empty] | Generation Interconnection | [7 empty] | Active | 6 |  | Capacity | [18 empty] | N | No
PJM |  |  | 3/2/2023 | [7 empty] | Solar |  |  |  | 10.8 |  |  |  |  | 0 | [7 empty] | Ocean | NJ |  |  | Manitou-Pleasant Plains 34.5 kV |  | 4/1/2023 |  | In Progress | [6 empty] | JCPL | [23 empty] | AI2-212 | [5 empty] | Generation Interconnection | [7 empty] | Active | 20 |  | Capacity | [18 empty] | N | No
PJM |  |  | 3/2/2023 | [7 empty] | Solar |  |  |  | 3.05 |  |  |  |  | 0 | [7 empty] | Monmouth | NJ |  |  | Allenwood-Larrabee 2 34.5 kV |  | 3/29/2023 |  | In Progress | [6 empty] | JCPL | [23 empty] | AI2-213 | [5 empty] | Generation Interconnection | [7 empty] | Active | 7 |  | Capacity | [18 empty] | N | No
PJM |  |  | 3/2/2023 | [7 empty] | Solar |  |  |  | 55 |  |  |  |  | 0 | [7 empty] | Buckingham | VA |  |  | Scottsville - Bremo 138 kV |  | 12/12/2025 |  | In Progress | [6 empty] | AEP | [23 empty] | AI2-214 | [5 empty] | Generation Interconnection | [7 empty] | Active | 149.5 |  | Capacity | [18 empty] | N | No
PJM |  |  | 3/2/2023 | [7 empty] | Solar |  |  |  | 18.1 |  |  |  |  | 0 | [7 empty] | Cass | MI |  |  | Pokagon - Corey 69 kV |  | 3/31/2026 |  | In Progress | [6 empty] | AEP | [23 empty] | AI2-215 | [5 empty] | Generation Interconnection | [7 empty] | Active | 50 |  | Capacity | [18 empty] | N | No
PJM |  |  | 3/2/2023 | [7 empty] | Wind |  |  |  | 77 |  |  |  |  | 0 | [7 empty] | Pulaski | VA |  |  | Wurno - Claytor lake 138 kV |  | 9/13/2028 |  | In Progress | [6 empty] | AEP | [23 empty] | AI2-216 | [5 empty] | Generation Interconnection | [7 empty] | Active | 180 |  | Capacity | [18 empty] | N | No
PJM |  |  | 3/2/2023 | [7 empty] | Solar |  |  |  | 56.1 |  |  |  |  | 0 | [7 empty] | Madison | OH |  |  | Greene - Beatty 345 kV |  | 5/30/2025 |  | In Progress | [6 empty] | AEP | [23 empty] | AI2-217 | [5 empty] | Generation Interconnection | [7 empty] | Active | 155 |  | Capacity | [18 empty] | N | No
PJM |  |  | 3/2/2023 | [7 empty] | Solar |  |  |  | 43.4 |  |  |  |  | 0 | [7 empty] | Wyandot | OH |  |  | Galion - South Berwick 345 kV |  | 5/30/2025 |  | In Progress | [6 empty] | AEP | [23 empty] | AI2-218 | [5 empty] | Generation Interconnection | [7 empty] | Active | 120 |  | Capacity | [18 empty] | N | No
PJM |  |  | 3/2/2023 | [7 empty] | Solar |  |  |  | 45.2 |  |  |  |  | 0 | [7 empty] | Erie | OH |  |  | Groton 138 kV II |  | 11/30/2024 |  | In Progress | [6 empty] | ATSI | [23 empty] | AI2-219 | [5 empty] | Generation Interconnection | [7 empty] | Active | 125 |  | Capacity | [18 empty] | N | No
PJM |  |  | 3/2/2023 | [7 empty] | Wind |  |  |  | 103.1 |  |  |  |  | 0 | [7 empty] | Erie | OH |  |  | Beaver-Davis Besse 345 kV II |  | 10/1/2024 |  | In Progress | [6 empty] | ATSI | [23 empty] | AI2-220 | [5 empty] | Generation Interconnection | [7 empty] | Active | 297.66 |  | Capacity | [18 empty] | N | No
PJM |  |  | 3/2/2023 | [7 empty] | Solar |  |  |  | 17.7 |  |  |  |  | 0 | [7 empty] | Williams | OH |  |  | Snyder 69 kV II |  | 10/1/2024 |  | In Progress | [6 empty] | ATSI | [23 empty] | AI2-221 | [5 empty] | Generation Interconnection | [7 empty] | Active | 49 |  | Capacity | [18 empty] | N | No
PJM |  |  | 3/2/2023 | [7 empty] | Solar |  |  |  | 47.8 |  |  |  |  | 0 | [7 empty] | Lunenburg | VA |  |  | Chase City-Lunenburg 115kV |  | 12/31/2024 |  | In Progress | [6 empty] | Dominion | [23 empty] | AI2-222 | [5 empty] | Generation Interconnection | [7 empty] | Active | 130 |  | Capacity | [18 empty] | N | No
PJM |  |  | 3/2/2023 | [7 empty] | Wind |  |  |  | 56.4 |  |  |  |  | 0 | [7 empty] | Chowan | NC |  |  | WinFall-Chowan 230kV |  | 5/28/2024 |  | In Progress | [6 empty] | Dominion | [23 empty] | AI2-223 | [5 empty] | Generation Interconnection | [7 empty] | Active | 189 |  | Capacity | [18 empty] | N | No
PJM |  |  | 3/2/2023 | [7 empty] | Solar |  |  |  | 55 |  |  |  |  | 0 | [7 empty] | Charlotte | VA |  |  | Central-Chase City 115kV |  | 5/30/2025 |  | In Progress | [6 empty] | Dominion | [23 empty] | AI2-224 | [5 empty] | Generation Interconnection | [7 empty] | Active | 149.5 |  | Capacity | [18 empty] | N | No
PJM |  |  | 3/2/2023 | [7 empty] | Wind |  |  |  | 32 |  |  |  |  | 0 | [7 empty] | Botetourt | VA |  |  | Lexington-Low Moor 230kV |  | 11/3/2025 |  | In Progress | [6 empty] | Dominion | [23 empty] | AI2-225 | [5 empty] | Generation Interconnection | [7 empty] | Active | 78.2 |  | Capacity | [18 empty] | N | No
PJM |  |  | 3/2/2023 | [7 empty] | Storage |  |  |  | 120 |  |  |  |  | 0 | [7 empty] | Licking | OH |  |  | Jug Street 138 kV |  | 8/22/2022 |  | In Progress | [6 empty] | AEP | [23 empty] | AI2-226 | [5 empty] | Generation Interconnection | [7 empty] | Active | 200 |  | Capacity | [18 empty] | N | No
PJM |  |  | 3/2/2023 | [7 empty] | Storage |  |  |  | 30 |  |  |  |  | 0 | [7 empty] | Amherst | VA |  |  | Boxwood-Riverville 138 kV |  | 12/1/2023 |  | In Progress | [6 empty] | AEP | [23 empty] | AI2-227 | [5 empty] | Generation Interconnection | [7 empty] | Active | 50 |  | Capacity | [18 empty] | N | No
PJM |  |  | 3/2/2023 | [7 empty] | Storage |  |  |  | 240 |  |  |  |  | 0 | [7 empty] | McHenry | IL |  |  | Silver Lake 345 |  | 11/6/2024 |  | In Progress | [6 empty] | ComEd | [23 empty] | AI2-228 | [5 empty] | Generation Interconnection | [7 empty] | Active | 400 |  | Capacity | [18 empty] | N | No
PJM |  |  | 3/2/2023 | [7 empty] | Storage |  |  |  | 120 |  |  |  |  | 0 | [7 empty] | McHenry | IL |  |  | Silver Lake 138 |  | 11/6/2024 |  | In Progress | [6 empty] | ComEd | [23 empty] | AI2-229 | [5 empty] | Generation Interconnection | [7 empty] | Active | 200 |  | Capacity | [18 empty] | N | No
PJM |  |  | 3/2/2023 | [7 empty] | Storage |  |  |  | 120 |  |  |  |  | 0 | [7 empty] | Caroline | VA |  |  | Ladysmith CT-Mine Road 230 kV |  | 12/1/2023 |  | In Progress | [6 empty] | Dominion | [23 empty] | AI2-230 | [5 empty] | Generation Interconnection | [7 empty] | Active | 200 |  | Capacity | [18 empty] | N | No
PJM |  |  | 3/2/2023 | [7 empty] | Storage |  |  |  | 120 |  |  |  |  | 0 | [7 empty] | Prince William | VA |  |  | Gainesville-Loudoun 230 kV |  | 10/22/2023 |  | In Progress | [6 empty] | Dominion | [23 empty] | AI2-231 | [5 empty] | Generation Interconnection | [7 empty] | Active | 200 |  | Capacity | [18 empty] | N | No
PJM |  |  | 3/2/2023 | [7 empty] | Storage |  |  |  | 60 |  |  |  |  | 0 | [7 empty] | Botetourt | VA |  |  | Cloverdale - Burlington Height 138 kV |  | 10/22/2023 |  | In Progress | [6 empty] | AEP | [23 empty] | AI2-231A | [5 empty] | Generation Interconnection | [7 empty] | Active | 100 |  | Capacity | [18 empty] | N | No
PJM |  |  | 3/2/2023 | [7 empty] | Wind |  |  |  | 99.5 |  |  |  |  | 0 | [7 empty] | Lee | IL |  |  | Shady Oaks Road 138 kV |  | 6/1/2023 |  | In Progress | [6 empty] | ComEd | [23 empty] | AI2-232 | [5 empty] | Generation Interconnection | [7 empty] | Active | 215.4 |  | Capacity | [18 empty] | N | No
PJM |  |  | 3/2/2023 | [7 empty] | Wind |  |  |  | 49.4 |  |  |  |  | 0 | [7 empty] | Centre | PA |  |  | Eagle Valley 115kV II |  | 6/1/2023 |  | In Progress | [6 empty] | PENELEC | [23 empty] | AI2-233 | [5 empty] | Generation Interconnection | [7 empty] | Active | 137.6 |  | Capacity | [18 empty] | N | No
PJM |  |  | 3/2/2023 | [7 empty] | Wind |  |  |  | 92.4 |  |  |  |  | 0 | [7 empty] | Woodford | IL |  |  | Mole Creek 345kV (CIR Increase) |  | 4/1/2023 |  | In Progress | [6 empty] | ComEd | [23 empty] | AI2-234 | [5 empty] | Generation Interconnection | [7 empty] | Active | 200 |  | Capacity | [18 empty] | N | No
PJM |  |  | 3/2/2023 | [7 empty] | Solar |  |  |  | 62.652 |  |  |  |  | 0 | [7 empty] | Somerset | MD |  |  | King's Creek 138 kV |  | 3/2/2023 |  | In Progress | [6 empty] | DPL | [23 empty] | AI2-235 | [5 empty] | Generation Interconnection | [7 empty] | Active | 118 |  | Capacity | [18 empty] | N | No
PJM |  |  | 3/3/2023 | [7 empty] | Solar |  |  |  | 22.6 |  |  |  |  | 0 | [7 empty] | Campbell | VA |  |  | Smith Mountain - Candler Mountain 138 kV |  | 3/1/2023 |  | In Progress | [6 empty] | AEP | [23 empty] | AI2-236 | [5 empty] | Generation Interconnection | [7 empty] | Active | 80 |  | Capacity | [18 empty] | N | No
PJM |  |  | 3/3/2023 | [7 empty] | Solar |  |  |  | 69.3 |  |  |  |  | 0 | [7 empty] | Lancaster | VA |  |  | Garner DP-Lancaster 115 kV |  | 6/1/2024 |  | In Progress | [6 empty] | Dominion | [23 empty] | AI2-237 | [5 empty] | Generation Interconnection | [7 empty] | Active | 196 |  | Capacity | [18 empty] | N | No
PJM |  |  | 3/2/2023 | [7 empty] | Solar |  |  |  | 39.4 |  |  |  |  | 0 | [7 empty] | Preble | OH |  |  | College Corner 138 kV |  | 6/1/2025 |  | In Progress | [6 empty] | AEP | [23 empty] | AI2-238 | [5 empty] | Generation Interconnection | [7 empty] | Active | 98 |  | Capacity | [18 empty] | N | No
PJM |  |  | 3/2/2023 | [7 empty] | Solar |  |  |  | 50.3 |  |  |  |  | 0 | [7 empty] | Gloucester | VA |  |  | Harmony Village-Shackleford 115 kV |  | 6/1/2024 |  | In Progress | [6 empty] | Dominion | [23 empty] | AI2-239 | [5 empty] | Generation Interconnection | [7 empty] | Active | 150 |  | Capacity | [18 empty] | N | No
PJM |  |  | 3/2/2023 | [7 empty] | Solar |  |  |  | 25.3 |  |  |  |  | 0 | [7 empty] | Preble | OH |  |  | Camden - Crystal 69 kV |  | 6/1/2025 |  | In Progress | [6 empty] | Dayton | [23 empty] | AI2-240 | [5 empty] | Generation Interconnection | [7 empty] | Active | 69.9 |  | Capacity | [18 empty] | N | No
PJM |  |  | 3/2/2023 | [7 empty] | Solar |  |  |  | 55.5 |  |  |  |  | 0 | [7 empty] | Columbiana | OH |  |  | Congress-Toronto 138 kV II |  | 6/1/2025 |  | In Progress | [6 empty] | ATSI | [23 empty] | AI2-241 | [5 empty] | Generation Interconnection | [7 empty] | Active | 145 |  | Capacity | [18 empty] | N | No
PJM |  |  | 3/2/2023 | [7 empty] | Solar |  |  |  | 63 |  |  |  |  | 0 | [7 empty] | Champaign | OH |  |  | East Sidney-Quincy 138 kV |  | 6/1/2024 |  | In Progress | [6 empty] | Dayton | [23 empty] | AI2-242 | [5 empty] | Generation Interconnection | [7 empty] | Active | 164 |  | Capacity | [18 empty] | N | No
PJM |  |  | 3/2/2023 | [7 empty] | Solar; Wind |  |  |  | 80.3 |  |  |  |  | 0 | [7 empty] | Stephenson | IL |  |  | Ecogrove 138 kV (CIR Increase) |  | 6/1/2027 |  | In Progress | [6 empty] | ComEd | [23 empty] | AI2-243 | [5 empty] | Generation Interconnection | [7 empty] | Active | 199 |  | Capacity | [18 empty] | N | No
PJM |  |  | 3/2/2023 | [7 empty] | Solar |  |  |  | 50.3 |  |  |  |  | 0 | [7 empty] | Nottoway | VA |  |  | Victoria DP-Martin DP 115 kV |  | 6/1/2028 |  | In Progress | [6 empty] | Dominion | [23 empty] | AI2-244 | [5 empty] | Generation Interconnection | [7 empty] | Active | 150 |  | Capacity | [18 empty] | N | No
PJM |  |  | 3/2/2023 | [7 empty] | Solar |  |  |  | 55.2 |  |  |  |  | 0 | [7 empty] | Woodford | IL |  |  | TSS 968 345 kV (CIR Increase) |  | 6/1/2028 |  | In Progress | [6 empty] | ComEd | [23 empty] | AI2-245 | [5 empty] | Generation Interconnection | [7 empty] | Active | 200 |  | Capacity | [18 empty] | N | No
PJM |  |  | 3/2/2023 | [7 empty] | Solar |  |  |  | 48 |  |  |  |  | 0 | [7 empty] | Putnam | OH |  |  | East Leipsic - Richland 138 kV |  | 12/30/2024 |  | In Progress | [6 empty] | AEP | [23 empty] | AI2-246 | [5 empty] | Generation Interconnection | [7 empty] | Active | 150 |  | Capacity | [18 empty] | N | No
PJM |  |  | 3/2/2023 | [7 empty] | Wind |  |  |  | 40 |  |  |  |  | 0 | [7 empty] | Lee | IL |  |  | Schauff Road 138 kV |  | 11/25/2019 |  | In Progress | [6 empty] | ComEd | [23 empty] | AI2-248 | [5 empty] | Generation Interconnection | [7 empty] | Active | 200 |  | Capacity | [18 empty] | N | No
PJM |  |  | 3/2/2023 | [7 empty] | Solar |  |  |  | 40 |  |  |  |  | 0 | [7 empty] | Ross | OH |  |  | Biers Run-Circleville 138 kV |  | 4/14/2023 |  | In Progress | [6 empty] | AEP | [23 empty] | AI2-249 | [5 empty] | Generation Interconnection | [7 empty] | Active | 274 |  | Capacity | [18 empty] | N | No
PJM |  |  | 3/2/2023 | [7 empty] | Solar |  |  |  | 10 |  |  |  |  | 0 | [7 empty] | Fayette | OH |  |  | Greenfield 69 kV |  | 5/31/2024 |  | In Progress | [6 empty] | Dayton | [23 empty] | AI2-250 | [5 empty] | Generation Interconnection | [7 empty] | Active | 48 |  | Capacity | [18 empty] | N | No
PJM |  |  | 3/3/2023 | [7 empty] | Solar |  |  |  | 10 |  |  |  |  | 0 | [7 empty] | Ross | OH |  |  | Buckskin 69kV |  | 7/31/2024 |  | In Progress | [6 empty] | AEP | [23 empty] | AI2-251 | [5 empty] | Generation Interconnection | [7 empty] | Active | 120 |  | Capacity | [18 empty] | N | No
PJM |  |  | 3/3/2023 | [7 empty] | Solar |  |  |  | 20 |  |  |  |  | 0 | [7 empty] | Ross | OH |  |  | Hillsboro-Clinton 138kV |  | 9/30/2024 |  | In Progress | [6 empty] | AEP | [23 empty] | AI2-252 | [5 empty] | Generation Interconnection | [7 empty] | Active | 117 |  | Capacity | [18 empty] | N | No
PJM |  |  | 3/3/2023 | [7 empty] | Solar |  |  |  | 20 |  |  |  |  | 0 | [7 empty] | Crawford | OH |  |  | Chatfield-Howard 138kV |  | 9/1/2025 |  | In Progress | [6 empty] | AEP | [23 empty] | AI2-253 | [5 empty] | Generation Interconnection | [7 empty] | Active | 117 |  | Capacity | [18 empty] | N | No
PJM |  |  | 3/2/2023 | [7 empty] | Solar |  |  |  | 15 |  |  |  |  | 0 | [7 empty] | Greensville | VA |  |  | Clubhouse- Purdy 115kV |  | 10/1/2028 |  | In Progress | [6 empty] | Dominion | [23 empty] | AI2-254 | [5 empty] | Generation Interconnection | [7 empty] | Active | 60 |  | Capacity | [18 empty] | N | No
PJM |  |  | 3/2/2023 | [7 empty] | Solar |  |  |  | 25 |  |  |  |  | 0 | [7 empty] | Greensville | VA |  |  | Clubhouse- Purdy 115kV |  | 10/1/2028 |  | In Progress | [6 empty] | Dominion | [23 empty] | AI2-255 | [5 empty] | Generation Interconnection | [7 empty] | Active | 100 |  | Capacity | [18 empty] | N | No
PJM |  |  | 3/2/2023 | [7 empty] | Solar |  |  |  | 24 |  |  |  |  | 0 | [7 empty] | Lee | IL |  |  | Cordova 345kV (CIR Increase) |  | 10/1/2028 |  | In Progress | [6 empty] | ComEd | [23 empty] | AI2-257 | [5 empty] | Generation Interconnection | [7 empty] | Active | 100 |  | Capacity | [18 empty] | N | No
PJM |  |  | 3/2/2023 | [7 empty] | Solar |  |  |  | 48 |  |  |  |  | 0 | [7 empty] | Howard | IN |  |  | Greentown 138 kV |  | 10/1/2028 |  | In Progress | [6 empty] | AEP | [23 empty] | AI2-259 | [5 empty] | Generation Interconnection | [7 empty] | Active | 200 |  | Capacity | [18 empty] | N | No
PJM |  |  | 3/2/2023 | [7 empty] | Solar |  |  |  | 82.1 |  |  |  |  | 0 | [7 empty] | Caroline | MD |  |  | Keeney - Steele 230 kV |  | 12/30/2025 |  | In Progress | [6 empty] | DPL | [23 empty] | AI2-260 | [5 empty] | Generation Interconnection | [7 empty] | Active | 189 |  | Capacity | [18 empty] | N | No
PJM |  |  | 3/2/2023 | [7 empty] | Solar |  |  |  | 25 |  |  |  |  | 0 | [7 empty] | Southampton | VA |  |  | Southampton- Handsom 115kV |  | 10/1/2028 |  | In Progress | [6 empty] | Dominion | [23 empty] | AI2-261 | [5 empty] | Generation Interconnection | [7 empty] | Active | 100 |  | Capacity | [18 empty] | N | No
PJM |  |  | 3/2/2023 | [7 empty] | Solar |  |  |  | 24 |  |  |  |  | 0 | [7 empty] | Lee | IL |  |  | Nelson 345kV (CIR Increase) |  | 10/1/2028 |  | In Progress | [6 empty] | ComEd | [23 empty] | AI2-263 | [5 empty] | Generation Interconnection | [7 empty] | Active | 100 |  | Capacity | [18 empty] | N | No
PJM |  |  | 3/2/2023 | [7 empty] | Solar |  |  |  | 48 |  |  |  |  | 0 | [7 empty] | Pulaski | IN |  |  | Olive - Reynolds 345 kV |  | 10/1/2025 |  | In Progress | [6 empty] | AEP | [23 empty] | AI2-264 | [5 empty] | Generation Interconnection | [7 empty] | Active | 200 |  | Capacity | [18 empty] | N | No
PJM |  |  | 3/2/2023 | [7 empty] | Solar |  |  |  | 24 |  |  |  |  | 0 | [7 empty] | Christian | IL |  |  | Kincaid 345kV (CIR Increase) |  | 10/1/2028 |  | In Progress | [6 empty] | ComEd | [23 empty] | AI2-265 | [5 empty] | Generation Interconnection | [7 empty] | Active | 100 |  | Capacity | [18 empty] | N | No
PJM |  |  | 3/2/2023 | [7 empty] | Solar |  |  |  | 24 |  |  |  |  | 0 | [7 empty] | Van Wert | OH |  |  | R.P.Mone 345 kV |  | 10/1/2028 |  | In Progress | [6 empty] | AEP | [23 empty] | AI2-266 | [5 empty] | Generation Interconnection | [7 empty] | Active | 100 |  | Capacity | [18 empty] | N | No
PJM |  |  | 3/2/2023 | [7 empty] | Solar |  |  |  | 25 |  |  |  |  | 0 | [7 empty] | Southampton | VA |  |  | Southampton- Handsom 115kV |  | 10/1/2028 |  | In Progress | [6 empty] | Dominion | [23 empty] | AI2-267 | [5 empty] | Generation Interconnection | [7 empty] | Active | 100 |  | Capacity | [18 empty] | N | No
PJM |  |  | 3/2/2023 | [7 empty] | Solar |  |  |  | 32.2 |  |  |  |  | 0 | [7 empty] | Pickaway | OH |  |  | Circleville 138 kV |  | 12/31/2025 |  | In Progress | [6 empty] | AEP | [23 empty] | AI2-269 | [5 empty] | Generation Interconnection | [7 empty] | Active | 70 |  | Capacity | [18 empty] | N | No
PJM |  |  | 3/3/2023 | [7 empty] | Solar |  |  |  | 45 |  |  |  |  | 0 | [7 empty] | Hardin | OH |  |  | East Lima-Marysville 345kV |  | 2/25/2023 |  | In Progress | [6 empty] | AEP | [23 empty] | AI2-270 | [5 empty] | Generation Interconnection | [7 empty] | Active | 150 |  | Capacity | [18 empty] | N | No
PJM |  |  | 3/3/2023 | [7 empty] | Solar |  |  |  | 14.4 |  |  |  |  | 0 | [7 empty] | Pittsylvania | VA |  |  | Smith Mountain-Bearskin 138 kV |  | 2/27/2023 |  | In Progress | [6 empty] | AEP | [23 empty] | AI2-271 | [5 empty] | Generation Interconnection | [7 empty] | Active | 120 |  | Capacity | [18 empty] | N | No
PJM |  |  | 3/2/2023 | [7 empty] | Solar |  |  |  | 32.6 |  |  |  |  | 0 | [7 empty] | Beaufort | NC |  |  | Pantago-Five Points 115kV |  | 2/23/2023 |  | In Progress | [6 empty] | Dominion | [23 empty] | AI2-272 | [5 empty] | Generation Interconnection | [7 empty] | Active | 74 |  | Capacity | [18 empty] | N | No
PJM |  |  | 3/2/2023 | [7 empty] | Solar |  |  |  | 30 |  |  |  |  | 0 | [7 empty] | Southampton | VA |  |  | Boykins-Handsome 115kV |  | 2/25/2023 |  | In Progress | [6 empty] | Dominion | [23 empty] | AI2-273 | [5 empty] | Generation Interconnection | [7 empty] | Active | 100 |  | Capacity | [18 empty] | N | No
PJM |  |  | 3/2/2023 | [7 empty] | Solar; Storage |  |  |  | 6.8 |  |  |  |  | 0 | [7 empty] | Powhatan | VA |  |  | Powhatan 34.5 kV |  | 6/1/2023 |  | In Progress | [6 empty] | Dominion | [23 empty] | AI2-274 | [5 empty] | Generation Interconnection | [7 empty] | Active | 17 |  | Capacity | [18 empty] | N | No
PJM |  |  | 3/2/2023 | [7 empty] | Solar |  |  |  | 5.04 |  |  |  |  | 0 | [7 empty] | Pittsylvania | VA |  |  | Garner-Northern Neck 115 kV |  | 2/24/2023 |  | In Progress | [6 empty] | Dominion | [23 empty] | AI2-275 | [5 empty] | Generation Interconnection | [7 empty] | Active | 42 |  | Capacity | [18 empty] | N | No
PJM |  |  | 3/2/2023 | [7 empty] | Storage |  |  |  | 45 |  |  |  |  | 0 | [7 empty] | Greensville | VA |  |  | Rogers Road 500 kV |  | 12/31/2026 |  | In Progress | [6 empty] | Dominion | [23 empty] | AI2-277 | [5 empty] | Generation Interconnection | [7 empty] | Active | 75 |  | Capacity | [18 empty] | N | No
PJM |  |  | 3/2/2023 | [7 empty] | Storage |  |  |  | 30 |  |  |  |  | 0 | [7 empty] | Lancaster | VA |  |  | Garner Delivery Point - Lancaster 115 kV |  | 12/1/2027 |  | In Progress | [6 empty] | Dominion | [23 empty] | AI2-278 | [5 empty] | Generation Interconnection | [7 empty] | Active | 50 |  | Capacity | [18 empty] | N | No
PJM |  |  | 3/2/2023 | [7 empty] | Storage |  |  |  | 43 |  |  |  |  | 0 | [7 empty] | Richmond | VA |  |  | Garner-Northern Neck 115 kV |  | 12/31/2026 |  | In Progress | [6 empty] | Dominion | [23 empty] | AI2-279 | [5 empty] | Generation Interconnection | [7 empty] | Active | 75 |  | Capacity | [18 empty] | N | No
PJM |  |  | 3/2/2023 | [7 empty] | Natural Gas; Other |  |  |  | 34 |  |  |  |  | 0 | [7 empty] | Brunswick | VA |  |  | Carson-Wake 500kV |  | 2/24/2023 |  | In Progress | [6 empty] | Dominion | [23 empty] | AI2-280 | [5 empty] | Generation Interconnection | [7 empty] | Active | 1525.5 |  | Capacity | [18 empty] | N | No
PJM |  |  | 3/3/2023 | [7 empty] | Natural Gas |  |  |  | 44.9 |  |  |  |  | 0 | [7 empty] | Greensville | VA |  |  | Heritage-Carson |  | 12/31/2025 |  | In Progress | [6 empty] | Dominion | [23 empty] | AI2-281 | [5 empty] | Generation Interconnection | [7 empty] | Active | 1756 |  | Capacity | [18 empty] | N | No
PJM |  |  | 3/3/2023 | [7 empty] | Natural Gas |  |  |  | 11.3 |  |  |  |  | 0 | [7 empty] | Caroline | VA |  |  | Ladysmith CT 230 kV |  | 2/27/2023 |  | In Progress | [6 empty] | Dominion | [23 empty] | AI2-282 | [5 empty] | Generation Interconnection | [7 empty] | Active | 209 |  | Capacity | [18 empty] | N | No
PJM |  |  | 3/2/2023 | [7 empty] | Natural Gas |  |  |  | 12.3 |  |  |  |  | 0 | [7 empty] | Caroline | VA |  |  | Ladysmith CT 230 kV |  | 2/27/2023 |  | In Progress | [6 empty] | Dominion | [23 empty] | AI2-283 | [5 empty] | Generation Interconnection | [7 empty] | Active | 209 |  | Capacity | [18 empty] | N | No
PJM |  |  | 3/2/2023 | [7 empty] | Natural Gas |  |  |  | 10.2 |  |  |  |  | 0 | [7 empty] | Caroline | VA |  |  | Ladysmith CT 230 kV |  | 3/1/2023 |  | In Progress | [6 empty] | Dominion | [23 empty] | AI2-284 | [5 empty] | Generation Interconnection | [7 empty] | Active | 190 |  | Capacity | [18 empty] | N | No
PJM |  |  | 3/2/2023 | [7 empty] | Natural Gas |  |  |  | 9.9 |  |  |  |  | 0 | [7 empty] | Caroline | VA |  |  | Ladysmith CT 230 kV |  | 2/27/2023 |  | In Progress | [6 empty] | Dominion | [23 empty] | AI2-285 | [5 empty] | Generation Interconnection | [7 empty] | Active | 190 |  | Capacity | [18 empty] | N | No
PJM |  |  | 3/2/2023 | [7 empty] | Natural Gas |  |  |  | 9.4 |  |  |  |  | 0 | [7 empty] | Caroline | VA |  |  | Ladysmith CT 230 kV |  | 2/27/2023 |  | In Progress | [6 empty] | Dominion | [23 empty] | AI2-286 | [5 empty] | Generation Interconnection | [7 empty] | Active | 190 |  | Capacity | [18 empty] | N | No
PJM |  |  | 3/2/2023 | [7 empty] | Natural Gas |  |  |  | 18.3 |  |  |  |  | 0 | [7 empty] | Fauquier | VA |  |  | Remington CT 230 kV |  | 2/27/2023 |  | In Progress | [6 empty] | Dominion | [23 empty] | AI2-287 | [5 empty] | Generation Interconnection | [7 empty] | Active | 190 |  | Capacity | [18 empty] | N | No
PJM |  |  | 3/2/2023 | [7 empty] | Natural Gas |  |  |  | 16.9 |  |  |  |  | 0 | [7 empty] | Fauquier | VA |  |  | Remington CT 230 kV |  | 2/27/2023 |  | In Progress | [6 empty] | Dominion | [23 empty] | AI2-288 | [5 empty] | Generation Interconnection | [7 empty] | Active | 190 |  | Capacity | [18 empty] | N | No
PJM |  |  | 3/3/2023 | [7 empty] | Natural Gas |  |  |  | 16.3 |  |  |  |  | 0 | [7 empty] | Fauquier | VA |  |  | Remington CT 230 kV |  | 2/27/2023 |  | In Progress | [6 empty] | Dominion | [23 empty] | AI2-289 | [5 empty] | Generation Interconnection | [7 empty] | Active | 190 |  | Capacity | [18 empty] | N | No
PJM |  |  | 3/2/2023 | [7 empty] | Solar |  |  |  | 9.1 |  |  |  |  | 0 | [7 empty] | Wayne | OH |  |  | Brookside-Cloverdale 138 kV II |  | 12/31/2026 |  | In Progress | [6 empty] | ATSI | [23 empty] | AI2-290 | [5 empty] | Generation Interconnection | [7 empty] | Active | 130 |  | Capacity | [18 empty] | N | No
PJM |  |  | 3/2/2023 | [7 empty] | Solar |  |  |  | 10.5 |  |  |  |  | 0 | [7 empty] | St. Joseph | IN |  |  | Edison-Gravel Pit 138 kV |  | 12/31/2025 |  | In Progress | [6 empty] | AEP | [23 empty] | AI2-291 | [5 empty] | Generation Interconnection | [7 empty] | Active | 150 |  | Capacity | [18 empty] | N | No
PJM |  |  | 3/2/2023 | [7 empty] | Solar |  |  |  | 4.9 |  |  |  |  | 0 | [7 empty] | Adams | PA |  |  | Hunterstown-Texas Eastern Tap 115 kV III |  | 12/31/2026 |  | In Progress | [6 empty] | ME | [23 empty] | AI2-292 | [5 empty] | Generation Interconnection | [7 empty] | Active | 70 |  | Capacity | [18 empty] | N | No
PJM |  |  | 3/2/2023 | [7 empty] | Solar |  |  |  | 8.16 |  |  |  |  | 0 | [7 empty] | Crawford | PA |  |  | Edinboro South-Venango Junction 115 kV IV |  | 12/31/2025 |  | In Progress | [6 empty] | PENELEC | [23 empty] | AI2-293 | [5 empty] | Generation Interconnection | [7 empty] | Active | 116.5 |  | Capacity | [18 empty] | N | No
PJM |  |  | 3/3/2023 | [7 empty] | Wind |  |  |  | 52.9 |  |  |  |  | 0 | [7 empty] | Randolph | WV |  |  | Laurel Mountain 138 kV |  | 1/1/2028 |  | In Progress | [6 empty] | APS | [23 empty] | AI2-294 | [5 empty] | Generation Interconnection | [7 empty] | Active | 125 |  | Capacity | [18 empty] | N | No
PJM |  |  | 3/3/2023 | [7 empty] | Solar |  |  |  | 20.6 |  |  |  |  | 0 | [7 empty] | Halifax | NC |  |  | Cox-Whitakers 115kV |  | 1/1/2028 |  | In Progress | [6 empty] | Dominion | [23 empty] | AI2-295 | [5 empty] | Generation Interconnection | [7 empty] | Active | 80 |  | Capacity | [18 empty] | N | No
PJM |  |  | 3/3/2023 | [7 empty] | Solar |  |  |  | 18.4 |  |  |  |  | 0 | [7 empty] | Fulton | PA |  |  | McConnellsburg 138 kV |  | 1/1/2028 |  | In Progress | [6 empty] | APS | [23 empty] | AI2-297 | [5 empty] | Generation Interconnection | [7 empty] | Active | 70 |  | Capacity | [18 empty] | N | No
PJM |  |  | 3/3/2023 | [7 empty] | Solar |  |  |  | 30.8 |  |  |  |  | 0 | [7 empty] | Edgecombe | NC |  |  | Benson-Dunbar 115 kV |  | 12/11/2020 |  | In Progress | [6 empty] | Dominion | [23 empty] | AI2-299 | [5 empty] | Generation Interconnection | [7 empty] | Active | 100 |  | Capacity | [18 empty] | N | No
PJM |  |  | 3/3/2023 | [7 empty] | Solar |  |  |  | 6.36 |  |  |  |  | 0 | [7 empty] | Pasquotank | NC |  |  | Elizabeth City 34.5 kV |  | 10/18/2021 |  | In Progress | [6 empty] | Dominion | [23 empty] | AI2-300 | [5 empty] | Generation Interconnection | [7 empty] | Active | 20 |  | Capacity | [18 empty] | N | No
PJM |  |  | 3/3/2023 | [7 empty] | Solar |  |  |  | 45.12 |  |  |  |  | 0 | [7 empty] | Halifax | NC |  |  | Dawson-South Justice 115kV |  | 6/30/2025 |  | In Progress | [6 empty] | Dominion | [23 empty] | AI2-301 | [5 empty] | Generation Interconnection | [7 empty] | Active | 140 |  | Capacity | [18 empty] | N | No
PJM |  |  | 3/3/2023 | [7 empty] | Solar |  |  |  | 26.9 |  |  |  |  | 0 | [7 empty] | Harrison | KY |  |  | Jacksonville Tap - Renaker 138 kV |  | 8/30/2024 |  | In Progress | [6 empty] | EKPC | [23 empty] | AI2-302 | [5 empty] | Generation Interconnection | [7 empty] | Active | 100 |  | Capacity | [18 empty] | N | No
PJM |  |  | 3/3/2023 | [7 empty] | Solar |  |  |  | 18.1 |  |  |  |  | 0 | [7 empty] | Montgomery | OH |  |  | Crown-New Lebanon 69 kV |  | 12/31/2025 |  | In Progress | [6 empty] | Dayton | [23 empty] | AI2-303 | [5 empty] | Generation Interconnection | [7 empty] | Active | 49.9 |  | Capacity | [18 empty] | N | No
PJM |  |  | 3/2/2023 | [7 empty] | Solar |  |  |  | 36.2 |  |  |  |  | 0 | [7 empty] | Mason | WV |  |  | Sporn South-Leon 138 kV |  | 12/31/2026 |  | In Progress | [6 empty] | AEP | [23 empty] | AI2-304 | [5 empty] | Generation Interconnection | [7 empty] | Active | 100 |  | Capacity | [18 empty] | N | No
PJM |  |  | 3/3/2023 | [7 empty] | Solar |  |  |  | 33.64 |  |  |  |  | 0 | [7 empty] | Hancock | OH |  |  | Ebersole #2-Fostoria Central 138 kV |  | 12/31/2025 |  | In Progress | [6 empty] | AEP | [23 empty] | AI2-305 | [5 empty] | Generation Interconnection | [7 empty] | Active | 120 |  | Capacity | [18 empty] | N | No
PJM |  |  | 3/2/2023 | [7 empty] | Solar |  |  |  | 4.37 |  |  |  |  | 0 | [7 empty] | Bedford | PA |  |  | Osterburg - Bedford North 23 kV II |  | 7/18/2025 |  | In Progress | [6 empty] | PENELEC | [23 empty] | AI2-306 | [5 empty] | Generation Interconnection | [7 empty] | Active | 12 |  | Capacity | [18 empty] | N | No
PJM |  |  | 3/3/2023 | [7 empty] | Storage |  |  |  | 60.48 |  |  |  |  | 0 | [7 empty] | Cecil | MD |  |  | Colora 230 kV |  | 9/10/2026 |  | In Progress | [6 empty] | DPL | [23 empty] | AI2-307 | [5 empty] | Generation Interconnection | [7 empty] | Active | 100.8 |  | Capacity | [18 empty] | N | No
PJM |  |  | 3/2/2023 | [7 empty] | Solar |  |  |  | 4.37 |  |  |  |  | 0 | [7 empty] | Bedford | PA |  |  | Snake Spring-Bedford Area 23 kV |  | 9/27/2024 |  | In Progress | [6 empty] | PENELEC | [23 empty] | AI2-308 | [5 empty] | Generation Interconnection | [7 empty] | Active | 12 |  | Capacity | [18 empty] | N | No
PJM |  |  | 3/2/2023 | [7 empty] | Solar |  |  |  | 90.5 |  |  |  |  | 0 | [7 empty] | Hardin | OH |  |  | Marysville-Gunn Road 345 kV |  | 4/15/2025 |  | In Progress | [6 empty] | AEP | [23 empty] | AI2-309 | [5 empty] | Generation Interconnection | [7 empty] | Active | 250 |  | Capacity | [18 empty] | N | No
PJM |  |  | 3/2/2023 | [7 empty] | Solar |  |  |  | 7.28 |  |  |  |  | 0 | [7 empty] | Venango | PA |  |  | Emlenton 34.5 kV II |  | 12/3/2025 |  | In Progress | [6 empty] | PENELEC | [23 empty] | AI2-310 | [5 empty] | Generation Interconnection | [7 empty] | Active | 20 |  | Capacity | [18 empty] | N | No
PJM |  |  | 3/2/2023 | [7 empty] | Storage |  |  |  | 30 |  |  |  |  | 0 | [7 empty] | Washington | MD |  |  | Ringgold 138 kV II |  | 1/11/2025 |  | In Progress | [6 empty] | APS | [23 empty] | AI2-311 | [5 empty] | Generation Interconnection | [7 empty] | Active | 50 |  | Capacity | [18 empty] | N | No
PJM |  |  | 3/2/2023 | [7 empty] | Solar |  |  |  | 5.46 |  |  |  |  | 0 | [7 empty] | Venango | PA |  |  | Clark Summit 34.5 kV II |  | 9/15/2022 |  | In Progress | [6 empty] | PENELEC | [23 empty] | AI2-312 | [5 empty] | Generation Interconnection | [7 empty] | Active | 15 |  | Capacity | [18 empty] | N | No
PJM |  |  | 3/2/2023 | [7 empty] | Solar |  |  |  | 17.1 |  |  |  |  | 0 | [7 empty] | Meigs | OH |  |  | Ravenswood-Hemlock 69kV |  | 12/31/2023 |  | In Progress | [6 empty] | AEP | [23 empty] | AI2-313 | [5 empty] | Generation Interconnection | [7 empty] | Active | 48 |  | Capacity | [18 empty] | N | No
PJM |  |  | 3/3/2023 | [7 empty] | Wind |  |  |  | 27 |  |  |  |  | 0 | [7 empty] | Woodford | IL |  |  | Molecreek 345kV (CIR Increase) |  | 12/31/2025 |  | In Progress | [6 empty] | ComEd | [23 empty] | AI2-314 | [5 empty] | Generation Interconnection | [7 empty] | Active | 100 |  | Capacity | [18 empty] | N | No
PJM |  |  | 3/3/2023 | [7 empty] | Wind |  |  |  | 90 |  |  |  |  | 0 | [7 empty] | Woodford | IL |  |  | Mole Creek 345 kV |  | 12/31/2025 |  | In Progress | [6 empty] | ComEd | [23 empty] | AI2-315 | [5 empty] | Generation Interconnection | [7 empty] | Active | 300 |  | Capacity | [18 empty] | N | No
PJM |  |  | 3/2/2023 | [7 empty] | Wind |  |  |  | 19 |  |  |  |  | 0 | [7 empty] | Woodford | IL |  |  | Powerton 345 kV (CIR increase) |  | 12/31/2024 |  | In Progress | [6 empty] | ComEd | [23 empty] | AI2-316 | [5 empty] | Generation Interconnection | [7 empty] | Active | 50 |  | Capacity | [18 empty] | N | No
PJM |  |  | 3/2/2023 | [7 empty] | Wind |  |  |  | 133 |  |  |  |  | 0 | [7 empty] | Woodford | IL |  |  | Powertn - Goodings Grove 345 kV (CIR Increase) |  | 12/31/2024 |  | In Progress | [6 empty] | ComEd | [23 empty] | AI2-317 | [5 empty] | Generation Interconnection | [7 empty] | Active | 350 |  | Capacity | [18 empty] | N | No
PJM |  |  | 3/2/2023 | [7 empty] | Storage |  |  |  | 12.84 |  |  |  |  | 0 | [7 empty] | Gloucester | VA |  |  | White Marsh 34.5 kV |  | 12/31/2025 |  | In Progress | [6 empty] | Dominion | [23 empty] | AI2-318 | [5 empty] | Generation Interconnection | [7 empty] | Active | 19 |  | Capacity | [18 empty] | N | No
PJM |  |  | 3/2/2023 | [7 empty] | Solar |  |  |  | 5.05 |  |  |  |  | 0 | [7 empty] | Erie | PA |  |  | Edinboro South - Erie South 25 kV |  | 6/1/2025 |  | In Progress | [6 empty] | PENELEC | [23 empty] | AI2-320 | [5 empty] | Generation Interconnection | [7 empty] | Active | 19.9 |  | Capacity | [18 empty] | N | No
PJM |  |  | 3/2/2023 | [7 empty] | Solar |  |  |  | 8.6 |  |  |  |  | 0 | [7 empty] | Armstrong | PA |  |  | Clementine-Clementine Jct. 25 kV |  | 6/1/2025 |  | In Progress | [6 empty] | APS | [23 empty] | AI2-321 | [5 empty] | Generation Interconnection | [7 empty] | Active | 19.9 |  | Capacity | [18 empty] | N | No
PJM |  |  | 3/2/2023 | [7 empty] | Solar |  |  |  | 1.18 |  |  |  |  | 0 | [7 empty] | Allegheny | PA |  |  | Findlay - Midfield 23 kV |  | 6/1/2025 |  | In Progress | [6 empty] | DL | [23 empty] | AI2-322 | [5 empty] | Generation Interconnection | [7 empty] | Active | 4.7 |  | Capacity | [18 empty] | N | No
PJM |  |  | 3/2/2023 | [7 empty] | Solar |  |  |  | 7.56 |  |  |  |  | 0 | [7 empty] | Armstrong | PA |  |  | Kittanning-Rural Valley 25 kV |  | 6/1/2025 |  | In Progress | [6 empty] | APS | [23 empty] | AI2-323 | [5 empty] | Generation Interconnection | [7 empty] | Active | 30 |  | Capacity | [18 empty] | N | No
PJM |  |  | 3/2/2023 | [7 empty] | Solar |  |  |  | 3.72 |  |  |  |  | 0 | [7 empty] | Armstrong | PA |  |  | Cowansville Junction – Long Run Tap 25 kV |  | 6/1/2025 |  | In Progress | [6 empty] | APS | [23 empty] | AI2-324 | [5 empty] | Generation Interconnection | [7 empty] | Active | 14.7 |  | Capacity | [18 empty] | N | No
PJM |  |  | 3/3/2023 | [7 empty] | Offshore Wind |  |  |  | 178.7 |  |  |  |  | 0 | [7 empty] | Ocean | NJ |  |  | Oyster Creek 230 kV |  | 12/31/2024 |  | In Progress | [6 empty] | JCPL | [23 empty] | AI2-325 | [5 empty] | Generation Interconnection | [7 empty] | Active | 816 |  | Capacity | [18 empty] | N | No
PJM |  |  | 3/3/2023 | [7 empty] | Offshore Wind |  |  |  | 94.6 |  |  |  |  | 0 | [7 empty] | Cape May | NJ |  |  | BL England 138 kV |  | 12/31/2024 |  | In Progress | [6 empty] | AEC | [23 empty] | AI2-326 | [5 empty] | Generation Interconnection | [7 empty] | Active | 432 |  | Capacity | [18 empty] | N | No
PJM |  |  | 3/2/2023 | [7 empty] | Solar |  |  |  | 19.91 |  |  |  |  | 0 | [7 empty] | Metcalfe | KY |  |  | Patton Rd-Summer Shade 69 kV |  | 10/15/2023 |  | In Progress | [6 empty] | EKPC | [23 empty] | AI2-327 | [5 empty] | Generation Interconnection | [7 empty] | Active | 55 |  | Capacity | [18 empty] | N | No
PJM |  |  | 3/2/2023 | [7 empty] | Solar |  |  |  | 100 |  |  |  |  | 0 | [7 empty] | Madison | OH |  |  | Marysville-Flatlick 765 kV |  | 12/31/2026 |  | In Progress | [6 empty] | AEP | [23 empty] | AI2-328 | [5 empty] | Generation Interconnection | [7 empty] | Active | 400 |  | Capacity | [18 empty] | N | No
PJM |  |  | 3/2/2023 | [7 empty] | Solar |  |  |  | 100 |  |  |  |  | 0 | [7 empty] | Madison | OH |  |  | Marysville-Flatlick 765 kV |  | 12/31/2026 |  | In Progress | [6 empty] | AEP | [23 empty] | AI2-329 | [5 empty] | Generation Interconnection | [7 empty] | Active | 400 |  | Capacity | [18 empty] | N | No
PJM |  |  | 3/2/2023 | [7 empty] | Solar |  |  |  | 83.5 |  |  |  |  | 0 | [7 empty] | Madison | OH |  |  | Marysville-Flatlick 765 kV |  | 12/31/2028 |  | In Progress | [6 empty] | AEP | [23 empty] | AI2-330 | [5 empty] | Generation Interconnection | [7 empty] | Active | 400 |  | Capacity | [18 empty] | N | No
PJM |  |  | 3/2/2023 | [7 empty] | Solar |  |  |  | 42.84 |  |  |  |  | 0 | [8 empty] | WV |  |  | Hopkins 138 kV |  | 5/1/2025 |  | In Progress | [6 empty] | AEP | [23 empty] | AI2-331 | [5 empty] | Generation Interconnection | [7 empty] | Active | 180 |  | Capacity | [18 empty] | N | No
PJM |  |  | 3/3/2023 | [7 empty] | Solar |  |  |  | 40 |  |  |  |  | 0 | [7 empty] | Nicholas | WV |  |  | Gilboa-Jones Branch 138 kV IV |  | 6/1/2030 |  | In Progress | [6 empty] | APS | [23 empty] | AI2-332 | [5 empty] | Generation Interconnection | [7 empty] | Active | 150 |  | Capacity | [18 empty] | N | No
PJM |  |  | 3/2/2023 | [7 empty] | Solar |  |  |  | 40 |  |  |  |  | 0 | [7 empty] | Pike | KY |  |  | Johns Creek-Excel 138kV I |  | 12/1/2026 |  | In Progress | [6 empty] | AEP | [23 empty] | AI2-333 | [5 empty] | Generation Interconnection | [7 empty] | Active | 100 |  | Capacity | [18 empty] | N | No
PJM |  |  | 3/2/2023 | [7 empty] | Solar |  |  |  | 34.9 |  |  |  |  | 0 | [7 empty] | Martin | KY |  |  | Inez 138 kV |  | 9/30/2026 |  | In Progress | [6 empty] | AEP | [23 empty] | AI2-334 | [5 empty] | Generation Interconnection | [7 empty] | Active | 200 |  | Capacity | [18 empty] | N | No
PJM |  |  | 3/2/2023 | [7 empty] | Solar |  |  |  | 34.9 |  |  |  |  | 0 | [7 empty] | Martin | KY |  |  | Inez 138 kV |  | 12/31/2026 |  | In Progress | [6 empty] | AEP | [23 empty] | AI2-335 | [5 empty] | Generation Interconnection | [7 empty] | Active | 200 |  | Capacity | [18 empty] | N | No
PJM |  |  | 3/2/2023 | [7 empty] | Solar |  |  |  | 34.6 |  |  |  |  | 0 | [7 empty] | Harrison | OH |  |  | Nottingham Switch 138 kV |  | 9/10/2026 |  | In Progress | [6 empty] | AEP | [23 empty] | AI2-336 | [5 empty] | Generation Interconnection | [7 empty] | Active | 400 |  | Capacity | [18 empty] | N | No
PJM |  |  | 3/2/2023 | [7 empty] | Solar |  |  |  | 30 |  |  |  |  | 0 | [7 empty] | Madison | OH |  |  | Broadview-Tangy 138 kV IV |  | 9/1/2023 |  | In Progress | [6 empty] | ATSI | [23 empty] | AI2-337 | [5 empty] | Generation Interconnection | [7 empty] | Active | 180 |  | Capacity | [18 empty] | N | No
PJM |  |  | 3/2/2023 | [7 empty] | Solar |  |  |  | 29.15 |  |  |  |  | 0 | [7 empty] | Charles City | VA |  |  | Providence Forge-Turner 115kV |  | 9/1/2024 |  | In Progress | [6 empty] | Dominion | [23 empty] | AI2-338 | [5 empty] | Generation Interconnection | [7 empty] | Active | 154 |  | Capacity | [18 empty] | N | No
PJM |  |  | 3/2/2023 | [7 empty] | Solar |  |  |  | 26.8 |  |  |  |  | 0 | [7 empty] | Nicholas | WV |  |  | Gilboa-Jones Branch 138 kV V |  | 9/1/2024 |  | In Progress | [6 empty] | APS | [23 empty] | AI2-339 | [5 empty] | Generation Interconnection | [7 empty] | Active | 100 |  | Capacity | [18 empty] | N | No
PJM |  |  | 3/2/2023 | [7 empty] | Solar |  |  |  | 23.1 |  |  |  |  | 0 | [7 empty] | Van Buren | MI |  |  | Valley 138 kV |  | 5/1/2025 |  | In Progress | [6 empty] | AEP | [23 empty] | AI2-340 | [5 empty] | Generation Interconnection | [7 empty] | Active | 100 |  | Capacity | [18 empty] | N | No
PJM |  |  | 3/2/2023 | [7 empty] | Solar |  |  |  | 22.8 |  |  |  |  | 0 | [7 empty] | Marion | OH |  |  | Galion-Roberts South 138 kV III |  | 9/1/2024 |  | In Progress | [6 empty] | ATSI | [23 empty] | AI2-341 | [5 empty] | Generation Interconnection | [7 empty] | Active | 99.96 |  | Capacity | [18 empty] | N | No
PJM |  |  | 3/2/2023 | [7 empty] | Solar |  |  |  | 15.38 |  |  |  |  | 0 | [7 empty] | Pike | KY |  |  | Excel-Johns Creek 138 kV |  | 3/31/2027 |  | In Progress | [6 empty] | AEP | [23 empty] | AI2-342 | [5 empty] | Generation Interconnection | [7 empty] | Active | 75 |  | Capacity | [18 empty] | N | No
PJM |  |  | 3/2/2023 | [7 empty] | Solar |  |  |  | 15.25 |  |  |  |  | 0 | [7 empty] | Buchanan | VA |  |  | Hurley 69 kV |  | 12/3/2025 |  | In Progress | [6 empty] | AEP | [23 empty] | AI2-343 | [5 empty] | Generation Interconnection | [7 empty] | Active | 75 |  | Capacity | [18 empty] | N | No
PJM |  |  | 3/2/2023 | [7 empty] | Solar |  |  |  | 17 |  |  |  |  | 0 | [7 empty] | Nelson | VA |  |  | Gladstone 138 kV |  | 9/1/2024 |  | In Progress | [6 empty] | AEP | [23 empty] | AI2-344 | [5 empty] | Generation Interconnection | [7 empty] | Active | 100 |  | Capacity | [18 empty] | N | No
PJM |  |  | 3/2/2023 | [7 empty] | Solar |  |  |  | 18 |  |  |  |  | 0 | [7 empty] | Amherst | VA |  |  | Amherst-Riverville138 kV |  | 6/1/2025 |  | In Progress | [6 empty] | AEP | [23 empty] | AI2-345 | [5 empty] | Generation Interconnection | [7 empty] | Active | 75 |  | Capacity | [18 empty] | N | No
PJM |  |  | 3/2/2023 | [7 empty] | Solar |  |  |  | 20 |  |  |  |  | 0 | [7 empty] | Harrison | OH |  |  | Nottingham 138 kV |  | 9/10/2025 |  | In Progress | [6 empty] | AEP | [23 empty] | AI2-346 | [5 empty] | Generation Interconnection | [7 empty] | Active | 400 |  | Capacity | [18 empty] | N | No
PJM |  |  | 3/3/2023 | [7 empty] | Solar |  |  |  | 17 |  |  |  |  | 0 | [7 empty] | Mercer | KY |  |  | Van Arsdell-Mercer Industrial 69kV |  | 9/1/2026 |  | In Progress | [6 empty] | EKPC | [23 empty] | AI2-347 | [5 empty] | Generation Interconnection | [7 empty] | Active | 95 |  | Capacity | [18 empty] | N | No
PJM |  |  | 3/2/2023 | [7 empty] | Solar |  |  |  | 17.4 |  |  |  |  | 0 | [7 empty] | Clermont | OH |  |  | Ford - Ceddarville 138 kV |  | 12/31/2025 |  | In Progress | [6 empty] | DEOK | [23 empty] | AI2-348 | [5 empty] | Generation Interconnection | [7 empty] | Active | 152.2 |  | Capacity | [18 empty] | N | No
PJM |  |  | 3/2/2023 | [7 empty] | Solar |  |  |  | 11 |  |  |  |  | 0 | [7 empty] | Marion | KY |  |  | Loretto 69 kV |  | 2/28/2029 |  | In Progress | [6 empty] | EKPC | [23 empty] | AI2-349 | [5 empty] | Generation Interconnection | [7 empty] | Active | 60 |  | Capacity | [18 empty] | N | No
PJM |  |  | 3/2/2023 | [7 empty] | Solar |  |  |  | 11.9 |  |  |  |  | 0 | [7 empty] | Queen Anne's | MD |  |  | Hillsboro - Wye Mills 138 kV |  | 5/1/2025 |  | In Progress | [6 empty] | DPL | [23 empty] | AI2-350 | [5 empty] | Generation Interconnection | [7 empty] | Active | 50 |  | Capacity | [18 empty] | N | No
PJM |  |  | 3/3/2023 | [7 empty] | Wind |  |  |  | 16 |  |  |  |  | 0 | [7 empty] | Allegany | MD |  |  | Carlos Jct. – Ridgeley 138 kV |  | 4/1/2024 |  | In Progress | [6 empty] | APS | [23 empty] | AI2-353 | [5 empty] | Generation Interconnection | [7 empty] | Active | 54.9 |  | Capacity | [18 empty] | N | No
PJM |  |  | 3/3/2023 | [7 empty] | Wind |  |  |  | 58.7 |  |  |  |  | 0 | [7 empty] | Grant | WV |  |  | Williams 138 kV |  | 1/1/2026 |  | In Progress | [6 empty] | APS | [23 empty] | AI2-354 | [5 empty] | Generation Interconnection | [7 empty] | Active | 147 |  | Capacity | [18 empty] | N | No
PJM |  |  | 3/3/2023 | [7 empty] | Wind |  |  |  | 103.8 |  |  |  |  | 0 | [7 empty] | Grant | WV |  |  | Greenland Gap 500 kV |  | 4/3/2023 |  | In Progress | [6 empty] | APS | [23 empty] | AI2-355 | [5 empty] | Generation Interconnection | [7 empty] | Active | 300 |  | Capacity | [18 empty] | N | No
PJM |  |  | 3/4/2023 | [7 empty] | Wind |  |  |  | 57.2 |  |  |  |  | 0 | [7 empty] | Grant | WV |  |  | Greenland Gap 500 kV II |  | 7/31/2027 |  | In Progress | [6 empty] | APS | [23 empty] | AI2-356 | [5 empty] | Generation Interconnection | [7 empty] | Active | 471.6 |  | Capacity | [18 empty] | N | No
PJM |  |  | 3/6/2023 | [7 empty] | Solar |  |  |  | 18.2 |  |  |  |  | 0 | [7 empty] | Pulaski | IN |  |  | Olive-Reynolds #2 345 kV |  | 12/31/2025 |  | In Progress | [6 empty] | AEP | [23 empty] | AI2-357 | [5 empty] | Generation Interconnection | [7 empty] | Active | 260 |  | Capacity | [18 empty] | N | No
PJM |  |  | 3/8/2023 | [7 empty] | Solar |  |  |  | 70 |  |  |  |  | 0 | [7 empty] | Van Buren | MI |  |  | Argenta - Twin Branch 345 kV |  | 5/1/2028 |  | In Progress | [6 empty] | AEP | [23 empty] | AI2-358 | [5 empty] | Generation Interconnection | [7 empty] | Active | 300 |  | Capacity | [18 empty] | N | No
PJM |  |  | 3/4/2023 | [7 empty] | Wind |  |  |  | 13.1 |  |  |  |  | 0 | [7 empty] | Mineral | WV |  |  | Cross School 138 kV |  | 4/3/2023 |  | In Progress | [6 empty] | APS | [23 empty] | AI2-359 | [5 empty] | Generation Interconnection | [7 empty] | Active | 53.7 |  | Capacity | [18 empty] | N | No
PJM |  |  | 3/4/2023 | [7 empty] | Wind |  |  |  | 45.9 |  |  |  |  | 0 | [7 empty] | Mineral | WV |  |  | Elk Garden - Parr Run 138 kV |  | 4/3/2023 |  | In Progress | [6 empty] | APS | [23 empty] | AI2-360 | [5 empty] | Generation Interconnection | [7 empty] | Active | 110 |  | Capacity | [18 empty] | N | No
PJM |  |  | 3/4/2023 | [7 empty] | Wind |  |  |  | 10.17 |  |  |  |  | 0 | [7 empty] | Somerset | PA |  |  | Hooversville - Central City West 115 kV |  | 3/2/2023 |  | In Progress | [6 empty] | PENELEC | [23 empty] | AI2-361 | [5 empty] | Generation Interconnection | [7 empty] | Active | 29.4 |  | Capacity | [18 empty] | N | No
PJM |  |  | 3/4/2023 | [7 empty] | Wind |  |  |  | 13 |  |  |  |  | 0 | [7 empty] | Somerset | PA |  |  | Rockwood - Meyersdale North 115 kV |  | 4/3/2023 |  | In Progress | [6 empty] | PENELEC | [23 empty] | AI2-362 | [5 empty] | Generation Interconnection | [7 empty] | Active | 37.8 |  | Capacity | [18 empty] | N | No
PJM |  |  | 3/4/2023 | [7 empty] | Wind |  |  |  | 79.91 |  |  |  |  | 0 | [7 empty] | Fulton | IL |  |  | Brokaw - Lanesville 345 kV (CIR Increase) |  | 4/20/2023 |  | In Progress | [6 empty] | ComEd | [23 empty] | AI2-364 | [5 empty] | Generation Interconnection | [7 empty] | Active | 200 |  | Capacity | [18 empty] | N | No
PJM |  |  | 3/4/2023 | [7 empty] | Solar |  |  |  | 32.06 |  |  |  |  | 0 | [7 empty] | Preston | WV |  |  | Lake Lynn-Hazelton 138 kV II |  | 9/30/2021 |  | In Progress | [6 empty] | APS | [23 empty] | AI2-365 | [5 empty] | Generation Interconnection | [7 empty] | Active | 99.6 |  | Capacity | [18 empty] | N | No
PJM |  |  | 3/4/2023 | [7 empty] | Solar |  |  |  | 93.6 |  |  |  |  | 0 | [7 empty] | Van Wert | OH |  |  | Maddox Creek-RP Mone 345 kV |  | 9/25/2024 |  | In Progress | [6 empty] | AEP | [23 empty] | AI2-366 | [5 empty] | Generation Interconnection | [7 empty] | Active | 300 |  | Capacity | [18 empty] | N | No
PJM |  |  | 3/4/2023 | [7 empty] | Solar |  |  |  | 34 |  |  |  |  | 0 | [7 empty] | Jefferson | WV |  |  | Sleepy Hollow 138 kV II |  | 6/30/2023 |  | In Progress | [6 empty] | APS | [23 empty] | AI2-367 | [5 empty] | Generation Interconnection | [7 empty] | Active | 125 |  | Capacity | [18 empty] | N | No
PJM |  |  | 3/4/2023 | [7 empty] | Wind |  |  |  | 77.87 |  |  |  |  | 0 | [7 empty] | Logan | IL |  |  | TSS 994 345 kV (CIR Increase) |  | 4/17/2023 |  | In Progress | [6 empty] | ComEd | [23 empty] | AI2-368 | [5 empty] | Generation Interconnection | [7 empty] | Active | 187.5 |  | Capacity | [18 empty] | N | No
PJM |  |  | 3/4/2023 | [7 empty] | Solar |  |  |  | 29.6 |  |  |  |  | 0 | [7 empty] | Mason | WV |  |  | Apple Grove 138 kV |  | 6/30/2023 |  | In Progress | [6 empty] | AEP | [23 empty] | AI2-369 | [5 empty] | Generation Interconnection | [7 empty] | Active | 99 |  | Capacity | [18 empty] | N | No
PJM |  |  | 3/4/2023 | [7 empty] | Solar |  |  |  | 19.5 |  |  |  |  | 0 | [7 empty] | Ogle | IL |  |  | Twombley Road 138kV (CIR Increase) |  | 4/1/2026 |  | In Progress | [6 empty] | ComEd | [23 empty] | AI2-370 | [5 empty] | Generation Interconnection | [7 empty] | Active | 60 |  | Capacity | [18 empty] | N | No
PJM |  |  | 3/3/2023 | [7 empty] | Solar |  |  |  | 17.78 |  |  |  |  | 0 | [7 empty] | McLean | KY |  |  | Walnut Grove - Asahi Tap 69 kV |  | 9/25/2024 |  | In Progress | [6 empty] | EKPC | [23 empty] | AI2-371 | [5 empty] | Generation Interconnection | [7 empty] | Active | 57 |  | Capacity | [18 empty] | N | No
PJM |  |  | 3/3/2023 | [7 empty] | Wind |  |  |  | 23.56 |  |  |  |  | 0 | [7 empty] | Logan | IL |  |  | Hill Topper 345kV (CIR Increase) |  | 3/30/2020 |  | In Progress | [6 empty] | ComEd | [23 empty] | AI2-372 | [5 empty] | Generation Interconnection | [7 empty] | Active | 65 |  | Capacity | [18 empty] | N | No
PJM |  |  | 3/4/2023 | [7 empty] | Solar |  |  |  | 23.6 |  |  |  |  | 0 | [7 empty] | Talbot | MD |  |  | Easton - Steele 138 kV |  | 3/31/2026 |  | In Progress | [6 empty] | DPL | [23 empty] | AI2-373 | [5 empty] | Generation Interconnection | [7 empty] | Active | 79 |  | Capacity | [18 empty] | N | No
PJM |  |  | 3/3/2023 | [7 empty] | Solar |  |  |  | 20.59 |  |  |  |  | 0 | [7 empty] | Bath | KY |  |  | Hope-Blevins Valley Tap 69 kV |  | 3/31/2025 |  | In Progress | [6 empty] | EKPC | [23 empty] | AI2-374 | [5 empty] | Generation Interconnection | [7 empty] | Active | 66 |  | Capacity | [18 empty] | N | No
PJM |  |  | 3/3/2023 | [7 empty] | Solar |  |  |  | 24 |  |  |  |  | 0 | [7 empty] | Jefferson | WV |  |  | Old Chapel-Millville 138 kV |  | 12/31/2026 |  | In Progress | [6 empty] | APS | [23 empty] | AI2-375 | [5 empty] | Generation Interconnection | [7 empty] | Active | 80 |  | Capacity | [18 empty] | N | No
PJM |  |  | 3/3/2023 | [7 empty] | Solar |  |  |  | 21.84 |  |  |  |  | 0 | [7 empty] | Hardin | KY |  |  | Central Hardin-Stephensburg 69 kV |  | 3/31/2025 |  | In Progress | [6 empty] | EKPC | [23 empty] | AI2-376 | [5 empty] | Generation Interconnection | [7 empty] | Active | 70 |  | Capacity | [18 empty] | N | No
PJM |  |  | 3/3/2023 | [7 empty] | Solar |  |  |  | 15.6 |  |  |  |  | 0 | [7 empty] | Mercer | PA |  |  | Maysville 69 kV VI |  | 12/1/2024 |  | In Progress | [6 empty] | ATSI | [23 empty] | AI2-377 | [5 empty] | Generation Interconnection | [7 empty] | Active | 50 |  | Capacity | [18 empty] | N | No
PJM |  |  | 3/3/2023 | [7 empty] | Solar |  |  |  | 28 |  |  |  |  | 0 | [7 empty] | Warren | NJ |  |  | Merrill Creek 115 kV II |  | 12/1/2024 |  | In Progress | [6 empty] | JCPL | [23 empty] | AI2-378 | [5 empty] | Generation Interconnection | [7 empty] | Active | 70 |  | Capacity | [18 empty] | N | No
PJM |  |  | 3/3/2023 | [7 empty] | Solar |  |  |  | 24.51 |  |  |  |  | 0 | [7 empty] | Centre | PA |  |  | Moshannon-Milesburg 230 kV X |  | 12/1/2024 |  | In Progress | [6 empty] | APS | [23 empty] | AI2-379 | [5 empty] | Generation Interconnection | [7 empty] | Active | 78.38 |  | Capacity | [18 empty] | N | No
PJM |  |  | 3/4/2023 | [7 empty] | Solar |  |  |  | 30.16 |  |  |  |  | 0 | [7 empty] | Blair | PA |  |  | Altoona-Raystown 230 kV III |  | 12/1/2024 |  | In Progress | [6 empty] | PENELEC | [23 empty] | AI2-380 | [5 empty] | Generation Interconnection | [7 empty] | Active | 80 |  | Capacity | [18 empty] | N | No
PJM |  |  | 3/4/2023 | [7 empty] | Solar |  |  |  | 35.5 |  |  |  |  | 0 | [7 empty] | Fayette | WV |  |  | Layland 69 kV |  | 12/1/2024 |  | In Progress | [6 empty] | AEP | [23 empty] | AI2-381 | [5 empty] | Generation Interconnection | [7 empty] | Active | 75 |  | Capacity | [18 empty] | N | No
PJM |  |  | 3/4/2023 | [7 empty] | Solar |  |  |  | 26.29 |  |  |  |  | 0 | [7 empty] | Centre | PA |  |  | Moshannon-Milesburg 230 kV X |  | 12/1/2024 |  | In Progress | [6 empty] | APS | [23 empty] | AI2-383 | [5 empty] | Generation Interconnection | [7 empty] | Active | 83.6 |  | Capacity | [18 empty] | N | No
PJM |  |  | 3/4/2023 | [7 empty] | Wind |  |  |  | 89.44 |  |  |  |  | 0 | [7 empty] | Lee | IL |  |  | Nelson 138kV (CIR Increase) |  | 12/31/2027 |  | In Progress | [6 empty] | ComEd | [23 empty] | AI2-384 | [5 empty] | Generation Interconnection | [7 empty] | Active | 200 |  | Capacity | [18 empty] | N | No
PJM |  |  | 3/4/2023 | [7 empty] | Solar |  |  |  | 23.57 |  |  |  |  | 0 | [7 empty] | Cumberland | NJ |  |  | South Millville - Newport 69 kV |  | 3/31/2025 |  | In Progress | [6 empty] | AEC | [23 empty] | AI2-385 | [5 empty] | Generation Interconnection | [7 empty] | Active | 59.7 |  | Capacity | [18 empty] | N | No
PJM |  |  | 3/4/2023 | [7 empty] | Solar |  |  |  | 20.74 |  |  |  |  | 0 | [7 empty] | Dauphin | PA |  |  | PG - Juniata 69 kV |  | 12/31/2026 |  | In Progress | [6 empty] | PPL | [23 empty] | AI2-386 | [5 empty] | Generation Interconnection | [7 empty] | Active | 55 |  | Capacity | [18 empty] | N | No
PJM |  |  | 3/4/2023 | [7 empty] | Solar |  |  |  | 19.8 |  |  |  |  | 0 | [7 empty] | Cumberland | NJ |  |  | Carlls Corner - Sherman Ave 69 kV |  | 12/31/2024 |  | In Progress | [6 empty] | AEC | [23 empty] | AI2-387 | [5 empty] | Generation Interconnection | [7 empty] | Active | 49.7 |  | Capacity | [18 empty] | N | No
PJM |  |  | 3/4/2023 | [7 empty] | Solar |  |  |  | 20.15 |  |  |  |  | 0 | [7 empty] | Northumberland | PA |  |  | Milton 69 kV |  | 12/31/2024 |  | In Progress | [6 empty] | PPL | [23 empty] | AI2-388 | [5 empty] | Generation Interconnection | [7 empty] | Active | 70 |  | Capacity | [18 empty] | N | No
PJM |  |  | 3/4/2023 | [7 empty] | Wind |  |  |  | 134.16 |  |  |  |  | 0 | [7 empty] | McLean | IL |  |  | Bluemond-Chestnut 345kV (CIR Increase) |  | 12/31/2027 |  | In Progress | [6 empty] | ComEd | [23 empty] | AI2-389 | [5 empty] | Generation Interconnection | [7 empty] | Active | 300 |  | Capacity | [18 empty] | N | No
PJM |  |  | 3/4/2023 | [7 empty] | Wind |  |  |  | 134.16 |  |  |  |  | 0 | [7 empty] | McLean | IL |  |  | Bluemond-Chestnut 345kV (CIR Increase) |  | 12/31/2027 |  | In Progress | [6 empty] | ComEd | [23 empty] | AI2-390 | [5 empty] | Generation Interconnection | [7 empty] | Active | 300 |  | Capacity | [18 empty] | N | No
PJM |  |  | 3/9/2023 | [7 empty] | Solar |  |  |  | 13 |  |  |  |  | 0 | [7 empty] | Greensville | VA |  |  | Emporia-Trego 115kV |  | 2/25/2023 |  | In Progress | [6 empty] | Dominion | [23 empty] | AI2-391 | [5 empty] | Generation Interconnection | [7 empty] | Active | 80 |  | Capacity | [18 empty] | N | No
PJM |  |  | 3/2/2023 | [7 empty] | Solar |  |  |  | 31.7 |  |  |  |  | 0 | [7 empty] | Madison | OH |  |  | Beatty-London 138 kV |  | 12/31/2025 |  | In Progress | [6 empty] | AEP | [23 empty] | AI2-392 | [5 empty] | Generation Interconnection | [7 empty] | Active | 196 |  | Capacity | [18 empty] | N | No
PJM |  |  | 3/2/2023 | [7 empty] | Solar |  |  |  | 17.7 |  |  |  |  | 0 | [7 empty] | Currituck | NC |  |  | Hickory-Moyock 230 kV |  | 12/31/2025 |  | In Progress | [6 empty] | Dominion | [23 empty] | AI2-393 | [5 empty] | Generation Interconnection | [7 empty] | Active | 100 |  | Capacity | [18 empty] | N | No
PJM |  |  | 3/2/2023 | [7 empty] | Wind |  |  |  | 66 |  |  |  |  | 0 | [7 empty] | Blackford | IN |  |  | Keystone-Desoto 345 kV |  | 12/31/2025 |  | In Progress | [6 empty] | AEP | [23 empty] | AI2-394 | [5 empty] | Generation Interconnection | [7 empty] | Active | 200 |  | Capacity | [18 empty] | N | No
PJM |  |  | 3/2/2023 | [7 empty] | Solar |  |  |  | 59.6 |  |  |  |  | 0 | [7 empty] | White | IN |  |  | Reynolds–Olive #1 345 kV |  | 12/31/2025 |  | In Progress | [6 empty] | AEP | [23 empty] | AI2-395 | [5 empty] | Generation Interconnection | [7 empty] | Active | 180 |  | Capacity | [18 empty] | N | No
PJM |  |  | 3/3/2023 | [7 empty] | Solar |  |  |  | 36 |  |  |  |  | 0 | [7 empty] | Blackford | IN |  |  | Jay-Desoto 138kV |  | 12/31/2026 |  | In Progress | [6 empty] | AEP | [23 empty] | AI2-396 | [5 empty] | Generation Interconnection | [7 empty] | Active | 150 |  | Capacity | [18 empty] | N | No
PJM |  |  | 3/2/2023 | [7 empty] | Solar |  |  |  | 19.2 |  |  |  |  | 0 | [7 empty] | Preble | OH |  |  | West Manchester-Crown 69kV |  | 12/31/2026 |  | In Progress | [6 empty] | AEP | [23 empty] | AI2-397 | [5 empty] | Generation Interconnection | [7 empty] | Active | 80 |  | Capacity | [18 empty] | N | No
PJM |  |  | 3/2/2023 | [7 empty] | Solar |  |  |  | 9.6 |  |  |  |  | 0 | [7 empty] | Preble | OH |  |  | West Manchester 69 kV |  | 12/31/2026 |  | In Progress | [6 empty] | AEP | [23 empty] | AI2-398 | [5 empty] | Generation Interconnection | [7 empty] | Active | 40 |  | Capacity | [18 empty] | N | No
PJM |  |  | 3/2/2023 | [7 empty] | Solar |  |  |  | 36 |  |  |  |  | 0 | [7 empty] | Jay | IN |  |  | Jay 138 kV |  | 12/31/2025 |  | In Progress | [6 empty] | AEP | [23 empty] | AI2-399 | [5 empty] | Generation Interconnection | [7 empty] | Active | 150 |  | Capacity | [18 empty] | N | No
PJM |  |  | 3/2/2023 | [7 empty] | Wind |  |  |  | 25 |  |  |  |  | 0 | [7 empty] | Bureau | IL |  |  | Crescent Ridge 138kV (CIR Increase) |  | 12/31/2025 |  | In Progress | [6 empty] | ComEd | [23 empty] | AI2-400 | [5 empty] | Generation Interconnection | [7 empty] | Active | 72.6 |  | Capacity | [18 empty] | N | No
PJM |  |  | 3/2/2023 | [7 empty] | Solar; Storage |  |  |  | 48 |  |  |  |  | 0 | [7 empty] | White | IN |  |  | Olive-Reynolds #1 345 kV |  | 12/31/2025 |  | In Progress | [6 empty] | AEP | [23 empty] | AI2-401 | [5 empty] | Generation Interconnection | [7 empty] | Active | 200 |  | Capacity | [18 empty] | N | No
PJM |  |  | 3/2/2023 | [7 empty] | Solar |  |  |  | 25.8 |  |  |  |  | 0 | [7 empty] | Licking | OH |  |  | Kirk - Newark Center 138 kV |  | 12/31/2025 |  | In Progress | [6 empty] | AEP | [23 empty] | AI2-402 | [5 empty] | Generation Interconnection | [7 empty] | Active | 107.7 |  | Capacity | [18 empty] | N | No
PJM |  |  | 3/2/2023 | [7 empty] | Solar |  |  |  | 19.5 |  |  |  |  | 0 | [7 empty] | DeKalb | IL |  |  | Glidden-Waterman 138 kV (CIR Increase) |  | 12/31/2026 |  | In Progress | [6 empty] | ComEd | [23 empty] | AI2-403 | [5 empty] | Generation Interconnection | [7 empty] | Active | 81.4 |  | Capacity | [18 empty] | N | No
PJM |  |  | 3/2/2023 | [7 empty] | Solar |  |  |  | 12 |  |  |  |  | 0 | [7 empty] | Hart | KY |  |  | Munfordville KU Tap-Horse Cave Jct. 69 kV |  | 12/31/2025 |  | In Progress | [6 empty] | EKPC | [23 empty] | AI2-404 | [5 empty] | Generation Interconnection | [7 empty] | Active | 50 |  | Capacity | [18 empty] | N | No
PJM |  |  | 3/2/2023 | [7 empty] | Solar |  |  |  | 22.8 |  |  |  |  | 0 | [7 empty] | DeKalb | IL |  |  | Glidden-Waterman 138 kV (CIR Increase) |  | 12/31/2026 |  | In Progress | [6 empty] | ComEd | [23 empty] | AI2-405 | [5 empty] | Generation Interconnection | [7 empty] | Active | 94.9 |  | Capacity | [18 empty] | N | No
PJM |  |  | 3/2/2023 | [7 empty] | Solar |  |  |  | 31.2 |  |  |  |  | 0 | [7 empty] | Hancock | OH |  |  | Fostoria Central 138 kV |  | 12/31/2025 |  | In Progress | [6 empty] | AEP | [23 empty] | AI2-407 | [5 empty] | Generation Interconnection | [7 empty] | Active | 205 |  | Capacity | [18 empty] | N | No
PJM |  |  | 3/2/2023 | [7 empty] | Solar |  |  |  | 72 |  |  |  |  | 0 | [7 empty] | DeKalb | IL |  |  | Sugar Grove-Waterman 138kV |  | 12/31/2026 |  | In Progress | [6 empty] | ComEd | [23 empty] | AI2-408 | [5 empty] | Generation Interconnection | [7 empty] | Active | 300 |  | Capacity | [18 empty] | N | No
PJM |  |  | 3/2/2023 | [7 empty] | Solar |  |  |  | 72 |  |  |  |  | 0 | [7 empty] | DeKalb | IL |  |  | Wayne-Byron 345 kV |  | 12/31/2026 |  | In Progress | [6 empty] | ComEd | [23 empty] | AI2-409 | [5 empty] | Generation Interconnection | [7 empty] | Active | 300 |  | Capacity | [18 empty] | N | No
PJM |  |  | 3/2/2023 | [7 empty] | Solar |  |  |  | 28.5 |  |  |  |  | 0 | [7 empty] | DeKalb | IL |  |  | Glidden - Cherry Valley 138 kV |  | 12/31/2026 |  | In Progress | [6 empty] | ComEd | [23 empty] | AI2-410 | [5 empty] | Generation Interconnection | [7 empty] | Active | 118.6 |  | Capacity | [18 empty] | N | No
PJM |  |  | 3/2/2023 | [7 empty] | Solar |  |  |  | 22.8 |  |  |  |  | 0 | [7 empty] | DeKalb | IL |  |  | Glidden - Waterman 138kV (CIR Increase) |  | 12/31/2026 |  | In Progress | [6 empty] | ComEd | [23 empty] | AI2-411 | [5 empty] | Generation Interconnection | [7 empty] | Active | 95.1 |  | Capacity | [18 empty] | N | No
PJM |  |  | 3/2/2023 | [7 empty] | Solar |  |  |  | 12 |  |  |  |  | 0 | [7 empty] | Whitley | IN |  |  | Gateway 69 kV |  | 12/31/2026 |  | In Progress | [6 empty] | AEP | [23 empty] | AI2-412 | [5 empty] | Generation Interconnection | [7 empty] | Active | 50 |  | Capacity | [18 empty] | N | No
PJM |  |  | 3/2/2023 | [7 empty] | Solar |  |  |  | 12 |  |  |  |  | 0 | [7 empty] | Whitley | IN |  |  | Gateway 69 kV |  | 12/31/2026 |  | In Progress | [6 empty] | AEP | [23 empty] | AI2-413 | [5 empty] | Generation Interconnection | [7 empty] | Active | 50 |  | Capacity | [18 empty] | N | No
PJM |  |  | 3/2/2023 | [7 empty] | Solar |  |  |  | 20.3 |  |  |  |  | 0 | [7 empty] | Butler | PA |  |  | Campbell-Kiesters 138 kV |  | 12/31/2026 |  | In Progress | [6 empty] | PPL | [23 empty] | AI2-415 | [5 empty] | Generation Interconnection | [7 empty] | Active | 70 |  | Capacity | [18 empty] | N | No
PJM |  |  | 3/2/2023 | [7 empty] | Solar |  |  |  | 50 |  |  |  |  | 0 | [7 empty] | Augusta | VA |  |  | Lexington-Dooms 230 kV |  | 12/31/2026 |  | In Progress | [6 empty] | Dominion | [23 empty] | AI2-416 | [5 empty] | Generation Interconnection | [7 empty] | Active | 200 |  | Capacity | [18 empty] | N | No
PJM |  |  | 3/2/2023 | [7 empty] | Solar |  |  |  | 48 |  |  |  |  | 0 | [7 empty] | DeKalb | IL |  |  | Wayne 345kV (CIR Increase) |  | 12/31/2026 |  | In Progress | [6 empty] | ComEd | [23 empty] | AI2-417 | [5 empty] | Generation Interconnection | [7 empty] | Active | 200 |  | Capacity | [18 empty] | N | No
PJM |  |  | 3/2/2023 | [7 empty] | Solar |  |  |  | 24 |  |  |  |  | 0 | [7 empty] | Allen | IN |  |  | Sowers 138 kV |  | 12/31/2026 |  | In Progress | [6 empty] | AEP | [23 empty] | AI2-418 | [5 empty] | Generation Interconnection | [7 empty] | Active | 100 |  | Capacity | [18 empty] | N | No
PJM |  |  | 3/2/2023 | [7 empty] | Solar; Storage |  |  |  | 20 |  |  |  |  | 0 | [7 empty] | DeKalb | IL |  |  | Crego Road 138kV (CIR Increase) |  | 12/31/2027 |  | In Progress | [6 empty] | ComEd | [23 empty] | AI2-420 | [5 empty] | Generation Interconnection | [7 empty] | Active | 100 |  | Capacity | [18 empty] | N | No
PJM |  |  | 3/2/2023 | [7 empty] | Solar |  |  |  | 43.2 |  |  |  |  | 0 | [7 empty] | DeKalb | IN |  |  | Varner 345 kV |  | 12/31/2027 |  | In Progress | [6 empty] | AEP | [23 empty] | AI2-421 | [5 empty] | Generation Interconnection | [7 empty] | Active | 180 |  | Capacity | [18 empty] | N | No
PJM |  |  | 3/2/2023 | [7 empty] | Solar |  |  |  | 12 |  |  |  |  | 0 | [7 empty] | Jay | IN |  |  | Jay 138 kV |  | 12/31/2027 |  | In Progress | [6 empty] | AEP | [23 empty] | AI2-422 | [5 empty] | Generation Interconnection | [7 empty] | Active | 50 |  | Capacity | [18 empty] | N | No
PJM |  |  | 3/2/2023 | [7 empty] | Solar |  |  |  | 12 |  |  |  |  | 0 | [7 empty] | Jay | IN |  |  | Jay 69 kV |  | 12/31/2027 |  | In Progress | [6 empty] | AEP | [23 empty] | AI2-423 | [5 empty] | Generation Interconnection | [7 empty] | Active | 50 |  | Capacity | [18 empty] | N | No
PJM |  |  | 3/2/2023 | [7 empty] | Solar |  |  |  | 28 |  |  |  |  | 0 | [7 empty] | Huntington | IN |  |  | Sorenson 345 kV |  | 12/31/2028 |  | In Progress | [6 empty] | AEP | [23 empty] | AI2-424 | [5 empty] | Generation Interconnection | [7 empty] | Active | 111.8 |  | Capacity | [18 empty] | N | No
PJM |  |  | 3/2/2023 | [7 empty] | Solar |  |  |  | 40 |  |  |  |  | 0 | [7 empty] | Huntington | IN |  |  | Sorenson 345 kV |  | 12/31/2028 |  | In Progress | [6 empty] | AEP | [23 empty] | AI2-425 | [5 empty] | Generation Interconnection | [7 empty] | Active | 160 |  | Capacity | [18 empty] | N | No
PJM |  |  | 3/2/2023 | [7 empty] | Solar |  |  |  | 43.2 |  |  |  |  | 0 | [7 empty] | Allen | IN |  |  | Allen - RP Mone 345 kV |  | 12/31/2027 |  | In Progress | [6 empty] | AEP | [23 empty] | AI2-426 | [5 empty] | Generation Interconnection | [7 empty] | Active | 180 |  | Capacity | [18 empty] | N | No
PJM |  |  | 3/2/2023 | [7 empty] | Solar |  |  |  | 26.4 |  |  |  |  | 0 | [7 empty] | Licking | OH |  |  | Hazelton - Kirk 138 kV |  | 12/31/2027 |  | In Progress | [6 empty] | AEP | [23 empty] | AI2-427 | [5 empty] | Generation Interconnection | [7 empty] | Active | 110 |  | Capacity | [18 empty] | N | No
PJM |  |  | 3/9/2023 | [7 empty] | Wind |  |  |  | 20.1 |  |  |  |  | 0 | [7 empty] | Bureau | IL |  |  | Crescent Ridge 138kV (CIR Increase) |  | 12/31/2025 |  | In Progress | [6 empty] | ComEd | [23 empty] | AI2-428 | [5 empty] | Generation Interconnection | [7 empty] | Active | 88.7 |  | Capacity | [18 empty] | N | No
PJM |  |  | 3/9/2023 | [7 empty] | Wind |  |  |  | 22.2 |  |  |  |  | 0 | [7 empty] | Lee | IL |  |  | Mendota Hills 138 kV |  | 12/31/2025 |  | In Progress | [6 empty] | ComEd | [23 empty] | AI2-429 | [5 empty] | Generation Interconnection | [7 empty] | Active | 76.1 |  | Capacity | [18 empty] | N | No
PJM |  |  | 3/9/2023 | [7 empty] | Solar |  |  |  | 10 |  |  |  |  | 11 | [7 empty] | DeKalb | IN |  |  | Auburn 69 kV |  | 7/1/2023 |  | In Progress | [6 empty] | AEP | [23 empty] | AI2-430 | [5 empty] | Generation Interconnection | [7 empty] | Active | 11 |  | Capacity | [18 empty] | N | No
PJM |  |  | 3/10/2023 | [7 empty] | Offshore Wind |  |  |  | 2083 |  |  |  |  | 2138.85 | [7 empty] | Atlantic | NJ |  |  | Larrabee Collector Station 230 kV |  | 2/28/2030 |  | In Progress | [6 empty] | JCPL | [23 empty] | AI2-431 | [5 empty] | Generation Interconnection | [7 empty] | Active | 2138.85 |  | Capacity | [18 empty] | N | No
PJM |  |  | 3/9/2023 | [7 empty] | Solar |  |  |  | 7.28 |  |  |  |  | 0 | [7 empty] | Clearfield | PA |  |  | Philipsburg-Clarence 34.5 kV II |  | 12/27/2022 |  | In Progress | [6 empty] | PENELEC | [23 empty] | AI2-432 | [5 empty] | Generation Interconnection | [7 empty] | Active | 20 |  | Capacity | [18 empty] | N | No
PJM |  |  | 3/9/2023 | [7 empty] | Solar |  |  |  | 7.28 |  |  |  |  | 0 | [7 empty] | Clearfield | PA |  |  | Dubois-Curwensville 34.5 kV II |  | 2/28/2023 |  | In Progress | [6 empty] | PENELEC | [23 empty] | AI2-433 | [5 empty] | Generation Interconnection | [7 empty] | Active | 20 |  | Capacity | [18 empty] | N | No
PJM |  |  | 3/9/2023 | [7 empty] | Solar; Storage |  |  |  | 20 |  |  |  |  | 20 | [7 empty] | Berks | PA |  |  | South Hamburg – St. Peters Village 69 kV |  | 12/31/2026 |  | In Progress | [6 empty] | ME | [23 empty] | AI2-435 | [5 empty] | Generation Interconnection | [7 empty] | Active | 20 |  | Capacity | [18 empty] | N | No
PJM |  |  | 3/9/2023 | [7 empty] | Solar; Storage |  |  |  | 20 |  |  |  |  | 20 | [7 empty] | Clearfield | PA |  |  | Luthersburg - Curwensville 34.5 kV |  | 12/31/2026 |  | In Progress | [6 empty] | PENELEC | [23 empty] | AI2-436 | [5 empty] | Generation Interconnection | [7 empty] | Active | 20 |  | Capacity | [18 empty] | N | No
PJM |  |  | 3/10/2023 | [7 empty] | Solar |  |  |  | 8.4 |  |  |  |  | 20 | [7 empty] | Warren | NJ |  |  | Glen Gardner - Washington 34.5 kV |  | 12/31/2024 |  | In Progress | [6 empty] | JCPL | [23 empty] | AI2-437 | [5 empty] | Generation Interconnection | [7 empty] | Active | 20 |  | Capacity | [18 empty] | N | No
PJM |  |  | 3/10/2023 | [7 empty] | Solar |  |  |  | 148 |  |  |  |  | 150 | [7 empty] | Knox | OH |  |  | Apple Valley 138kV |  | 7/10/2027 |  | In Progress | [6 empty] | AEP | [23 empty] | AI2-438 | [5 empty] | Generation Interconnection | [7 empty] | Active | 150 |  | Capacity | [18 empty] | N | No
PJM |  |  | 3/10/2023 | [7 empty] | Solar; Storage |  |  |  | 20 |  |  |  |  | 20 | [7 empty] | Centre | PA |  |  | Philipsburg 115 kV |  | 12/31/2027 |  | In Progress | [6 empty] | PENELEC | [23 empty] | AI2-439 | [5 empty] | Generation Interconnection | [7 empty] | Active | 237 |  | Capacity | [18 empty] | N | No
PJM |  |  | 3/10/2023 | [7 empty] | Solar; Storage |  |  |  | 20 |  |  |  |  | 20 | [7 empty] | Centre | PA |  |  | Phillipsburg 115 kV |  | 12/31/2027 |  | In Progress | [6 empty] | PENELEC | [23 empty] | AI2-440 | [5 empty] | Generation Interconnection | [7 empty] | Active | 257 |  | Capacity | [18 empty] | N | No
PJM |  |  | 3/10/2023 | [7 empty] | Solar; Storage |  |  |  | 20 |  |  |  |  | 20 | [7 empty] | Luzerne | PA |  |  | Salem - Beacon Power 69 kV |  | 12/31/2027 |  | In Progress | [6 empty] | PPL | [23 empty] | AI2-441 | [5 empty] | Generation Interconnection | [7 empty] | Active | 100 |  | Capacity | [18 empty] | N | No
PJM |  |  | 3/10/2023 | [7 empty] | Solar; Storage |  |  |  | 20 |  |  |  |  | 20 | [7 empty] | Luzerne | PA |  |  | Salem-Beacon Power 69 kV |  | 12/31/2027 |  | In Progress | [6 empty] | PPL | [23 empty] | AI2-442 | [5 empty] | Generation Interconnection | [7 empty] | Active | 120 |  | Capacity | [18 empty] | N | No
PJM |  |  | 3/10/2023 | [7 empty] | Solar; Storage |  |  |  | 295 |  |  |  |  | 300 | [7 empty] | Greene | PA |  |  | North Longview 500 kV |  | 7/10/2027 |  | In Progress | [6 empty] | APS | [23 empty] | AI2-443 | [5 empty] | Generation Interconnection | [7 empty] | Active | 300 |  | Capacity | [18 empty] | N | No
PJM |  |  | 3/10/2023 | [7 empty] | Solar; Storage |  |  |  | 52.1 |  |  |  |  | 59.5 | [8 empty] | WV |  |  | Rum Creek 138kV |  | 3/8/2026 |  | In Progress | [6 empty] | AEP | [23 empty] | AI2-444 | [5 empty] | Generation Interconnection | [7 empty] | Active | 59.5 |  | Capacity | [18 empty] | N | No
PJM |  |  | 3/10/2023 | [7 empty] | Solar; Storage |  |  |  | 128.8 |  |  |  |  | 148 | [7 empty] | Tucker | WV |  |  | Parsons - William 138 kV |  | 3/8/2026 |  | In Progress | [6 empty] | APS | [23 empty] | AI2-445 | [5 empty] | Generation Interconnection | [7 empty] | Active | 148 |  | Capacity | [18 empty] | N | No
PJM |  |  | 3/10/2023 | [7 empty] | Solar; Storage |  |  |  | 150 |  |  |  |  | 150 | [7 empty] | Cambria | PA |  |  | Medera - Westover South 115 kV |  | 12/31/2027 |  | In Progress | [6 empty] | PENELEC | [23 empty] | AI2-446 | [5 empty] | Generation Interconnection | [7 empty] | Active | 150 |  | Capacity | [18 empty] | N | No
PJM |  |  | 3/10/2023 | [7 empty] | Solar |  |  |  | 87.3 |  |  |  |  | 0 | [7 empty] | Highland | OH |  |  | Hillsboro-Wildcat 138kV |  | 9/30/2023 |  | In Progress | [6 empty] | AEP | [23 empty] | AI2-447 | [5 empty] | Generation Interconnection | [7 empty] | Active | 150 |  | Capacity | [18 empty] | N | No
PJM |  |  | 3/10/2023 | [7 empty] | Solar |  |  |  | 36.8 |  |  |  |  | 0 | [7 empty] | Buckingham | VA |  |  | Curdsville-Willis Mtn 115 kV |  | 12/31/2025 |  | In Progress | [6 empty] | Dominion | [23 empty] | AI2-448 | [5 empty] | Generation Interconnection | [7 empty] | Active | 100 |  | Capacity | [18 empty] | N | No
PJM |  |  | 3/10/2023 | [7 empty] | Solar |  |  |  | 36.8 |  |  |  |  | 0 | [7 empty] | Prince George | VA |  |  | Disputanta-Poe 115 kV |  | 12/31/2025 |  | In Progress | [6 empty] | Dominion | [23 empty] | AI2-449 | [5 empty] | Generation Interconnection | [7 empty] | Active | 100 |  | Capacity | [18 empty] | N | No
PJM |  |  | 3/11/2023 | [7 empty] | Wind |  |  |  | 48.6 |  |  |  |  | 0 | [7 empty] | Blackford | IN |  |  | DeSoto-Keystone 345 kV |  | 12/31/2025 |  | In Progress | [6 empty] | AEP | [23 empty] | AI2-450 | [5 empty] | Generation Interconnection | [7 empty] | Active | 100 |  | Capacity | [18 empty] | N | No
PJM |  |  | 3/11/2023 | [7 empty] | Solar |  |  |  | 13.9 |  |  |  |  | 0 | [7 empty] | Champaign | OH |  |  | Givens - Mechanicsburg 138 kV |  | 12/31/2025 |  | In Progress | [6 empty] | Dayton | [23 empty] | AI2-451 | [5 empty] | Generation Interconnection | [7 empty] | Active | 38.5 |  | Capacity | [18 empty] | N | No
PJM |  |  | 3/11/2023 | [7 empty] | Solar |  |  |  | 51.8 |  |  |  |  | 0 | [7 empty] | Hardin | OH |  |  | Gunn Road 345 kV |  | 12/31/2025 |  | In Progress | [6 empty] | AEP | [23 empty] | AI2-452 | [5 empty] | Generation Interconnection | [7 empty] | Active | 130 |  | Capacity | [18 empty] | N | No
PJM |  |  | 3/11/2023 | [7 empty] | Solar |  |  |  | 28.2 |  |  |  |  | 0 | [7 empty] | Champaign | OH |  |  | Givens - Mechanicsburg 138 kV |  | 12/31/2025 |  | In Progress | [6 empty] | Dayton | [23 empty] | AI2-453 | [5 empty] | Generation Interconnection | [7 empty] | Active | 78 |  | Capacity | [18 empty] | N | No
PJM |  |  | 3/11/2023 | [7 empty] | Solar |  |  |  | 42 |  |  |  |  | 0 | [7 empty] | Grundy | IL |  |  | Mazon-Oglesby 138kV (CIR Increase) |  | 12/31/2025 |  | In Progress | [6 empty] | ComEd | [23 empty] | AI2-454 | [5 empty] | Generation Interconnection | [7 empty] | Active | 116 |  | Capacity | [18 empty] | N | No
PJM |  |  | 3/11/2023 | [7 empty] | Wind |  |  |  | 162.8 |  |  |  |  | 0 | [7 empty] | Union | PA |  |  | W4-005 345kV (CIR Increase) |  | 3/31/2023 |  | In Progress | [6 empty] | ComEd | [23 empty] | AI2-455 | [5 empty] | Generation Interconnection | [7 empty] | Active | 306 |  | Capacity | [18 empty] | N | No
PJM |  |  | 3/11/2023 | [7 empty] | Storage |  |  |  | 150 |  |  |  |  | 150 | [7 empty] | King George | VA |  |  | Birchwood - Fines Corner 230 kV |  | 9/15/2027 |  | In Progress | [6 empty] | Dominion | [23 empty] | AI2-456 | [5 empty] | Generation Interconnection | [7 empty] | Active | 150 |  | Capacity | [18 empty] | N | No
PJM |  |  | 3/11/2023 | [7 empty] | Storage |  |  |  | 1122 |  |  |  |  | 1122 | [7 empty] | Charles | MD |  |  | Morgantown 230 kV |  | 10/1/2027 |  | In Progress | [6 empty] | PEPCO | [23 empty] | AI2-457 | [5 empty] | Generation Interconnection | [7 empty] | Active | 1122 |  | Capacity | [18 empty] | N | No
PJM |  |  | 3/11/2023 | [7 empty] | Solar |  |  |  | 5.8 |  |  |  |  | 0 | [7 empty] | Berks | PA |  |  | Bernville 34.5 kV 1 |  | 5/1/2027 |  | In Progress | [6 empty] | ME | [23 empty] | AI2-458 | [5 empty] | Generation Interconnection | [7 empty] | Active | 20 |  | Capacity | [18 empty] | N | No
PJM |  |  | 3/11/2023 | [7 empty] | Solar |  |  |  | 5.8 |  |  |  |  | 0 | [7 empty] | Berks | PA |  |  | Bernville 34.5 kV 2 |  | 5/1/2027 |  | In Progress | [6 empty] | ME | [23 empty] | AI2-459 | [5 empty] | Generation Interconnection | [7 empty] | Active | 20 |  | Capacity | [18 empty] | N | No
PJM |  |  | 3/10/2023 | [7 empty] | Solar |  |  |  | 36 |  |  |  |  | 0 | [7 empty] | Kankakee | IL |  |  | AD1-100 345kV (CIR Increase) |  | 5/1/2027 |  | In Progress | [6 empty] | ComEd | [23 empty] | AI2-460 | [5 empty] | Generation Interconnection | [7 empty] | Active | 150 |  | Capacity | [18 empty] | N | No
PJM |  |  | 3/10/2023 | [7 empty] | Wind |  |  |  | 173 |  |  |  |  | 0 | [7 empty] | Kankakee | IL |  |  | Wilton Center - Loretto 345 kV(CIR Increase) |  | 5/1/2026 |  | In Progress | [6 empty] | ComEd | [23 empty] | AI2-461 | [5 empty] | Generation Interconnection | [7 empty] | Active | 850 |  | Capacity | [18 empty] | N | No
PJM |  |  | 3/10/2023 | [7 empty] | Solar |  |  |  | 48 |  |  |  |  | 0 | [7 empty] | Kankakee | IL |  |  | AD1-100 345kV (CIR Increase) |  | 5/1/2027 |  | In Progress | [6 empty] | ComEd | [23 empty] | AI2-462 | [5 empty] | Generation Interconnection | [7 empty] | Active | 150 |  | Capacity | [18 empty] | N | No
PJM |  |  | 3/10/2023 | [7 empty] | Solar |  |  |  | 5.8 |  |  |  |  | 0 | [7 empty] | Union | PA |  |  | Laurelton-Mifflinburg 69 kV |  | 5/1/2027 |  | In Progress | [6 empty] | PPL | [23 empty] | AI2-463 | [5 empty] | Generation Interconnection | [7 empty] | Active | 20 |  | Capacity | [18 empty] | N | No
PJM |  |  | 3/10/2023 | [7 empty] | Solar |  |  |  | 5.8 |  |  |  |  | 0 | [7 empty] | Union | PA |  |  | Laurelton-Mifflinburg 69 kV |  | 5/1/2027 |  | In Progress | [6 empty] | PPL | [23 empty] | AI2-464 | [5 empty] | Generation Interconnection | [7 empty] | Active | 20 |  | Capacity | [18 empty] | N | No
PJM |  |  | 3/10/2023 | [7 empty] | Solar |  |  |  | 5.8 |  |  |  |  | 0 | [7 empty] | Union | PA |  |  | Laurelton - Mifflinburg 69 kV |  | 5/1/2027 |  | In Progress | [6 empty] | PPL | [23 empty] | AI2-465 | [5 empty] | Generation Interconnection | [7 empty] | Active | 20 |  | Capacity | [18 empty] | N | No
PJM |  |  | 3/11/2023 | [7 empty] | Solar |  |  |  | 5.8 |  |  |  |  | 0 | [7 empty] | Union | PA |  |  | Laurelton - Mifflinburg 69 kV |  | 5/1/2027 |  | In Progress | [6 empty] | PPL | [23 empty] | AI2-466 | [5 empty] | Generation Interconnection | [7 empty] | Active | 20 |  | Capacity | [18 empty] | N | No
PJM |  |  | 3/11/2023 | [7 empty] | Solar |  |  |  | 5.8 |  |  |  |  | 0 | [7 empty] | Mercer | PA |  |  | Maysville 138 kV |  | 5/1/2027 |  | In Progress | [6 empty] | ATSI | [23 empty] | AI2-467 | [5 empty] | Generation Interconnection | [7 empty] | Active | 20 |  | Capacity | [18 empty] | N | No
PJM |  |  | 3/11/2023 | [7 empty] | Solar |  |  |  | 5.8 |  |  |  |  | 0 | [7 empty] | Mercer | PA |  |  | Summit Road 12.5 kV |  | 5/1/2027 |  | In Progress | [6 empty] | ATSI | [23 empty] | AI2-468 | [5 empty] | Generation Interconnection | [7 empty] | Active | 20 |  | Capacity | [18 empty] | N | No
PJM |  |  | 3/11/2023 | [7 empty] | Solar |  |  |  | 5.8 |  |  |  |  | 0 | [7 empty] | Mercer | PA |  |  | Mercer 12.5 kV |  | 5/1/2027 |  | In Progress | [6 empty] | ATSI | [23 empty] | AI2-469 | [5 empty] | Generation Interconnection | [7 empty] | Active | 20 |  | Capacity | [18 empty] | N | No
PJM |  |  | 3/11/2023 | [7 empty] | Solar |  |  |  | 5.8 |  |  |  |  | 0 | [7 empty] | Mercer | PA |  |  | Mercer 12.5 kV |  | 5/1/2027 |  | In Progress | [6 empty] | ATSI | [23 empty] | AI2-470 | [5 empty] | Generation Interconnection | [7 empty] | Active | 20 |  | Capacity | [18 empty] | N | No
PJM |  |  | 3/10/2023 | [7 empty] | Solar |  |  |  | 29.464 |  |  |  |  | 0 | [7 empty] | Montour | PA |  |  | Montour 230 kV |  | 5/1/2025 |  | In Progress | [6 empty] | PPL | [23 empty] | AI2-471 | [5 empty] | Generation Interconnection | [7 empty] | Active | 101.6 |  | Capacity | [18 empty] | N | No
PJM |  |  | 3/10/2023 | [7 empty] | Solar |  |  |  | 14.5 |  |  |  |  | 0 | [7 empty] | Montour | PA |  |  | Montour 230 kV |  | 5/1/2026 |  | In Progress | [6 empty] | PPL | [23 empty] | AI2-472 | [5 empty] | Generation Interconnection | [7 empty] | Active | 50 |  | Capacity | [18 empty] | N | No
PJM |  |  | 3/10/2023 | [7 empty] | Solar |  |  |  | 29 |  |  |  |  | 0 | [7 empty] | Montour | PA |  |  | Montour 230 kV |  | 5/1/2026 |  | In Progress | [6 empty] | PPL | [23 empty] | AI2-473 | [5 empty] | Generation Interconnection | [7 empty] | Active | 100 |  | Capacity | [18 empty] | N | No
PJM |  |  | 3/10/2023 | [7 empty] | Solar |  |  |  | 34.8 |  |  |  |  | 0 | [7 empty] | Montour | PA |  |  | Montour 230 kV |  | 5/1/2026 |  | In Progress | [6 empty] | PPL | [23 empty] | AI2-474 | [5 empty] | Generation Interconnection | [7 empty] | Active | 120 |  | Capacity | [18 empty] | N | No
PJM |  |  | 3/10/2023 | [7 empty] | Solar |  |  |  | 40.6 |  |  |  |  | 0 | [7 empty] | Montour | PA |  |  | Montour 230 kV |  | 5/1/2026 |  | In Progress | [6 empty] | PPL | [23 empty] | AI2-475 | [5 empty] | Generation Interconnection | [7 empty] | Active | 140 |  | Capacity | [18 empty] | N | No
PJM |  |  | 3/10/2023 | [7 empty] | Solar |  |  |  | 5.8 |  |  |  |  | 0 | [7 empty] | Bedford | PA |  |  | Snake Spring 115 kV |  | 5/1/2027 |  | In Progress | [6 empty] | PENELEC | [23 empty] | AI2-476 | [5 empty] | Generation Interconnection | [7 empty] | Active | 20 |  | Capacity | [18 empty] | N | No
PJM |  |  | 3/10/2023 | [7 empty] | Solar |  |  |  | 5.8 |  |  |  |  | 0 | [7 empty] | Bedford | PA |  |  | Snake Spring 115 kV II |  | 5/1/2027 |  | In Progress | [6 empty] | PENELEC | [23 empty] | AI2-477 | [5 empty] | Generation Interconnection | [7 empty] | Active | 20 |  | Capacity | [18 empty] | N | No
PJM |  |  | 3/11/2023 | [7 empty] | Solar |  |  |  | 5.8 |  |  |  |  | 0 | [7 empty] | Crawford | PA |  |  | Crawford 34.5 kV |  | 5/1/2027 |  | In Progress | [6 empty] | PENELEC | [23 empty] | AI2-480 | [5 empty] | Generation Interconnection | [7 empty] | Active | 20 |  | Capacity | [18 empty] | N | No
PJM |  |  | 3/11/2023 | [7 empty] | Solar |  |  |  | 5.8 |  |  |  |  | 0 | [7 empty] | Erie | PA |  |  | Union City - French Road 12.5kV |  | 5/1/2026 |  | In Progress | [6 empty] | PENELEC | [23 empty] | AI2-481 | [5 empty] | Generation Interconnection | [7 empty] | Active | 20 |  | Capacity | [18 empty] | N | No
PJM |  |  | 3/7/2023 | [7 empty] | Solar |  |  |  | 58 |  |  |  |  | 0 | [7 empty] | Lebanon | PA |  |  | Copperstone-North Lebanon 230 kV IV |  | 12/1/2023 |  | In Progress | [6 empty] | ME | [23 empty] | AI2-482 | [5 empty] | Generation Interconnection | [7 empty] | Active | 100 |  | Capacity | [18 empty] | N | No
PJM |  |  | 3/7/2023 | [7 empty] | Storage |  |  |  | 13.44 |  |  |  |  | 0 | [7 empty] | Licking | OH |  |  | Heath 69 kV |  | 7/1/2025 |  | In Progress | [6 empty] | AEP | [23 empty] | AI2-483 | [5 empty] | Generation Interconnection | [7 empty] | Active | 22.4 |  | Capacity | [18 empty] | N | No
PJM |  |  | 3/10/2023 | [7 empty] | Solar |  |  |  | 5.8 |  |  |  |  | 0 | [7 empty] | Lebanon | PA |  |  | Heidelberg 69 kV |  | 5/1/2027 |  | In Progress | [6 empty] | PPL | [23 empty] | AI2-484 | [5 empty] | Generation Interconnection | [7 empty] | Active | 20 |  | Capacity | [18 empty] | N | No
PJM |  |  | 3/10/2023 | [7 empty] | Solar |  |  |  | 8.4 |  |  |  |  | 14 | [7 empty] | Butler | PA |  |  | Bruin Junction - Petrol Junction 25 kV |  | 12/1/2028 |  | In Progress | [6 empty] | APS | [23 empty] | AI2-485 | [5 empty] | Generation Interconnection | [7 empty] | Active | 14 |  | Capacity | [18 empty] | N | No
PJM |  |  | 3/10/2023 | [7 empty] | Solar |  |  |  | 8.4 |  |  |  |  | 14 | [7 empty] | Fayette | PA |  |  | Bethelboro - Connellsville 25 kV |  | 12/1/2028 |  | In Progress | [6 empty] | APS | [23 empty] | AI2-486 | [5 empty] | Generation Interconnection | [7 empty] | Active | 14 |  | Capacity | [18 empty] | N | No
PJM |  |  | 3/10/2023 | [7 empty] | Wind |  |  |  | 97.2 |  |  |  |  | 0 | [7 empty] | Bureau | IL |  |  | Kewanee-Hennepin Tap 138kV |  | 12/31/2026 |  | In Progress | [6 empty] | ComEd | [23 empty] | AI2-487 | [5 empty] | Generation Interconnection | [7 empty] | Active | 200 |  | Capacity | [18 empty] | N | No
PJM |  |  | 3/10/2023 | [7 empty] | Wind |  |  |  | 97.2 |  |  |  |  | 0 | [7 empty] | Lee | IL |  |  | Electric Junction - Nelson 345kV (CIR Increase) |  | 12/31/2026 |  | In Progress | [6 empty] | ComEd | [23 empty] | AI2-488 | [5 empty] | Generation Interconnection | [7 empty] | Active | 200 |  | Capacity | [18 empty] | N | No
PJM |  |  | 3/10/2023 | [7 empty] | Wind |  |  |  | 97.2 |  |  |  |  | 0 | [7 empty] | Blackford | IN |  |  | Keystone-Desoto 345 kV |  | 12/31/2025 |  | In Progress | [6 empty] | AEP | [23 empty] | AI2-489 | [5 empty] | Generation Interconnection | [7 empty] | Active | 200 |  | Capacity | [18 empty] | N | No
PJM |  |  | 3/10/2023 | [7 empty] | Wind |  |  |  | 31.9 |  |  |  |  | 0 | [7 empty] | Allegany | MD |  |  | Frostburg 138 kV |  | 12/15/2023 |  | In Progress | [6 empty] | APS | [23 empty] | AI2-490 | [5 empty] | Generation Interconnection | [7 empty] | Active | 80 |  | Capacity | [18 empty] | N | No
PJM |  |  | 3/10/2023 | [7 empty] | Wind |  |  |  | 133 |  |  |  |  | 0 | [7 empty] | Champaign | OH |  |  | East Lima-Marysville 345kV |  | 5/31/2021 |  | In Progress | [6 empty] | AEP | [23 empty] | AI2-491 | [5 empty] | Generation Interconnection | [7 empty] | Active | 250 |  | Capacity | [18 empty] | N | No
PJM |  |  | 3/10/2023 | [7 empty] | Wind |  |  |  | 106.4 |  |  |  |  | 0 | [7 empty] | Grant | IN |  |  | Deer Creek-Fisher Body-Mullin 138kV |  | 12/26/2012 |  | In Progress | [6 empty] | AEP | [23 empty] | AI2-492 | [5 empty] | Generation Interconnection | [7 empty] | Active | 200 |  | Capacity | [18 empty] | N | No
PJM |  |  | 3/11/2023 | [7 empty] | Wind |  |  |  | 18.2 |  |  |  |  | 0 | [7 empty] | Somerset | PA |  |  | New Baltimore 115kV (Stony Creek) |  | 8/31/2023 |  | In Progress | [6 empty] | PENELEC | [23 empty] | AI2-493 | [5 empty] | Generation Interconnection | [7 empty] | Active | 52.5 |  | Capacity | [18 empty] | N | No
PJM |  |  | 4/21/2023 | [7 empty] | Storage |  |  |  | 50 |  |  |  |  | 50 | [7 empty] | Mecklenburg | VA |  |  | Boydton DP 115 kV |  | 12/1/2028 |  | In Progress | [6 empty] | Dominion | [23 empty] | AJ1-001 | [5 empty] | Generation Interconnection | [7 empty] | Active | 50 |  | Capacity | [18 empty] | N | No
PJM |  |  | 4/21/2023 | [7 empty] | Storage |  |  |  | 40 |  |  |  |  | 100 | [7 empty] | Rockingham | VA |  |  | North River Delivery Point 115 kV |  | 12/1/2028 |  | In Progress | [6 empty] | Dominion | [23 empty] | AJ1-002 | [5 empty] | Generation Interconnection | [7 empty] | Active | 100 |  | Capacity | [18 empty] | N | No
PJM |  |  | 4/21/2023 | [7 empty] | Storage |  |  |  | 40 |  |  |  |  | 100 | [7 empty] | Mecklenburg | VA |  |  | Palmer Springs 115 kV |  | 12/1/2028 |  | In Progress | [6 empty] | Dominion | [23 empty] | AJ1-003 | [5 empty] | Generation Interconnection | [7 empty] | Active | 100 |  | Capacity | [18 empty] | N | No
PJM |  |  | 5/8/2023 | [7 empty] | Solar; Storage |  |  |  | 692.3 |  |  |  |  | 800 | [7 empty] | Clermont | OH |  |  | Zimmer 345 kV |  | 10/1/2028 |  | In Progress | [6 empty] | DEOK | [23 empty] | AJ1-008 | [5 empty] | Generation Interconnection | [7 empty] | Active | 800 |  | Capacity | [18 empty] | N | No
PJM |  |  | 5/22/2023 | [7 empty] | Solar |  |  |  | 7.098 |  |  |  |  | 35 | [7 empty] | Mason | WV |  |  | Racine - Sarah Lane 69 kV |  | 7/1/2025 |  | In Progress | [6 empty] | AEP | [23 empty] | AJ1-010 | [5 empty] | Generation Interconnection | [7 empty] | Active | 35 |  | Capacity | [18 empty] | N | No
PJM |  |  | 5/24/2023 | [7 empty] | Storage |  |  |  | 328 |  |  |  |  | 328 | [7 empty] | Lake | IL |  |  | Waukegan Unit 7 CIR Transfer |  | 6/1/2027 |  | In Progress | [6 empty] | ComEd | [23 empty] | AJ1-011 | [5 empty] | Generation Interconnection | [7 empty] | Active | 328 |  | Capacity | [18 empty] | N | No
PJM |  |  | 5/24/2023 | [7 empty] | Storage |  |  |  | 354.4 |  |  |  |  | 354.4 | [7 empty] | Lake | IL |  |  | Waukegan Unit 8 CIR Transfer |  | 6/1/2027 |  | In Progress | [6 empty] | ComEd | [23 empty] | AJ1-012 | [5 empty] | Generation Interconnection | [7 empty] | Active | 354.4 |  | Capacity | [18 empty] | N | No
PJM |  |  | 5/24/2023 | [7 empty] | Storage |  |  |  | 250 |  |  |  |  | 250 | [7 empty] | Will | IL |  |  | Will County Unit 4 CIR Transfer |  | 6/1/2027 |  | In Progress | [6 empty] | ComEd | [23 empty] | AJ1-013 | [5 empty] | Generation Interconnection | [7 empty] | Active | 250 |  | Capacity | [18 empty] | N | No
PJM |  |  | 5/24/2023 | [7 empty] | Storage |  |  |  | 260 |  |  |  |  | 260 | [7 empty] | Will | IL |  |  | Will County Unit 4 CIR Transfer |  | 6/1/2027 |  | In Progress | [6 empty] | ComEd | [23 empty] | AJ1-014 | [5 empty] | Generation Interconnection | [7 empty] | Active | 260 |  | Capacity | [18 empty] | N | No
PJM |  |  | 6/2/2023 | [7 empty] | Offshore Wind |  |  |  | 1275 |  |  |  |  | 1342 | [7 empty] | Monmouth | NJ |  |  | Larrabee Collector 230 kV |  | 5/1/2030 |  | In Progress | [6 empty] | JCPL | [23 empty] | AJ1-015 | [5 empty] | Generation Interconnection | [7 empty] | Active | 1342 |  | Capacity | [18 empty] | N | No
PJM |  |  | 6/7/2023 | [7 empty] | Storage |  |  |  | 100 |  |  |  |  | 100 | [7 empty] | Cambria | PA |  |  | Cambria Slope 115 kV |  | 11/9/2028 |  | In Progress | [6 empty] | PENELEC | [23 empty] | AJ1-016 | [5 empty] | Generation Interconnection | [7 empty] | Active | 100 |  | Capacity | [18 empty] | N | No
PJM |  |  | 6/22/2023 | [7 empty] | Solar; Storage |  |  |  | 39 |  |  |  |  | 39 | [7 empty] | Worcester | MD |  |  | Bishopville – Worcester 138 kV |  | 12/29/2028 |  | In Progress | [6 empty] | DPL | [23 empty] | AJ1-018 | [5 empty] | Generation Interconnection | [7 empty] | Active | 39 |  | Capacity | [18 empty] | N | No
PJM |  |  | 6/28/2023 | [7 empty] | Storage |  |  |  | 100 |  |  |  |  | 100 | [7 empty] | Southampton | VA |  |  | Bell Avenue 115 kV |  | 12/1/2028 |  | In Progress | [6 empty] | Dominion | [23 empty] | AJ1-019 | [5 empty] | Generation Interconnection | [7 empty] | Active | 100 |  | Capacity | [18 empty] | N | No
PJM |  |  | 6/30/2023 | [7 empty] | Solar |  |  |  | 51.828 |  |  |  |  | 86.38 | [7 empty] | Caroline | VA |  |  | St. Johns – Woodpecker 115 kV |  | 12/15/2029 |  | In Progress | [6 empty] | Dominion | [23 empty] | AJ1-020 | [5 empty] | Generation Interconnection | [7 empty] | Active | 86.38 |  | Capacity | [18 empty] | N | No
PJM |  |  | 6/30/2023 | [7 empty] | Solar |  |  |  | 10.0584 |  |  |  |  | 16.2 | [7 empty] | Caroline | VA |  |  | Woodpecker – Slabtown 115 kV |  | 12/15/2029 |  | In Progress | [6 empty] | Dominion | [23 empty] | AJ1-021 | [5 empty] | Generation Interconnection | [7 empty] | Active | 16.2 |  | Capacity | [18 empty] | N | No
PJM |  |  | 6/30/2023 | [7 empty] | Solar |  |  |  | 29.4 |  |  |  |  | 49 | [7 empty] | Mecklenburg | VA |  |  | Kerr Dam - Henderson NC 115 kV |  | 6/30/2027 |  | In Progress | [6 empty] | Dominion | [23 empty] | AJ1-022 | [5 empty] | Generation Interconnection | [7 empty] | Active | 49 |  | Capacity | [18 empty] | N | No
PJM |  |  | 6/30/2023 | [7 empty] | Natural Gas |  |  |  | 70 |  |  |  |  | 70 | [7 empty] | Trumbull | OH |  |  | Trumbull 345 kV |  | 12/1/2024 |  | In Progress | [6 empty] | ATSI | [23 empty] | AJ1-023 | [5 empty] | Generation Interconnection | [7 empty] | Active | 1010 |  | Capacity | [18 empty] | N | No
PJM |  |  | 7/8/2023 | [7 empty] | Storage |  |  |  | 300 |  |  |  |  | 300 | [7 empty] | Baltimore County | MD |  |  | Northeast - CP Crane 115 kV |  | 10/1/2028 |  | In Progress | [6 empty] | BGE | [23 empty] | AJ1-037 | [5 empty] | Generation Interconnection | [7 empty] | Active | 500 |  | Capacity | [18 empty] | N | No
PJM |  |  | 6/29/2023 | [7 empty] | Storage |  |  |  | 33 |  |  |  |  | 33 | [7 empty] | York | VA |  |  | Penniman 34.5 kV |  | 12/1/2025 |  | In Progress | [6 empty] | Dominion | [23 empty] | AJ1-038 | [5 empty] | Generation Interconnection | [7 empty] | Active | 33 |  | Capacity | [18 empty] | N | No
SPP |  |  | 2024-01-26 |  |  |  | Battery/Storage | [7 empty] | 150 | [13 empty] | OK |  |  | Beaver County Substation 345 kV |  | 2027-01-01 | [6 empty] | GEN-2024-SR9 |  | OG&E | [29 empty] | ER | [33 empty] | Surplus | 04 SOUTHEAST | Beaver County |  |  | 150 | 150
SPP |  |  | 2024-04-03 |  |  |  | Battery/Storage | [7 empty] | 70 | [13 empty] | NE |  |  | Spalding to North Loup 115kV |  | 2026-12-31 | [6 empty] | GEN-2024-SR8 |  | NPPD | [29 empty] | ER | [33 empty] | Surplus | 02 NEBRASKA | Greely County |  |  | 70 | 70
SPP |  |  | 2024-01-26 |  |  |  | Solar | [7 empty] | 200 | [13 empty] | OK |  |  | Beaver County Substation 345 kV |  | 2027-06-01 | [6 empty] | GEN-2024-SR7 |  | OG&E | [29 empty] | ER | [33 empty] | Surplus | 04 SOUTHEAST | Beaver County |  |  | 200 | 200
SPP |  |  | 2024-02-20 |  |  |  | Battery/Storage | [7 empty] | 200 | [13 empty] | OK |  |  | Interconnecting at Hugo - Sunnyside 345 kV transmission line | [8 empty] | GEN-2024-SR6 |  | OG&E | [29 empty] | ER | [33 empty] | Surplus | 04 SOUTHEAST | Johnston County |  |  | 200 | 200
SPP |  |  | 2024-02-07 |  |  |  | Battery/Storage | [7 empty] | 176.9 | [13 empty] | OK |  |  | 138 kV Greenwood Station |  | 2025-06-01 | [6 empty] | GEN-2024-SR5 |  | OG&E | [29 empty] | ER | [33 empty] | Surplus | 04 SOUTHEAST | Drumright |  |  | 176.9 | 176.9
SPP |  |  | 2024-02-01 |  |  |  | Battery/Storage | [7 empty] | 72.5 | [13 empty] | OK |  |  | 138 kV TRYON 3 (Bus # 515675 |  | 2026-05-01 | [6 empty] | GEN-2024-SR3 |  | OG&E | [29 empty] | ER/NR | [33 empty] | Surplus | 04 SOUTHEAST | Lincoln County |  |  | 72.5 | 72.5
SPP |  |  | 2024-02-06 |  |  |  | Battery/Storage | [7 empty] | 72.5 | [13 empty] | AR |  |  | 161 kV BRANCH 5 (Bus # 515316) |  | 2026-06-01 | [6 empty] | GEN-2024-SR2 |  | OG&E | [29 empty] | ER/NR | [33 empty] | Surplus | 04 SOUTHEAST | Franklin County |  |  | 72.5 | 72.5
SPP |  |  | 2024-05-01 |  |  |  | Battery/Storage | [7 empty] | 52.2 | [13 empty] | OK |  |  | Brown 138kV Substation |  | 2026-06-01 | [6 empty] | GEN-2024-SR13 |  | OG&E | [29 empty] | ER/NR | [33 empty] | Surplus | 04 SOUTHEAST | Bryan County |  |  | 52.2 | 52.2
SPP |  |  | 2024-05-21 |  |  |  | Battery/Storage | [7 empty] | 20 | [13 empty] | ND |  |  | Pomona 115 kV Substation |  | 2026-10-01 | [6 empty] | GEN-2024-SR12 |  | WAPA | [29 empty] | ER | [33 empty] | Surplus | 01 NORTH | La Moure County |  |  | 20 | 20
SPP |  |  | 2024-05-07 |  |  |  | Battery/Storage | [7 empty] | 200 | [13 empty] | OK |  |  | Woodring 345kV Substation |  | 2025-12-31 | [6 empty] | GEN-2024-SR11 |  | OGE | [29 empty] | ER/NR | [33 empty] | Surplus | 04 SOUTHEAST | Garfield |  |  | 200 | 200
SPP |  |  | 2024-04-22 |  |  |  | Battery/Storage | [7 empty] | 80 | [13 empty] | NE |  |  | Monolith 115kV |  | 2026-12-31 | [6 empty] | GEN-2024-SR10 |  | NPPD | [29 empty] | ER/NR | [34 empty] | 02 NEBRASKA | Lancaster |  |  | 80 | 80
SPP |  |  | 2023-11-29 |  |  |  | Solar | [7 empty] | 84 | [13 empty] | OK |  |  | 345 kV bus of GRDA GREC 1 & 2 Substation |  | 2025-12-31 | [6 empty] | GEN-2024-SR1 |  | GRDA | [29 empty] | ER | [33 empty] | Surplus | 04 SOUTHEAST | Chouteau |  |  | 84 | 84
SPP |  |  | 2024-01-08 |  |  |  | Thermal |  |  |  | CTG |  |  |  | 468 | [13 empty] | OK |  |  | Horseshoe Lake |  | 2026-12-31 | [6 empty] | GEN-2024-GR1 |  | OG&E | [29 empty] | ER | [33 empty] | Replacement | 04 SOUTHEAST | Harrah | 2026-12-31 |  | 448 | 468
SPP |  |  | 2024-04-30 |  |  |  | Hybrid |  |  |  | Solar/Storage |  |  |  | 80 | [13 empty] | KS |  |  | Seward 115 kV Substation | 2028-01-30 | 2028-12-31 | [6 empty] | GEN-2024-007 |  | Evergy | [29 empty] | ER/NR | [7 empty] | DISIS STAGE | [25 empty] | DISIS-2024-001 | 03 CENTRAL | Stafford |  |  | 80 | 80
SPP |  |  | 2024-04-25 |  |  |  | Solar | [7 empty] | 100 | [13 empty] | AR |  |  | Jonesboro - Water Valley 161 kV | 2026-10-01 | 2028-02-01 | [6 empty] | GEN-2024-006 |  | SWPA | [29 empty] | ER/NR | [7 empty] | DISIS STAGE | [25 empty] | DISIS-2024-001 | 04 SOUTHEAST | Lawrence |  |  | 100 | 100
SPP |  |  | 2024-04-25 |  |  |  | Solar | [7 empty] | 150 | [13 empty] | MO |  |  | Midway - Avenue City 161 kV | 2026-11-01 | 2028-03-01 | [6 empty] | GEN-2024-005 |  | Evergy | [29 empty] | ER/NR | [7 empty] | DISIS STAGE | [25 empty] | DISIS-2024-001 | 03 CENTRAL | Andrew and Nodaway |  |  | 150 | 150
SPP |  |  | 2024-04-25 |  |  |  | Solar | [7 empty] | 20 | [13 empty] | MO |  |  | Overton - Sedalia East 161 kV Substation | 2026-08-01 | 2026-10-01 | [6 empty] | GEN-2024-004 |  | Evergy | [29 empty] | ER/NR | [7 empty] | DISIS STAGE | [25 empty] | DISIS-2024-001 | 03 CENTRAL | Cooper |  |  | 20 | 20
SPP |  |  | 2024-04-25 |  |  |  | Thermal |  |  |  | CT |  |  |  | 102.2 | [13 empty] | AR |  |  | Fitzhugh 161kV | 2025-09-12 | 2025-11-07 | [6 empty] | GEN-2024-003 |  | AEP | [29 empty] | ER | [7 empty] | DISIS STAGE | [25 empty] | DISIS-2024-001 | 04 SOUTHEAST | Franklin |  |  | 102.2 | 102.2
SPP |  |  | 2024-02-02 |  |  |  | Solar | [7 empty] | 90 | [13 empty] | NM |  |  | Roosevelt - Portales 115 kV Line | 2029-05-27 | 2029-09-30 | [6 empty] | GEN-2024-002 |  | SPS | [29 empty] | ER/NR | [7 empty] | DISIS STAGE | [25 empty] | DISIS-2024-001 | 05 SOUTHWEST | Roosevelt |  |  | 90 | 90
SPP |  |  | 2024-02-02 |  |  |  | Solar | [7 empty] | 100 | [13 empty] | NM |  |  | Curry County 115 kV Substation | 2029-05-27 | 2029-09-30 | [6 empty] | GEN-2024-001 |  | SPS | [29 empty] | ER/NR | [7 empty] | DISIS STAGE | [25 empty] | DISIS-2024-001 | 05 SOUTHWEST | Curry |  |  | 100 | 100
SPP |  |  | 2023-02-13 |  |  |  | Battery/Storage | [7 empty] | 50 | [13 empty] | TX |  |  | Tap Floyd County Interchange and Crosby County Interchange 115kV Line |  | 2026-06-01 | [6 empty] | GEN-2023-SR9 |  | Xcel | [29 empty] | ER | [7 empty] | IA FULLY EXECUTED/ON SCHEDULE | [25 empty] | Surplus | 05 SOUTHWEST | Lorenzo |  |  | 50 | 50
SPP |  |  | 2023-02-13 |  |  |  | Battery/Storage | [7 empty] | 200 | [13 empty] | TX |  |  | Hitchland 345 kV Substation |  | 2026-06-01 | [6 empty] | GEN-2023-SR8 |  | Xcel | [29 empty] | ER | [7 empty] | IA FULLY EXECUTED/ON SCHEDULE | [25 empty] | Surplus | 05 SOUTHWEST | Gruver |  |  | 200 | 200
SPP |  |  | 2022-12-16 |  |  |  | Battery/Storage | [7 empty] | 135 | [13 empty] | NE |  |  | Hoskins 345 kV Substation |  | 2024-12-31 | [6 empty] | GEN-2023-SR7 |  | NPPD | [29 empty] | ER | [33 empty] | Surplus | 02 NEBRASKA | Wayne Co |  |  | 135 | 135
SPP |  |  | 2022-12-15 |  |  |  | Battery/Storage | [7 empty] | 85 | [13 empty] | OK |  |  | Tatonga 345 kV Substation |  | 2026-06-01 | [6 empty] | GEN-2023-SR5 |  | OGE | [29 empty] | ER | [7 empty] | IA FULLY EXECUTED/ON SCHEDULE | [25 empty] | Surplus | 04 SOUTHEAST | Seiling |  |  | 85 | 85
SPP |  |  | 2022-12-15 |  |  |  | Battery/Storage | [7 empty] | 170 | [13 empty] | ND |  |  | Tande 345 kV Substation |  | 2026-06-01 | [6 empty] | GEN-2023-SR4 |  | BEPC | [29 empty] | ER | [7 empty] | IA FULLY EXECUTED/ON SCHEDULE | [25 empty] | Surplus | 01 NORTH | Burke |  |  | 170 | 170
SPP |  |  | 2023-10-06 |  |  |  | Solar | [7 empty] | 158 | [13 empty] | KS |  |  | 115 kV Fort Dodge Substation |  | 2025-09-15 | [6 empty] | GEN-2023-SR28 |  | SUNC | [29 empty] | ER/NR | [33 empty] | Surplus | 03 CENTRAL | Ford |  |  | 158 | 158
SPP |  |  | 2023-07-12 |  |  |  | Battery/Storage | [7 empty] | 101.5 | [13 empty] | OK |  |  | GRDA1 to CLARMR 5 161kV line | 2021-12-01 | 2024-08-01 | [6 empty] | GEN-2023-SR27 |  | GRDA | [29 empty] | ER | [33 empty] | Surplus | 04 SOUTHEAST | Mayes County |  |  | 101.5 | 101.5
SPP |  |  | 2023-07-12 |  |  |  | Battery/Storage | [7 empty] | 72.5 | [13 empty] | OK |  |  | Pryor Junction 138kV sub | 2021-12-01 | 2024-12-09 | [6 empty] | GEN-2023-SR26 |  | AEP | [29 empty] | ER | [33 empty] | Surplus | 04 SOUTHEAST | Mayes County |  |  | 72.5 | 72.5
SPP |  |  | 2023-07-12 |  |  |  | Battery/Storage | [7 empty] | 72.5 | [13 empty] | OK |  |  | Dry Gulch 161kV sub | 2021-12-01 | 2024-08-01 | [6 empty] | GEN-2023-SR25 |  | GRDA | [29 empty] | ER | [33 empty] | Surplus | 04 SOUTHEAST | Mayes County |  |  | 72.5 | 72.5
SPP |  |  | 2023-06-20 |  |  |  | Battery/Storage | [7 empty] | 73.5 | [13 empty] | LA |  |  | 138 kV G16-167-TAP Station (Bus# 588404); Tapping North Benton (Bus# 508811) to Lieberman (bus# 508806) Transmission Line |  | 2025-12-01 | [6 empty] | GEN-2023-SR23 |  | AEP | [29 empty] | ER/NR | [33 empty] | Surplus | 04 SOUTHEAST | Caddo Parrish |  |  | 73.5 | 73.5
SPP |  |  | 2023-06-20 |  |  |  | Battery/Storage | [7 empty] | 124.7 | [13 empty] | OK |  |  | 138 kV Exclart Bus (Bus# 510401) |  | 2024-12-06 | [6 empty] | GEN-2023-SR22 |  | AEP | [29 empty] | ER | [33 empty] | Surplus | 04 SOUTHEAST | Mayes County |  |  | 124.7 | 124.7
SPP |  |  | 2023-06-21 |  |  |  | Battery/Storage | [7 empty] | 120 | [13 empty] | OK |  |  | Weatherford 138 kV Substation |  | 2025-06-01 | [6 empty] | GEN-2023-SR20 |  | AEP | [29 empty] | ER | [33 empty] | Surplus | 04 SOUTHEAST | Custer/Wasita |  |  | 120 | 120
SPP |  |  | 2023-06-21 |  |  |  | Battery/Storage | [7 empty] | 60 | [13 empty] | NE |  |  | Steele City 115 kV |  | 2025-06-01 | [6 empty] | GEN-2023-SR19 |  | NPPD | [29 empty] | ER | [33 empty] | Surplus | 02 NEBRASKA | Jefferson County |  |  | 60 | 60
SPP |  |  | 2023-06-20 |  |  |  | Battery/Storage | [7 empty] | 80 | [13 empty] | OK |  |  | Minco 345 kV |  | 2025-05-25 | [6 empty] | GEN-2023-SR18 |  | OGE | [29 empty] | ER | [33 empty] | Surplus | 04 SOUTHEAST | Grady County |  |  | 80 | 80
SPP |  |  | 2023-04-26 |  |  |  | Battery/Storage | [7 empty] | 70 | [13 empty] | OK |  |  | Tap Mooreland to Woodward 138 kV Line (FPLSwitch 138 kV Substation) |  | 2025-06-01 | [6 empty] | GEN-2023-SR16 |  | OG&E | [29 empty] | ER | [7 empty] | IA FULLY EXECUTED/ON SCHEDULE | [25 empty] | Surplus | 04 SOUTHEAST | Woodward and Harper Counties |  |  | 70 | 70
SPP |  |  | 2023-03-27 |  |  |  | Battery/Storage | [7 empty] | 50 | [13 empty] | OK |  |  | Hugo Power Plant 138 kV Substation |  | 2026-06-01 | [6 empty] | GEN-2023-SR15 |  | WFEC | [29 empty] | ER/NR | [7 empty] | IA FULLY EXECUTED/ON SCHEDULE | [25 empty] | Surplus | 04 SOUTHEAST | Choctaw County |  |  | 50 | 50
SPP |  |  | 2023-01-26 |  |  |  | Battery/Storage | [7 empty] | 70 | [13 empty] | OK |  |  | Breckinridge 138 kV Substation |  | 2025-06-01 | [6 empty] | GEN-2023-SR13 |  | OG&E | [29 empty] | ER | [7 empty] | IA FULLY EXECUTED/ON SCHEDULE | [25 empty] | Surplus | 04 SOUTHEAST | Garfield County |  |  | 70 | 70
SPP |  |  | 2023-02-13 |  |  |  | Battery/Storage | [7 empty] | 120 | [13 empty] | TX |  |  | Tap Cochran to Lehman 115 kV Line |  | 2025-09-30 | [6 empty] | GEN-2023-SR12 |  | Xcel | [29 empty] | ER | [7 empty] | IA FULLY EXECUTED/ON SCHEDULE | [25 empty] | Surplus | 05 SOUTHWEST | Whiteface |  |  | 120 | 120
SPP |  |  | 2022-12-05 |  |  |  | Thermal | [7 empty] | 21.9 | [13 empty] | NE |  |  | Ainsworth Wind 115 kV | 2005-10-01 | 2024-06-21 | [6 empty] | GEN-2023-SR1 |  | NPPD | [29 empty] | ER/NR | [7 empty] | IA FULLY EXECUTED/ON SCHEDULE | [25 empty] | Surplus | 02 NEBRASKA | Brown |  |  | 21.9 | 21.9
SPP |  |  | 2023-07-14 |  |  |  | Wind | [7 empty] | 74.25 | [13 empty] | OK |  |  | Washita 138kV |  | 2024-12-31 | [6 empty] | GEN-2023-GR6 |  | WFEC | [29 empty] | ER | [33 empty] | Replacement | 04 SOUTHEAST | Carnegie | 2024-07-18 | 2024-12-31 | 74.25 | 74.25
SPP |  |  | 2023-07-18 |  |  |  | Solar | [7 empty] | 150 | [13 empty] | TX |  |  | Plant X 115 kV Substation | [8 empty] | GEN-2023-GR5 |  | Xcel/SPS | [29 empty] | ER | [33 empty] | Replacement | 05 SOUTHWEST | Lamb County | 2022-08-11 | 2026-05-01 | 150 | 150
SPP |  |  | 2023-07-05 |  |  |  | Solar | [7 empty] | 72 | [13 empty] | NM |  |  | Cunningham 115kV | [8 empty] | GEN-2023-GR4 |  | Xcel/SPS | [29 empty] | ER | [33 empty] | Replacement | 05 SOUTHWEST | Lea County | 2022-07-13 | 2026-05-01 | 72 | 72
SPP |  |  | 2023-06-30 |  |  |  | Wind | [7 empty] | 80 | [13 empty] | NM |  |  | Norton 115 kV | 2004-12-01 | 2004-12-31 | [6 empty] | GEN-2023-GR3 |  | Xcel/SPS | [29 empty] | ER/NR | [33 empty] | Replacement | 05 SOUTHWEST | Quay County | 2024-09-16 | 2024-12-31 | 80 | 80
SPP |  |  | 2023-02-17 | [11 empty] | 94.242 | [13 empty] | OK |  |  | Tinker Air Force Base 138kV | [8 empty] | GEN-2023-GR2 |  | OG&E | [29 empty] | ER | [33 empty] | Replacement | 04 SOUTHEAST | Oklahoma City | 2026-04-01 | 2026-05-01 | 84.926 | 94.242
SPP |  |  | 2023-01-09 |  |  |  | Thermal |  |  |  | Gas |  |  |  | 97.488 | [13 empty] | OK |  |  | Anadarko Power Plant 69 kV | [8 empty] | GEN-2023-GR1 |  | WFEC | [29 empty] | ER | [33 empty] | Replacement | 04 SOUTHEAST | Anadarko | 2025-11-30 | 2025-12-01 | 97.488 | 95.64
SPP |  |  | 2023-10-02 |  |  |  | Solar | [7 empty] | 93 | [13 empty] | TX |  |  | Winnsboro 138 kV Substation | 2027-08-28 | 2028-01-05 | [6 empty] | GEN-2023-241 |  | AEP | [29 empty] | ER | [7 empty] | DISIS STAGE | [25 empty] | DISIS-2023-001 | 04 SOUTHEAST | Franklin & Wood |  |  | 93 | 93
SPP |  |  | 2023-10-02 |  |  |  | Wind | [7 empty] | 500 | [13 empty] | TX |  |  | Crawfish Draw 345 kV Substation | 2030-01-15 | 2030-12-31 | [6 empty] | GEN-2023-237 |  | SPS | [29 empty] | ER/NR | [7 empty] | DISIS STAGE | [25 empty] | DISIS-2023-001 | 05 SOUTHWEST | Hale |  |  | 500 | 500
SPP |  |  | 2023-10-02 |  |  |  | Solar | [7 empty] | 400 | [13 empty] | NM |  |  | Hobbs - Yoakum 345 kV | 2030-01-15 | 2030-12-31 | [6 empty] | GEN-2023-236 |  | SPS | [29 empty] | ER/NR | [7 empty] | DISIS STAGE | [25 empty] | DISIS-2023-001 | 05 SOUTHWEST | Lea |  |  | 400 | 400
SPP |  |  | 2023-10-02 |  |  |  | Hybrid |  |  |  | Wind/Storage |  |  |  | 310 | [13 empty] | KS |  |  | Neosho - LaCynge 345 kV Line | 2028-05-01 | 2028-12-01 | [6 empty] | GEN-2023-231 |  | Evergy | [29 empty] | ER | [7 empty] | DISIS STAGE | [25 empty] | DISIS-2023-001 | 03 CENTRAL | Crawford |  |  | 310 | 310
SPP |  |  | 2023-10-02 |  |  |  | Hybrid |  |  |  | Solar/Storage |  |  |  | 150 | [13 empty] | LA |  |  | Red Pointe 138 kV Substation | 2028-02-04 | 2028-11-19 | [6 empty] | GEN-2023-230 |  | AEP | [29 empty] | ER/NR | [7 empty] | DISIS STAGE | [25 empty] | DISIS-2023-001 | 04 SOUTHEAST | Bossier |  |  | 150 | 150
SPP |  |  | 2023-10-02 |  |  |  | Wind | [7 empty] | 230 | [13 empty] | OK |  |  | Southwestern Power Station 138 kV Substation (SWS4) | 2028-04-01 | 2028-10-31 | [6 empty] | GEN-2023-229 |  | AEP | [29 empty] | ER/NR | [7 empty] | DISIS STAGE | [25 empty] | DISIS-2023-001 | 04 SOUTHEAST | Caddo |  |  | 230 | 230
SPP |  |  | 2023-10-02 |  |  |  | Battery/Storage | [7 empty] | 250 | [13 empty] | TX |  |  | Tuco-Okalunion 345 kV line | 2026-08-15 | 2026-12-01 | [6 empty] | GEN-2023-228 |  | SPS | [29 empty] | ER/NR | [7 empty] | DISIS STAGE | [25 empty] | DISIS-2023-001 | 05 SOUTHWEST | Cottle |  |  | 250 | 250
SPP |  |  | 2023-10-02 |  |  |  | Battery/Storage | [7 empty] | 200 | [13 empty] | TX |  |  | Petty to Chapel 138 kV Line | 2026-05-01 | 2026-09-01 | [6 empty] | GEN-2023-227 |  | AEP | [29 empty] | ER/NR | [7 empty] | DISIS STAGE | [25 empty] | DISIS-2023-001 | 04 SOUTHEAST | Titus |  |  | 200 | 200
SPP |  |  | 2023-10-02 |  |  |  | Thermal |  |  |  | RICE |  |  |  | 217 | [13 empty] | NE |  |  | Olive Creek 345 kV Substation | 2027-03-01 | 2027-06-01 | [6 empty] | GEN-2023-225 |  | NPPD | [29 empty] | ER | [7 empty] | DISIS STAGE | [25 empty] | DISIS-2023-001 | 02 NEBRASKA | Lancaster |  |  | 217 | 217
SPP |  |  | 2023-10-02 |  |  |  | Thermal |  |  |  | CTG |  |  |  | 478 | [13 empty] | NE |  |  | Olive Creek 345 kV Substation | 2027-03-01 | 2027-06-01 | [6 empty] | GEN-2023-224 |  | NPPD | [29 empty] | ER | [7 empty] | DISIS STAGE | [25 empty] | DISIS-2023-001 | 02 NEBRASKA | Lancaster |  |  | 478 | 478
SPP |  |  | 2023-10-02 |  |  |  | Thermal |  |  |  | CTG |  |  |  | 239 | [13 empty] | NE |  |  | New Beatrice Power Station 345 kV | 2027-03-01 | 2027-06-01 | [6 empty] | GEN-2023-223 |  | NPPD | [29 empty] | ER/NR | [7 empty] | DISIS STAGE | [25 empty] | DISIS-2023-001 | 02 NEBRASKA | Gage |  |  | 239 | 239
SPP |  |  | 2023-10-02 |  |  |  | Thermal |  |  |  | CTG |  |  |  | 478 | [13 empty] | NE |  |  | New Beatrice Power Station 345 kV | 2027-03-01 | 2027-06-01 | [6 empty] | GEN-2023-222 |  | NPPD | [29 empty] | ER/NR | [7 empty] | DISIS STAGE | [25 empty] | DISIS-2023-001 | 02 NEBRASKA | Gage |  |  | 478 | 478
SPP |  |  | 2023-10-02 |  |  |  | Solar | [7 empty] | 250 | [13 empty] | KS |  |  | Emporia Energy Center - Swissvale 345 kV Line | 2029-09-01 | 2029-12-01 | [6 empty] | GEN-2023-221 |  | Evergy | [29 empty] | ER/NR | [7 empty] | DISIS STAGE | [25 empty] | DISIS-2023-001 | 03 CENTRAL | Osage |  |  | 250 | 250
SPP |  |  | 2023-10-02 |  |  |  | Solar | [7 empty] | 250 | [13 empty] | KS |  |  | Emporia Energy Center - Swissvale 345 kV Line | 2029-08-01 | 2029-12-01 | [6 empty] | GEN-2023-220 |  | Evergy | [29 empty] | ER/NR | [7 empty] | DISIS STAGE | [25 empty] | DISIS-2023-001 | 03 CENTRAL | Osage |  |  | 250 | 250
SPP |  |  | 2023-10-02 |  |  |  | Solar | [7 empty] | 125 | [13 empty] | KS |  |  | Reading - Osage Jct 115 kV Line | 2029-08-01 | 2029-12-01 | [6 empty] | GEN-2023-219 |  | Evergy | [29 empty] | ER/NR | [7 empty] | DISIS STAGE | [25 empty] | DISIS-2023-001 | 03 CENTRAL | Osage |  |  | 125 | 125
SPP |  |  | 2023-10-02 |  |  |  | Wind | [7 empty] | 200 | [13 empty] | NE |  |  | Turtle Creek 345 kV Substation | 2026-09-30 | 2026-12-31 | [6 empty] | GEN-2023-218 |  | NPPD | [29 empty] | ER/NR | [7 empty] | DISIS STAGE | [25 empty] | DISIS-2023-001 | 02 NEBRASKA | Knox and Cedar |  |  | 200 | 200
SPP |  |  | 2023-10-02 |  |  |  | Wind | [7 empty] | 200 | [13 empty] | NE |  |  | Turtle Creek 345 kV Substation | 2026-09-30 | 2026-12-31 | [6 empty] | GEN-2023-217 |  | NPPD | [29 empty] | ER/NR | [7 empty] | DISIS STAGE | [25 empty] | DISIS-2023-001 | 02 NEBRASKA | Knox and Cedar |  |  | 200 | 200
SPP |  |  | 2023-10-02 |  |  |  | Wind | [7 empty] | 200 | [13 empty] | NE |  |  | Turtle Creek 345 kV Substation | 2026-09-30 | 2026-12-31 | [6 empty] | GEN-2023-216 |  | NPPD | [29 empty] | ER/NR | [7 empty] | DISIS STAGE | [25 empty] | DISIS-2023-001 | 02 NEBRASKA | Knox and Cedar |  |  | 200 | 200
SPP |  |  | 2023-10-02 |  |  |  | Battery/Storage | [7 empty] | 100 | [13 empty] | OK |  |  | Brown 138 kV Substation | 2028-04-15 | 2028-09-01 | [6 empty] | GEN-2023-214 |  | OGE | [29 empty] | ER/NR | [7 empty] | DISIS STAGE | [25 empty] | DISIS-2023-001 | 04 SOUTHEAST | Bryan |  |  | 100 | 100
SPP |  |  | 2023-10-02 |  |  |  | Battery/Storage | [7 empty] | 100 | [13 empty] | AR |  |  | Chamber Springs 161 kV Substation | 2028-04-15 | 2028-09-01 | [6 empty] | GEN-2023-213 |  | AEP | [29 empty] | ER/NR | [7 empty] | DISIS STAGE | [25 empty] | DISIS-2023-001 | 04 SOUTHEAST | Benton |  |  | 100 | 100
SPP |  |  | 2023-10-02 |  |  |  | Hybrid |  |  |  | Solar/Storage |  |  |  | 400 | [13 empty] | TX/OK |  |  | Northwest Texarkana - Valliant 345 kV Line | 2027-03-01 | 2027-12-01 | [6 empty] | GEN-2023-212 |  | AEP | [29 empty] | ER/NR | [7 empty] | DISIS STAGE | [25 empty] | DISIS-2023-001 | 04 SOUTHEAST | Bowie |  |  | 400 | 400
SPP |  |  | 2023-10-02 |  |  |  | Hybrid |  |  |  | Solar/Battery/Wind |  |  |  | 250 | [13 empty] | OK |  |  | Ranch Road 345 kV Substation | 2028-03-01 | 2028-11-01 | [6 empty] | GEN-2023-211 |  | OGE | [29 empty] | ER/NR | [7 empty] | DISIS STAGE | [25 empty] | DISIS-2023-001 | 04 SOUTHEAST | Kay |  |  | 250 | 250
SPP |  |  | 2023-10-02 |  |  |  | Solar | [7 empty] | 191 | [13 empty] | OK |  |  | Prague - Chernicky 138 kV Line | 2026-05-04 | 2026-09-01 | [6 empty] | GEN-2023-210 |  | WFEC | [29 empty] | ER/NR | [7 empty] | DISIS STAGE | [25 empty] | DISIS-2023-001 | 04 SOUTHEAST | Lincoln |  |  | 191 | 191
SPP |  |  | 2023-10-02 |  |  |  | Battery/Storage | [7 empty] | 125 | [13 empty] | TX |  |  | Amarillo South 115 kV | 2027-04-01 | 2027-06-01 | [6 empty] | GEN-2023-209 |  | SPS | [29 empty] | ER/NR | [7 empty] | DISIS STAGE | [25 empty] | DISIS-2023-001 | 05 SOUTHWEST | Randall |  |  | 125 | 125
SPP |  |  | 2023-10-02 |  |  |  | Battery/Storage | [7 empty] | 200 | [13 empty] | TX |  |  | Rolling Hills 115 kV |  | 2029-12-31 | [6 empty] | GEN-2023-208 |  | SPS | [29 empty] | ER | [7 empty] | DISIS STAGE | [25 empty] | DISIS-2023-001 | 05 SOUTHWEST | Potter |  |  | 200 | 200
SPP |  |  | 2023-10-02 |  |  |  | Battery/Storage | [7 empty] | 50 | [13 empty] | AR |  |  | Battlefield BESS 161 kV Substation | 2029-01-01 | 2029-12-31 | [6 empty] | GEN-2023-206 |  | OGE | [29 empty] | ER/NR | [7 empty] | DISIS STAGE | [25 empty] | DISIS-2023-001 | 04 SOUTHEAST | Sebastian |  |  | 50 | 50
SPP |  |  | 2023-10-02 |  |  |  | Solar | [7 empty] | 180 | [13 empty] | OK |  |  | McAlester City - Weleetka 138 kV line | 2026-07-01 | 2026-12-31 | [6 empty] | GEN-2023-205 |  | AEP | [29 empty] | ER/NR | [7 empty] | DISIS STAGE | [25 empty] | DISIS-2023-001 | 04 SOUTHEAST | Hughes |  |  | 180 | 180
SPP |  |  | 2023-10-02 |  |  |  | Thermal |  |  |  | CTG |  |  |  | 953 | [13 empty] | TX |  |  | Welsh-Lydia 345kV Line | 2028-04-01 | 2028-12-01 | [6 empty] | GEN-2023-204 |  | AEP | [29 empty] | ER | [7 empty] | DISIS STAGE | [25 empty] | DISIS-2023-001 | 04 SOUTHEAST | Morris |  |  | 953 | 953
SPP |  |  | 2023-10-02 |  |  |  | Hybrid |  |  |  | Solar/Storage |  |  |  | 300 | [13 empty] | NM |  |  | Hobbs - Ink Basin 230 kV Transmission Line | 2028-07-31 | 2028-12-31 | [6 empty] | GEN-2023-203 |  | SPS | [29 empty] | ER/NR | [7 empty] | DISIS STAGE | [25 empty] | DISIS-2023-001 | 05 SOUTHWEST | Lea |  |  | 300 | 300
SPP |  |  | 2023-10-02 |  |  |  | Hybrid |  |  |  | Solar/Storage |  |  |  | 300 | [13 empty] | NM |  |  | Crossroads - Hobbs 345 kV Line | 2028-07-31 | 2028-12-31 | [6 empty] | GEN-2023-201 |  | NEET | [29 empty] | ER/NR | [7 empty] | DISIS STAGE | [25 empty] | DISIS-2023-001 | 05 SOUTHWEST | Lea |  |  | 300 | 300
SPP |  |  | 2023-10-02 |  |  |  | Hybrid |  |  |  | Solar/Storage |  |  |  | 250 | [13 empty] | NE |  |  | Twin Church 230 kV Substation | 2030-03-01 | 2027-03-28 | [6 empty] | GEN-2023-199 |  | NPPD | [29 empty] | ER/NR | [7 empty] | DISIS STAGE | [25 empty] | DISIS-2023-001 | 02 NEBRASKA | Dakota |  |  | 250 | 250
SPP |  |  | 2023-10-02 |  |  |  | Solar | [7 empty] | 250 | [13 empty] | TX |  |  | Roosevelt - Tolk 230 kV line tap | 2028-02-01 | 2028-06-01 | [6 empty] | GEN-2023-195 |  | SPS | [29 empty] | ER/NR | [7 empty] | DISIS STAGE | [25 empty] | DISIS-2023-001 | 05 SOUTHWEST | Bailey |  |  | 250 | 250
SPP |  |  | 2023-10-02 |  |  |  | Solar | [7 empty] | 225 | [13 empty] | KS |  |  | Riverton - Neosho 161 kV Line Tap | 2028-06-01 | 2028-12-31 | [6 empty] | GEN-2023-194 |  | EDE | [29 empty] | ER/NR | [7 empty] | DISIS STAGE | [25 empty] | DISIS-2023-001 | 03 CENTRAL | Cherokee |  |  | 225 | 225
SPP |  |  | 2023-10-02 |  |  |  | Hybrid |  |  |  | Solar/Storage |  |  |  | 175 | [13 empty] | TX |  |  | Pirkey - Whitney 138 kV Line | 2028-01-15 | 2028-03-31 | [6 empty] | GEN-2023-193 |  | AEP | [29 empty] | ER/NR | [7 empty] | DISIS STAGE | [25 empty] | DISIS-2023-001 | 04 SOUTHEAST | Harrison |  |  | 175 | 175
SPP |  |  | 2023-10-02 |  |  |  | Battery/Storage | [7 empty] | 74 | [13 empty] | KS |  |  | Hockersville 138 kV Substation | 2026-09-01 | 2026-12-01 | [6 empty] | GEN-2023-191 |  | EDE | [29 empty] | ER/NR | [7 empty] | DISIS STAGE | [25 empty] | DISIS-2023-001 | 03 CENTRAL | Cherokee |  |  | 74 | 74
SPP |  |  | 2023-10-02 |  |  |  | Battery/Storage | [7 empty] | 200 | [13 empty] | NE |  |  | NW 68th - Holdrege 345 kV Substation | 2030-08-30 | 2030-12-31 | [6 empty] | GEN-2023-189 |  | LES | [29 empty] | ER | [7 empty] | DISIS STAGE | [25 empty] | DISIS-2023-001 | 02 NEBRASKA | Lancaster |  |  | 200 | 200
SPP |  |  | 2023-10-02 |  |  |  | Hybrid |  |  |  | Solar/Storage |  |  |  | 160 | [13 empty] | OK |  |  | Oklaunion - Lawton 345 kV Line | 2027-02-15 | 2027-09-01 | [6 empty] | GEN-2023-188 |  | AEP | [29 empty] | ER/NR | [7 empty] | DISIS STAGE | [25 empty] | DISIS-2023-001 | 05 SOUTHWEST | Cotton |  |  | 160 | 160
SPP |  |  | 2023-10-02 |  |  |  | Solar | [7 empty] | 200 | [13 empty] | NM |  |  | Phantom 115 kV Substation | 2030-08-30 | 2030-12-31 | [6 empty] | GEN-2023-184 |  | SPS | [29 empty] | ER | [7 empty] | DISIS STAGE | [25 empty] | DISIS-2023-001 | 05 SOUTHWEST | Eddy |  |  | 200 | 200
SPP |  |  | 2023-10-02 |  |  |  | Thermal |  |  |  | CTG |  |  |  | 217 | [13 empty] | TX |  |  | Tuco 345kV | 2027-03-31 | 2027-02-28 | [6 empty] | GEN-2023-183 |  | SPS | [29 empty] | ER | [7 empty] | DISIS STAGE | [25 empty] | DISIS-2023-001 | 05 SOUTHWEST | Hale |  |  | 217 | 217
SPP |  |  | 2023-10-02 |  |  |  | Wind | [7 empty] | 300 | [13 empty] | ND |  |  | Groton - Leland Olds 345 kV Line | 2026-08-15 | 2026-12-01 | [6 empty] | GEN-2023-182 |  | BEPC | [29 empty] | ER | [7 empty] | DISIS STAGE | [25 empty] | DISIS-2023-001 | 01 NORTH | Logan & McIntosh |  |  | 300 | 300
SPP |  |  | 2023-10-02 |  |  |  | Solar | [7 empty] | 150 | [13 empty] | AR |  |  | Hackett - N Huntington 161 kV Line Tap | 2028-02-01 | 2028-06-01 | [6 empty] | GEN-2023-180 |  | AEP | [29 empty] | ER/NR | [7 empty] | DISIS STAGE | [25 empty] | DISIS-2023-001 | 04 SOUTHEAST | Sebastian |  |  | 150 | 150
SPP |  |  | 2023-10-02 |  |  |  | Solar | [7 empty] | 200 | [13 empty] | NM |  |  | Roosevelt 230kV Substation | 2026-08-15 | 2026-12-01 | [6 empty] | GEN-2023-178 |  | SPS | [29 empty] | ER/NR | [7 empty] | DISIS STAGE | [25 empty] | DISIS-2023-001 | 05 SOUTHWEST | Roosevelt |  |  | 200 | 200
SPP |  |  | 2023-10-02 |  |  |  | Solar | [7 empty] | 200 | [13 empty] | OK |  |  | Paoli - Seminole 138 kV line tap | 2028-02-01 | 2028-06-01 | [6 empty] | GEN-2023-177 |  | OGE | [29 empty] | ER/NR | [7 empty] | DISIS STAGE | [25 empty] | DISIS-2023-001 | 04 SOUTHEAST | Garvin |  |  | 200 | 200
SPP |  |  | 2023-10-02 |  |  |  | Wind | [7 empty] | 300 | [13 empty] | TX |  |  | Plant X 230 kV Substation | 2030-08-30 | 2030-12-31 | [6 empty] | GEN-2023-176 |  | SPS | [29 empty] | ER | [7 empty] | DISIS STAGE | [25 empty] | DISIS-2023-001 | 05 SOUTHWEST | Lamb |  |  | 300 | 300
SPP |  |  | 2023-10-02 |  |  |  | Battery/Storage | [7 empty] | 150 | [13 empty] | OK |  |  | Paoli West 138 kV Substation | 2028-02-01 | 2028-06-01 | [6 empty] | GEN-2023-174 |  | WFEC | [29 empty] | ER | [7 empty] | DISIS STAGE | [25 empty] | DISIS-2023-001 | 04 SOUTHEAST | Garvin |  |  | 150 | 150
SPP |  |  | 2023-10-02 |  |  |  | Wind | [7 empty] | 100 | [13 empty] | KS |  |  | Holcomb 345 kV | 2027-09-01 | 2027-12-31 | [6 empty] | GEN-2023-173 |  | SUNC | [29 empty] | ER/NR | [7 empty] | DISIS STAGE | [25 empty] | DISIS-2023-001 | 03 CENTRAL | Kearny |  |  | 100 | 100
SPP |  |  | 2023-10-02 |  |  |  | Wind | [7 empty] | 200 | [13 empty] | KS |  |  | Holcomb 345 kV | 2027-09-01 | 2027-12-31 | [6 empty] | GEN-2023-172 |  | SUNC | [29 empty] | ER/NR | [7 empty] | DISIS STAGE | [25 empty] | DISIS-2023-001 | 03 CENTRAL | Kearny |  |  | 200 | 200
SPP |  |  | 2023-10-02 |  |  |  | Battery/Storage | [7 empty] | 150 | [13 empty] | MO |  |  | Sub M 161 kV Substation | 2028-02-01 | 2028-06-01 | [6 empty] | GEN-2023-171 |  | INDN | [29 empty] | ER/NR | [7 empty] | DISIS STAGE | [25 empty] | DISIS-2023-001 | 03 CENTRAL | Jackson |  |  | 150 | 150
SPP |  |  | 2023-10-02 |  |  |  | Battery/Storage | [7 empty] | 150 | [13 empty] | MO |  |  | Salisbury 161 kV Substation | 2028-02-01 | 2028-06-01 | [6 empty] | GEN-2023-170 |  | Evergy | [29 empty] | ER | [7 empty] | DISIS STAGE | [25 empty] | DISIS-2023-001 | 03 CENTRAL | Chariton |  |  | 150 | 150
SPP |  |  | 2023-10-02 |  |  |  | Battery/Storage | [7 empty] | 125 | [13 empty] | MO |  |  | Missouri City - Liberty South 161 kV Line | 2028-02-01 | 2028-06-01 | [6 empty] | GEN-2023-169 |  | Evergy | [29 empty] | ER/NR | [7 empty] | DISIS STAGE | [25 empty] | DISIS-2023-001 | 03 CENTRAL | Clay |  |  | 125 | 125
SPP |  |  | 2023-10-02 |  |  |  | Battery/Storage | [7 empty] | 175 | [13 empty] | OK |  |  | Classen 138 kV Substation | 2028-02-01 | 2028-06-01 | [6 empty] | GEN-2023-168 |  | OGE | [29 empty] | ER/NR | [7 empty] | DISIS STAGE | [25 empty] | DISIS-2023-001 | 04 SOUTHEAST | Oklahoma |  |  | 175 | 175
SPP |  |  | 2023-10-02 |  |  |  | Battery/Storage | [7 empty] | 250 | [13 empty] | OK |  |  | Washington Park 138 kV Substation | 2028-02-01 | 2028-06-01 | [6 empty] | GEN-2023-167 |  | OGE | [29 empty] | ER/NR | [7 empty] | DISIS STAGE | [25 empty] | DISIS-2023-001 | 04 SOUTHEAST | Oklahoma |  |  | 250 | 250
SPP |  |  | 2023-10-02 |  |  |  | Battery/Storage | [7 empty] | 150 | [13 empty] | OK |  |  | 84th Street - Tennessee Tap 138 kV Line | 2028-02-01 | 2028-06-01 | [6 empty] | GEN-2023-166 |  | OGE | [29 empty] | ER | [7 empty] | DISIS STAGE | [25 empty] | DISIS-2023-001 | 04 SOUTHEAST | Oklahoma |  |  | 150 | 150
SPP |  |  | 2023-10-02 |  |  |  | Battery/Storage | [7 empty] | 210 | [13 empty] | OK |  |  | Gracemont 345 kV Substation | 2028-03-01 | 2028-05-01 | [6 empty] | GEN-2023-165 |  | OGE | [29 empty] | ER/NR | [7 empty] | DISIS STAGE | [25 empty] | DISIS-2023-001 | 04 SOUTHEAST | Caddo |  |  | 210 | 210
SPP |  |  | 2023-10-02 |  |  |  | Battery/Storage | [7 empty] | 210 | [13 empty] | OK |  |  | Gracemont 345 kV Substation | 2028-03-01 | 2028-05-01 | [6 empty] | GEN-2023-164 |  | OGE | [29 empty] | ER/NR | [7 empty] | DISIS STAGE | [25 empty] | DISIS-2023-001 | 04 SOUTHEAST | Caddo |  |  | 210 | 210
SPP |  |  | 2023-10-02 |  |  |  | Battery/Storage | [7 empty] | 74.9 | [13 empty] | OK |  |  | Roman Nose 138 kV Substation | 2026-09-03 | 2026-11-04 | [6 empty] | GEN-2023-161 |  | OGE | [29 empty] | ER/NR | [7 empty] | DISIS STAGE | [25 empty] | DISIS-2023-001 | 04 SOUTHEAST | Blaine |  |  | 74.9 | 74.9
SPP |  |  | 2023-10-02 |  |  |  | Battery/Storage | [7 empty] | 170 | [13 empty] | TX |  |  | Needmore - Yoakum 230 kV Line | 2029-03-01 | 2029-09-15 | [6 empty] | GEN-2023-159 |  | SPS | [29 empty] | ER/NR | [7 empty] | DISIS STAGE | [25 empty] | DISIS-2023-001 | 05 SOUTHWEST | Bailey and Lamb |  |  | 170 | 170
SPP |  |  | 2023-10-02 |  |  |  | Solar | [7 empty] | 335 | [13 empty] | TX |  |  | Needmore - Yoakum 230 kV Line | 2029-03-01 | 2029-09-15 | [6 empty] | GEN-2023-158 |  | SPS | [29 empty] | ER/NR | [7 empty] | DISIS STAGE | [25 empty] | DISIS-2023-001 | 05 SOUTHWEST | Bailey and Lamb |  |  | 335 | 335
SPP |  |  | 2023-10-02 |  |  |  | Solar | [7 empty] | 175 | [13 empty] | SD |  |  | Fort Thompson - Huron 230 kV Tap | 2029-03-01 | 2029-09-30 | [6 empty] | GEN-2023-154 |  | WAPA | [29 empty] | ER | [7 empty] | DISIS STAGE | [25 empty] | DISIS-2023-001 | 01 NORTH | Hand |  |  | 175 | 175
SPP |  |  | 2023-10-02 |  |  |  | Hybrid |  |  |  | Solar/Storage |  |  |  | 120 | [13 empty] | NE |  |  | Grant 115 kV Substation | 2028-06-30 | 2028-08-31 | [6 empty] | GEN-2023-153 |  | Tri-State | [29 empty] | ER/NR | [7 empty] | DISIS STAGE | [25 empty] | DISIS-2023-001 | 02 NEBRASKA | Perkins |  |  | 120 | 120
SPP |  |  | 2023-10-02 |  |  |  | Hybrid |  |  |  | Solar/Storage |  |  |  | 100 | [13 empty] | AR |  |  | South Nashville - South Murfreesboro 138kV | 2028-04-01 | 2028-08-01 | [6 empty] | GEN-2023-151 |  | AEP | [29 empty] | ER/NR | [7 empty] | DISIS STAGE | [25 empty] | DISIS-2023-001 | 04 SOUTHEAST | Hempstead |  |  | 100 | 100
SPP |  |  | 2023-10-02 |  |  |  | Solar | [7 empty] | 150 | [13 empty] | OK |  |  | Gracemont 138 kV Substation | 2027-09-01 | 2027-12-31 | [6 empty] | GEN-2023-150 |  | OGE | [29 empty] | ER/NR | [7 empty] | DISIS STAGE | [25 empty] | DISIS-2023-001 | 04 SOUTHEAST | Caddo |  |  | 150 | 150
SPP |  |  | 2023-10-02 |  |  |  | Battery/Storage | [7 empty] | 300 | [13 empty] | KS |  |  | LaCygne - Stilwell 345 kV Line | 2029-02-15 | 2029-07-01 | [6 empty] | GEN-2023-149 |  | Evergy | [29 empty] | ER/NR | [7 empty] | DISIS STAGE | [25 empty] | DISIS-2023-001 | 03 CENTRAL | Lin |  |  | 300 | 300
SPP |  |  | 2023-10-02 |  |  |  | Battery/Storage | [7 empty] | 200 | [13 empty] | TX |  |  | Plant X 230 kV Substation | 2029-03-01 | 2029-09-15 | [6 empty] | GEN-2023-143 |  | SPS | [29 empty] | ER/NR | [7 empty] | DISIS STAGE | [25 empty] | DISIS-2023-001 | 05 SOUTHWEST | Lamb |  |  | 200 | 200
SPP |  |  | 2023-10-02 |  |  |  | Solar | [7 empty] | 275 | [13 empty] | TX |  |  | Plant X 230 kV Substation | 2029-03-01 | 2029-09-15 | [6 empty] | GEN-2023-142 |  | SPS | [29 empty] | ER | [7 empty] | DISIS STAGE | [25 empty] | DISIS-2023-001 | 05 SOUTHWEST | Lamb |  |  | 275 | 275
SPP |  |  | 2023-10-02 |  |  |  | Wind | [7 empty] | 250 | [13 empty] | OK |  |  | GRDA1 - Tonece7 345 kV Line | 2028-07-15 | 2028-11-30 | [6 empty] | GEN-2023-138 |  | GRDA | [29 empty] | ER | [7 empty] | DISIS STAGE | [25 empty] | DISIS-2023-001 | 04 SOUTHEAST | Deleware |  |  | 250 | 250
SPP |  |  | 2023-10-02 |  |  |  | Solar | [7 empty] | 52 | [13 empty] | TX |  |  | Lydia 345kV substation | 2026-09-15 | 2026-12-31 | [6 empty] | GEN-2023-135 |  | AEP | [29 empty] | ER/NR | [7 empty] | DISIS STAGE | [25 empty] | DISIS-2023-001 | 04 SOUTHEAST | Bowie |  |  | 52 | 52
SPP |  |  | 2023-10-02 |  |  |  | Wind | [7 empty] | 252 | [13 empty] | OK |  |  | Fixico Tap to Weleetka 138 kV Line | 2026-09-15 | 2026-12-31 | [6 empty] | GEN-2023-134 |  | AEP | [29 empty] | ER/NR | [7 empty] | DISIS STAGE | [25 empty] | DISIS-2023-001 | 04 SOUTHEAST | Hughes/Okfuskee |  |  | 252 | 252
SPP |  |  | 2023-10-02 |  |  |  | Wind | [7 empty] | 250 | [13 empty] | NE |  |  | Sweetwater 345 kV Substation | 2030-05-01 | 2030-12-30 | [6 empty] | GEN-2023-133 |  | NPPD | [29 empty] | ER | [7 empty] | DISIS STAGE | [25 empty] | DISIS-2023-001 | 02 NEBRASKA | Custer |  |  | 250 | 250
SPP |  |  | 2023-10-02 |  |  |  | Solar | [7 empty] | 150 | [13 empty] | AR |  |  | Jonesboro - Independence 161 kV | 2026-06-30 | 2026-12-31 | [6 empty] | GEN-2023-132 |  | SWPA | [29 empty] | ER/NR | [7 empty] | DISIS STAGE | [25 empty] | DISIS-2023-001 | 04 SOUTHEAST | Craighead |  |  | 150 | 150
SPP |  |  | 2023-10-02 |  |  |  | Wind | [7 empty] | 285 | [13 empty] | TX |  |  | Pringle Interchange 230 kV Substation | 2030-08-30 | 2030-12-31 | [6 empty] | GEN-2023-123 |  | SPS | [29 empty] | ER | [7 empty] | DISIS STAGE | [25 empty] | DISIS-2023-001 | 05 SOUTHWEST | Ochiltree/Handsford |  |  | 285 | 285
SPP |  |  | 2023-10-02 |  |  |  | Solar | [7 empty] | 130 | [13 empty] | TX |  |  | Kress 115 kV Substation | 2030-08-30 | 2030-12-31 | [6 empty] | GEN-2023-120 |  | SPS | [29 empty] | ER | [7 empty] | DISIS STAGE | [25 empty] | DISIS-2023-001 | 05 SOUTHWEST | Swisher |  |  | 130 | 130
SPP |  |  | 2023-10-02 |  |  |  | Wind | [7 empty] | 300 | [13 empty] | NE |  |  | Keystone 345 kV Substation | 2030-08-30 | 2030-12-30 | [6 empty] | GEN-2023-117 |  | NPPD | [29 empty] | ER | [7 empty] | DISIS STAGE | [25 empty] | DISIS-2023-001 | 02 NEBRASKA | Keith, Deuel, Garden |  |  | 300 | 300
SPP |  |  | 2023-10-02 |  |  |  | Wind | [7 empty] | 500 | [13 empty] | NE |  |  | Keystone 345 kV Substation | 2030-08-30 | 2030-12-30 | [6 empty] | GEN-2023-116 |  | NPPD | [29 empty] | ER | [7 empty] | DISIS STAGE | [25 empty] | DISIS-2023-001 | 02 NEBRASKA | Keith, Deuel, Garden |  |  | 500 | 500
SPP |  |  | 2023-10-02 |  |  |  | Solar | [7 empty] | 250 | [13 empty] | TX |  |  | Tap Border to Tuco 345 kV Line | 2030-08-30 | 2030-12-31 | [6 empty] | GEN-2023-110 |  | SPS | [29 empty] | ER | [7 empty] | DISIS STAGE | [25 empty] | DISIS-2023-001 | 05 SOUTHWEST | Hall |  |  | 250 | 250
SPP |  |  | 2023-10-02 |  |  |  | Wind | [7 empty] | 300 | [13 empty] | KS |  |  | Setab 345 kV | 2030-05-01 | 2030-12-31 | [6 empty] | GEN-2023-107 |  | SUNC | [29 empty] | ER | [7 empty] | DISIS STAGE | [25 empty] | DISIS-2023-001 | 03 CENTRAL | Finney/Kearny |  |  | 300 | 300
SPP |  |  | 2023-10-02 |  |  |  | Wind | [7 empty] | 249 | [13 empty] | SD |  |  | Chappelle Creek 345 kV | 2028-09-01 | 2028-12-01 | [6 empty] | GEN-2023-105 |  | BEPC | [29 empty] | ER/NR | [7 empty] | DISIS STAGE | [25 empty] | DISIS-2023-001 | 01 NORTH | Hyde |  |  | 249 | 249
SPP |  |  | 2023-10-02 |  |  |  | Hybrid |  |  |  | Solar/Storage |  |  |  | 100 | [13 empty] | OK |  |  | Mooreland - Noel 138 kV Line | 2027-08-30 | 2027-12-17 | [6 empty] | GEN-2023-104 |  | WFEC | [29 empty] | ER/NR | [7 empty] | DISIS STAGE | [25 empty] | DISIS-2023-001 | 04 SOUTHEAST | Woods |  |  | 100 | 100
SPP |  |  | 2023-10-02 |  |  |  | Hybrid |  |  |  | Solar/Storage |  |  |  | 475 | [13 empty] | OK |  |  | Degrasse 345 kV Substation | 2027-08-30 | 2027-12-17 | [6 empty] | GEN-2023-102 |  | OGE | [29 empty] | ER/NR | [7 empty] | DISIS STAGE | [25 empty] | DISIS-2023-001 | 04 SOUTHEAST | Woods |  |  | 475 | 475
SPP |  |  | 2023-10-02 |  |  |  | Hybrid |  |  |  | Solar/Storage |  |  |  | 150 | [13 empty] | TX |  |  | Tap Stateline Demarc - Wheeler 230 kV Line | 2027-10-01 | 2027-12-31 | [6 empty] | GEN-2023-101 |  | SPS | [29 empty] | ER/NR | [7 empty] | DISIS STAGE | [25 empty] | DISIS-2023-001 | 04 SOUTHEAST | Wheeler |  |  | 150 | 150
SPP |  |  | 2023-10-02 |  |  |  | Hybrid |  |  |  | Solar/Storage |  |  |  | 300 | [13 empty] | OK |  |  | Degrasse 345 kV Substation | 2027-08-30 | 2027-12-17 | [6 empty] | GEN-2023-100 |  | OGE | [29 empty] | ER/NR | [7 empty] | DISIS STAGE | [25 empty] | DISIS-2023-001 | 04 SOUTHEAST | Woods |  |  | 300 | 300
SPP |  |  | 2023-10-02 |  |  |  | Solar | [7 empty] | 300 | [13 empty] | KS |  |  | Jeffery Energy Center 345 kV Substation | 2030-08-30 | 2030-12-31 | [6 empty] | GEN-2023-099 |  | Evergy | [29 empty] | ER | [7 empty] | DISIS STAGE | [25 empty] | DISIS-2023-001 | 03 CENTRAL | Jackson |  |  | 300 | 300
SPP |  |  | 2023-10-02 |  |  |  | Battery/Storage | [7 empty] | 250 | [13 empty] | ND |  |  | Judson 345 kV Substation | 2029-02-15 | 2029-07-01 | [6 empty] | GEN-2023-097 |  | BEPC | [29 empty] | ER/NR | [7 empty] | DISIS STAGE | [25 empty] | DISIS-2023-001 | 01 NORTH | Williams |  |  | 250 | 250
SPP |  |  | 2023-10-02 |  |  |  | Hybrid |  |  |  | Solar/Storage |  |  |  | 125 | [13 empty] | OK |  |  | Unger - Frogville 138 kV line | 2027-08-30 | 2027-12-17 | [6 empty] | GEN-2023-092 |  | WFEC | [29 empty] | ER/NR | [7 empty] | DISIS STAGE | [25 empty] | DISIS-2023-001 | 04 SOUTHEAST | Choctaw |  |  | 125 | 125
SPP |  |  | 2023-10-02 |  |  |  | Wind | [7 empty] | 117 | [13 empty] | OK |  |  | Pharaoh 138 kV Substation | 2028-09-15 | 2028-12-31 | [6 empty] | GEN-2023-088 |  | WFEC | [29 empty] | ER/NR | [7 empty] | DISIS STAGE | [25 empty] | DISIS-2023-001 | 04 SOUTHEAST | Okfuskee/Okmulgee |  |  | 117 | 117
SPP |  |  | 2023-10-02 |  |  |  | Solar | [7 empty] | 200 | [13 empty] | MO |  |  | Archie 161 kV Substation | 2030-08-30 | 2030-12-31 | [6 empty] | GEN-2023-087 |  | Evergy | [29 empty] | ER | [7 empty] | DISIS STAGE | [25 empty] | DISIS-2023-001 | 03 CENTRAL | Cass |  |  | 200 | 200
SPP |  |  | 2023-10-02 |  |  |  | Hybrid |  |  |  | Solar/Storage |  |  |  | 300 | [13 empty] | TX |  |  | Potter - Newhart 230 kV line | 2028-10-01 | 2029-05-01 | [6 empty] | GEN-2023-086 |  | SPS | [29 empty] | ER/NR | [7 empty] | DISIS STAGE | [25 empty] | DISIS-2023-001 | 05 SOUTHWEST | Randall |  |  | 300 | 300
SPP |  |  | 2023-10-02 |  |  |  | Wind | [7 empty] | 150 | [13 empty] | MO |  |  | Mansfield - Logan 161 kV Line | 2026-09-15 | 2026-12-31 | [6 empty] | GEN-2023-085 |  | SWPA | [29 empty] | ER/NR | [7 empty] | DISIS STAGE | [25 empty] | DISIS-2023-001 | 03 CENTRAL | Douglas/Wright |  |  | 150 | 150
SPP |  |  | 2023-10-02 |  |  |  | Battery/Storage | [7 empty] | 175 | [13 empty] | SD |  |  | White 115 kV Substation | 2029-02-15 | 2029-07-01 | [6 empty] | GEN-2023-082 |  | WAPA | [29 empty] | ER/NR | [7 empty] | DISIS STAGE | [25 empty] | DISIS-2023-001 | 01 NORTH | Brookings |  |  | 175 | 175
SPP |  |  | 2023-10-02 |  |  |  | Hybrid |  |  |  | Solar/Storage |  |  |  | 625 | [13 empty] | NM |  |  | Crossroads - Hobbs 345 kV Line | 2028-08-01 | 2028-10-01 | [6 empty] | GEN-2023-081 |  | NEET | [29 empty] | ER/NR | [7 empty] | DISIS STAGE | [25 empty] | DISIS-2023-001 | 05 SOUTHWEST | Lea |  |  | 625 | 625
SPP |  |  | 2023-10-02 |  |  |  | Thermal |  |  |  | Gas Turbine |  |  |  | 303 | [13 empty] | NE |  |  | Substation 3740 345 kV | 2028-07-01 | 2029-02-01 | [6 empty] | GEN-2023-079 |  | OPPD | [29 empty] | ER | [7 empty] | DISIS STAGE | [25 empty] | DISIS-2023-001 | 02 NEBRASKA | Cass |  |  | 303 | 303
SPP |  |  | 2023-10-02 |  |  |  | Thermal |  |  |  | Gas Turbine |  |  |  | 255 | [13 empty] | NE |  |  | Substation 3740 345 kV | 2027-07-01 | 2028-02-01 | [6 empty] | GEN-2023-078 |  | OPPD | [29 empty] | ER | [7 empty] | DISIS STAGE | [25 empty] | DISIS-2023-001 | 02 NEBRASKA | Cass |  |  | 255 | 255
SPP |  |  | 2023-10-02 |  |  |  | Thermal |  |  |  | Gas Turbine |  |  |  | 255 | [13 empty] | NE |  |  | Substation 3740 345 kV | 2027-07-01 | 2028-02-01 | [6 empty] | GEN-2023-077 |  | OPPD | [29 empty] | ER | [7 empty] | DISIS STAGE | [25 empty] | DISIS-2023-001 | 02 NEBRASKA | Cass |  |  | 255 | 255
SPP |  |  | 2023-10-02 |  |  |  | Wind | [7 empty] | 100 | [13 empty] | OK |  |  | Delaware - Neosho 345 kV | 2027-09-01 | 2027-12-31 | [6 empty] | GEN-2023-076 |  | Evergy | [29 empty] | ER/NR | [7 empty] | DISIS STAGE | [25 empty] | DISIS-2023-001 | 04 SOUTHEAST | Nowata/Craig |  |  | 100 | 100
SPP |  |  | 2023-10-02 |  |  |  | Wind | [7 empty] | 200 | [13 empty] | OK |  |  | Delaware to Neosho 345 kV | 2027-10-01 | 2027-12-01 | [6 empty] | GEN-2023-075 |  | Evergy | [29 empty] | ER/NR | [7 empty] | DISIS STAGE | [25 empty] | DISIS-2023-001 | 04 SOUTHEAST | Nowata/Craig |  |  | 200 | 200
SPP |  |  | 2023-10-02 |  |  |  | Battery/Storage | [7 empty] | 250 | [13 empty] | KS |  |  | Rose Hill 345 kV Substation | 2027-08-30 | 2027-12-27 | [6 empty] | GEN-2023-073 |  | Evergy | [29 empty] | ER/NR | [7 empty] | DISIS STAGE | [25 empty] | DISIS-2023-001 | 03 CENTRAL | Butler |  |  | 250 | 250
SPP |  |  | 2023-10-02 |  |  |  | Hybrid |  |  |  | Solar/Storage |  |  |  | 100 | [13 empty] | OK |  |  | Tupelo - Atoka 138 kV Line | 2027-08-30 | 2027-12-17 | [6 empty] | GEN-2023-069 |  | WFEC | [29 empty] | ER/NR | [7 empty] | DISIS STAGE | [25 empty] | DISIS-2023-001 | 04 SOUTHEAST | Atoka |  |  | 100 | 100
SPP |  |  | 2023-10-02 |  |  |  | Battery/Storage | [7 empty] | 140 | [13 empty] | KS |  |  | Halstead 69 kV Substation | 2026-05-01 | 2026-09-01 | [6 empty] | GEN-2023-065 |  | Evergy | [29 empty] | ER/NR | [7 empty] | DISIS STAGE | [25 empty] | DISIS-2023-001 | 03 CENTRAL | Harvey |  |  | 140 | 140
SPP |  |  | 2023-10-02 |  |  |  | Hybrid |  |  |  | Solar/Storage |  |  |  | 200 | [13 empty] | OK |  |  | RS Kerr-Stigler 161 kV line | 2028-08-01 | 2028-12-01 | [6 empty] | GEN-2023-064 |  | SWPA | [29 empty] | ER/NR | [7 empty] | DISIS STAGE | [25 empty] | DISIS-2023-001 | 04 SOUTHEAST | LeFlore |  |  | 200 | 200
SPP |  |  | 2023-10-02 |  |  |  | Hybrid |  |  |  | Solar/Storage |  |  |  | 135 | [13 empty] | OK |  |  | Catoosa - Owasso 88th 138 kV line | 2028-08-01 | 2028-12-01 | [6 empty] | GEN-2023-063 |  | AEP | [29 empty] | ER/NR | [7 empty] | DISIS STAGE | [25 empty] | DISIS-2023-001 | 04 SOUTHEAST | Rogers |  |  | 135 | 135
SPP |  |  | 2023-10-02 |  |  |  | Thermal |  |  |  | Steam |  |  |  | 98 | [13 empty] | ND |  |  | REN 115 kV Substation | 2028-04-30 | 2028-07-31 | [6 empty] | GEN-2023-062 |  | LYREC | [29 empty] | ER | [7 empty] | DISIS STAGE | [25 empty] | DISIS-2023-001 | 01 NORTH | Williams |  |  | 98 | 98
SPP |  |  | 2023-10-02 |  |  |  | Battery/Storage | [7 empty] | 100 | [13 empty] | MO |  |  | Carthage 161 kV Substation | 2027-09-30 | 2027-12-31 | [6 empty] | GEN-2023-061 |  | SWPA | [29 empty] | ER/NR | [7 empty] | DISIS STAGE | [25 empty] | DISIS-2023-001 | 03 CENTRAL | Jasper |  |  | 100 | 100
SPP |  |  | 2023-10-02 |  |  |  | Solar | [7 empty] | 256 | [13 empty] | TX |  |  | Plant X 230kV Substation | 2026-09-30 | 2026-12-31 | [6 empty] | GEN-2023-060 |  | SPS | [29 empty] | ER/NR | [7 empty] | DISIS STAGE | [25 empty] | DISIS-2023-001 | 05 SOUTHWEST | Lamb |  |  | 256 | 256
SPP |  |  | 2023-09-11 |  |  |  | Hybrid |  |  |  | Solar\RECIP Gas |  |  |  | 200 | [13 empty] | TX |  |  | Tap Rockhill to South Shreveport 138 kV line | 2026-09-30 | 2026-12-31 | [6 empty] | GEN-2023-059 |  | AEP | [29 empty] | ER/NR | [7 empty] | DISIS STAGE | [25 empty] | DISIS-2023-001 | 04 SOUTHEAST | Harrison and Panola |  |  | 200 | 200
SPP |  |  | 2023-10-02 |  |  |  | Battery/Storage | [7 empty] | 150 | [13 empty] | OK |  |  | Pawnee Switch 138 kV | 2027-12-28 | 2028-05-31 | [6 empty] | GEN-2023-057 |  | GRDA | [29 empty] | ER/NR | [7 empty] | DISIS STAGE | [25 empty] | DISIS-2023-001 | 04 SOUTHEAST | Pawnee |  |  | 150 | 150
SPP |  |  | 2023-10-02 |  |  |  | Battery/Storage | [7 empty] | 150 | [13 empty] | AR |  |  | Van Buren 161 kV | 2027-12-28 | 2028-05-31 | [6 empty] | GEN-2023-056 |  | SWPA | [29 empty] | ER/NR | [7 empty] | DISIS STAGE | [25 empty] | DISIS-2023-001 | 04 SOUTHEAST | Van Buren County |  |  | 150 | 150
SPP |  |  | 2023-10-02 |  |  |  | Battery/Storage | [7 empty] | 100 | [13 empty] | OK |  |  | Kerr Grove 161 kV | 2027-12-28 | 2028-05-31 | [6 empty] | GEN-2023-055 |  | GRDA | [29 empty] | ER/NR | [7 empty] | DISIS STAGE | [25 empty] | DISIS-2023-001 | 04 SOUTHEAST | Mayes County |  |  | 100 | 100
SPP |  |  | 2023-10-02 |  |  |  | Hybrid |  |  |  | Solar/Storage |  |  |  | 400 | [13 empty] | KS |  |  | Neosho 345 kV Substation | 2028-06-30 | 2028-12-31 | [6 empty] | GEN-2023-050 |  | Evergy | [29 empty] | ER/NR | [7 empty] | DISIS STAGE | [25 empty] | DISIS-2023-001 | 03 CENTRAL | Labette |  |  | 400 | 400
SPP |  |  | 2023-10-02 |  |  |  | Hybrid |  |  |  | Solar/Storage |  |  |  | 150 | [13 empty] | OK |  |  | Dry Gulch - Pensacola 161 kV Line | 2028-06-30 | 2028-12-31 | [6 empty] | GEN-2023-049 |  | GRDA | [29 empty] | ER/NR | [7 empty] | DISIS STAGE | [25 empty] | DISIS-2023-001 | 04 SOUTHEAST | Mayes |  |  | 150 | 150
SPP |  |  | 2023-10-02 |  |  |  | Solar | [7 empty] | 200 | [13 empty] | OK |  |  | Lula 138 kV Substation | 2026-05-24 | 2026-09-01 | [6 empty] | GEN-2023-038 |  | OGE | [29 empty] | ER/NR | [7 empty] | DISIS STAGE | [25 empty] | DISIS-2023-001 | 04 SOUTHEAST | Coal |  |  | 200 | 200
SPP |  |  | 2023-10-02 |  |  |  | Battery/Storage | [7 empty] | 200 | [13 empty] | KS |  |  | Nearman 161 kV Substation | 2028-04-15 | 2028-07-01 | [6 empty] | GEN-2023-037 |  | KACY | [29 empty] | ER/NR | [7 empty] | DISIS STAGE | [25 empty] | DISIS-2023-001 | 03 CENTRAL | Wyandotte |  |  | 200 | 200
SPP |  |  | 2023-10-02 |  |  |  | Battery/Storage | [7 empty] | 165 | [13 empty] | MO |  |  | Eckles Road 161 kV Substation | 2026-08-30 | 2026-12-31 | [6 empty] | GEN-2023-036 |  | INDN | [29 empty] | ER/NR | [7 empty] | DISIS STAGE | [25 empty] | DISIS-2023-001 | 03 CENTRAL | Jackson |  |  | 165 | 165
SPP |  |  | 2023-10-02 |  |  |  | Solar | [7 empty] | 200 | [13 empty] | OK |  |  | Cleveland - Amber Tap 138 kV Line | 2026-05-04 | 2026-09-01 | [6 empty] | GEN-2023-035 |  | WFEC | [29 empty] | ER/NR | [7 empty] | DISIS STAGE | [25 empty] | DISIS-2023-001 | 04 SOUTHEAST | Grady |  |  | 200 | 200
SPP |  |  | 2023-10-02 |  |  |  | Solar | [7 empty] | 130 | [13 empty] | KS |  |  | Clear Water - Waco 138 kV line | 2026-05-24 | 2026-09-01 | [6 empty] | GEN-2023-034 |  | Evergy | [29 empty] | ER/NR | [7 empty] | DISIS STAGE | [25 empty] | DISIS-2023-001 | 03 CENTRAL | Sedgwick |  |  | 130 | 130
SPP |  |  | 2023-10-02 |  |  |  | Battery/Storage | [7 empty] | 200 | [13 empty] | MO |  |  | Liberty South 161 kV Substation | 2028-04-15 | 2028-07-01 | [6 empty] | GEN-2023-033 |  | Evergy | [29 empty] | ER/NR | [7 empty] | DISIS STAGE | [25 empty] | DISIS-2023-001 | 03 CENTRAL | Clay |  |  | 200 | 200
SPP |  |  | 2023-10-02 |  |  |  | Solar | [7 empty] | 200 | [13 empty] | MO |  |  | Odessa and Lexington 161 kV Line | 2028-01-01 | 2028-06-01 | [6 empty] | GEN-2023-032 |  | Evergy | [29 empty] | ER/NR | [7 empty] | DISIS STAGE | [25 empty] | DISIS-2023-001 | 03 CENTRAL | Lafayette |  |  | 200 | 200
SPP |  |  | 2023-10-02 |  |  |  | Solar | [7 empty] | 25 | [13 empty] | LA |  |  | Tap between 345 kV SW Shreveport to Dolet Hills Substations | 2027-09-01 | 2027-12-31 | [6 empty] | GEN-2023-030 |  | AEP | [29 empty] | ER/NR | [7 empty] | DISIS STAGE | [25 empty] | DISIS-2023-001 | 04 SOUTHEAST | DeSoto Parish |  |  | 25 | 25
SPP |  |  | 2023-10-02 |  |  |  | Hybrid |  |  |  | Solar/Battery |  |  |  | 230 | [13 empty] | OK |  |  | Dry Gulch - Pensacola 161 kV Line | 2028-04-30 | 2028-10-31 | [6 empty] | GEN-2023-028 |  | GRDA | [29 empty] | ER/NR | [7 empty] | DISIS STAGE | [25 empty] | DISIS-2023-001 | 04 SOUTHEAST | Mayes |  |  | 230 | 230
SPP |  |  | 2023-10-02 |  |  |  | Hybrid |  |  |  | Solar/Battery |  |  |  | 150 | [13 empty] | OK |  |  | Bird Hollow (Langley) - Pryor Junction 138 kV Line | 2028-04-30 | 2027-11-30 | [6 empty] | GEN-2023-027 |  | AEP | [29 empty] | ER/NR | [7 empty] | DISIS STAGE | [25 empty] | DISIS-2023-001 | 04 SOUTHEAST | Mayes |  |  | 150 | 150
SPP |  |  | 2023-10-02 |  |  |  | Battery/Storage | [7 empty] | 200 | [13 empty] | KS |  |  | Center City 161 kV Substation | 2028-04-15 | 2028-07-01 | [6 empty] | GEN-2023-023 |  | KACY | [29 empty] | ER/NR | [7 empty] | DISIS STAGE | [25 empty] | DISIS-2023-001 | 03 CENTRAL | Wyandotte |  |  | 200 | 200
SPP |  |  | 2023-10-02 |  |  |  | Wind | [7 empty] | 250 | [13 empty] | OK |  |  | Canadian River 345 kV Substation | 2027-09-01 | 2027-12-31 | [6 empty] | GEN-2023-022 |  | OGE | [29 empty] | ER/NR | [7 empty] | DISIS STAGE | [25 empty] | DISIS-2023-001 | 04 SOUTHEAST | McIntosh |  |  | 250 | 250
SPP |  |  | 2023-10-02 |  |  |  | Solar | [7 empty] | 330 | [13 empty] | KS |  |  | Finney-Carpenter 345 KV line | 2026-05-04 | 2026-09-01 | [6 empty] | GEN-2023-015 |  | SPS | [29 empty] | ER/NR | [7 empty] | DISIS STAGE | [25 empty] | DISIS-2023-001 | 03 CENTRAL | Finney County |  |  | 330 | 330
SPP |  |  | 2023-10-02 |  |  |  | Wind | [7 empty] | 98.6 | [13 empty] | SD |  |  | Kingsbury County 115kV Substation | 2026-06-15 | 2026-10-31 | [6 empty] | GEN-2023-012 |  | EREC | [29 empty] | ER/NR | [7 empty] | DISIS STAGE | [25 empty] | DISIS-2023-001 | 01 NORTH | Lake Preston |  |  | 98.6 | 98.6
SPP |  |  | 2023-10-02 |  |  |  | Wind | [7 empty] | 190 | [13 empty] | NE |  |  | Harbine 115 kV Substation | 2030-08-30 | 2030-12-31 | [6 empty] | GEN-2023-011 |  | NPPD | [29 empty] | ER | [7 empty] | DISIS STAGE | [25 empty] | DISIS-2023-001 | 02 NEBRASKA | Jefferson |  |  | 190 | 190
SPP |  |  | 2023-10-02 |  |  |  | Wind | [7 empty] | 280 | [13 empty] | TX |  |  | Moore Co 230 kV Substation | 2030-08-30 | 2030-12-31 | [6 empty] | GEN-2023-010 |  | SPS | [29 empty] | ER | [7 empty] | DISIS STAGE | [25 empty] | DISIS-2023-001 | 05 SOUTHWEST | Sherman |  |  | 280 | 280
SPP |  |  | 2023-10-02 |  |  |  | Battery/Storage | [7 empty] | 250 | [13 empty] | OK |  |  | Hugo 138 kV Substation | 2028-06-01 | 2028-12-01 | [6 empty] | GEN-2023-009 |  | WFEC | [29 empty] | ER/NR | [7 empty] | DISIS STAGE | [25 empty] | DISIS-2023-001 | 04 SOUTHEAST | Sawyer |  |  | 250 | 250
SPP |  |  | 2023-10-02 |  |  |  | Solar | [7 empty] | 75 | [13 empty] | TX |  |  | Tuco - Carlisle 230 kV line | 2030-08-08 | 2030-12-31 | [6 empty] | GEN-2023-008 |  | SPS | [29 empty] | ER | [7 empty] | DISIS STAGE | [25 empty] | DISIS-2023-001 | 05 SOUTHWEST | Hale |  |  | 75 | 75
SPP |  |  | 2023-10-02 |  |  |  | Wind | [7 empty] | 202 | [13 empty] | MO |  |  | Wolf Creek- Blackberry 345 kV Line Break | 2029-05-01 | 2029-12-31 | [6 empty] | GEN-2023-006 |  | NEET | [29 empty] | ER | [7 empty] | DISIS STAGE | [25 empty] | DISIS-2023-001 | 03 CENTRAL | Barton, Vernon |  |  | 202 | 202
SPP |  |  | 2023-09-25 |  |  |  | Solar | [7 empty] | 256 | [13 empty] | TX |  |  | Plant X 230kV Substation | 2026-09-30 | 2026-12-31 | [6 empty] | GEN-2023-005 |  | SPS | [29 empty] | ER/NR | [7 empty] | DISIS STAGE | [25 empty] | DISIS-2023-001 | 05 SOUTHWEST | Lamb |  |  | 256 | 256
SPP |  |  | 2023-05-26 |  |  |  | Solar | [7 empty] | 230 | [13 empty] | NM |  |  | T14 Circuit 115 V Line | 2025-07-15 | 2025-12-31 | [6 empty] | GEN-2023-001 |  | SPS | [29 empty] | ER/NR | [7 empty] | DISIS STAGE | [25 empty] | DISIS-2023-001 | 05 SOUTHWEST | Lea |  |  | 230 | 230 | 10/3/2023 Updated TO from XCEL to SPS. kr
SPP |  |  | 2022-03-23 |  |  |  | Solar | [7 empty] | 580 | [13 empty] | TX |  |  | Pirkey 138 kV |  | 2026-03-30 | [6 empty] | GEN-2022-GR1 |  | AEP | [29 empty] | ER | [7 empty] | IA FULLY EXECUTED/ON SUSPENSION | [25 empty] | Replacement | 04 SOUTHEAST | Hallsville | 2023-03-31 |  | 580 | 580
SPP |  |  | 2023-02-28 |  |  |  | Battery/Storage | [7 empty] | 200 | [13 empty] | AR |  |  | John W Turk Jr Power Plant 345 kV sub | 2028-03-01 | 2028-09-15 | [6 empty] | GEN-2022-241 |  | AEP | [29 empty] | ER/NR | [7 empty] | DISIS STAGE | [25 empty] | DISIS-2022-001 | 04 SOUTHEAST | Hempstead |  |  | 200 | 200
SPP |  |  | 2023-02-28 |  |  |  | Battery/Storage | [7 empty] | 200 | [13 empty] | AR |  |  | John W Turk Jr Power Plant 345 kV sub | 2028-03-01 | 2028-09-15 | [6 empty] | GEN-2022-240 |  | AEP | [29 empty] | ER/NR | [7 empty] | DISIS STAGE | [25 empty] | DISIS-2022-001 | 04 SOUTHEAST | Hempstead |  |  | 200 | 200
SPP |  |  | 2023-02-28 |  |  |  | Solar | [7 empty] | 350 | [13 empty] | AR |  |  | John W Turk Jr Power Plant 345 kV sub | 2028-03-01 | 2028-09-15 | [6 empty] | GEN-2022-239 |  | AEP | [29 empty] | ER/NR | [7 empty] | DISIS STAGE | [25 empty] | DISIS-2022-001 | 04 SOUTHEAST | Hempstead |  |  | 350 | 350
SPP |  |  | 2023-02-28 |  |  |  | Battery/Storage | [7 empty] | 150 | [13 empty] | OK |  |  | Maud 138 kV substation | 2028-03-01 | 2028-09-15 | [6 empty] | GEN-2022-238 |  | OGE | [29 empty] | ER/NR | [7 empty] | DISIS STAGE | [25 empty] | DISIS-2022-001 | 04 SOUTHEAST | Pottawatomie |  |  | 150 | 150
SPP |  |  | 2023-02-28 |  |  |  | Solar | [7 empty] | 150 | [13 empty] | OK |  |  | Maud 138 kV substation | 2028-03-01 | 2028-09-15 | [6 empty] | GEN-2022-237 |  | OGE | [29 empty] | ER/NR | [7 empty] | DISIS STAGE | [25 empty] | DISIS-2022-001 | 04 SOUTHEAST | Pottawatomie |  |  | 150 | 150
SPP |  |  | 2023-02-28 |  |  |  | Battery/Storage | [7 empty] | 150 | [13 empty] | OK |  |  | El Reno SW 138 kV | 2028-03-01 | 2028-09-15 | [6 empty] | GEN-2022-235 |  | WFEC | [29 empty] | ER/NR | [7 empty] | DISIS STAGE | [25 empty] | DISIS-2022-001 | 04 SOUTHEAST | Canadian |  |  | 150 | 150
SPP |  |  | 2023-02-28 |  |  |  | Solar | [7 empty] | 200 | [13 empty] | OK |  |  | Alluwe Tap â€“ Chelsea 138 kV line | 2028-03-01 | 2028-09-15 | [6 empty] | GEN-2022-234 |  | AEP | [29 empty] | ER/NR | [7 empty] | DISIS STAGE | [25 empty] | DISIS-2022-001 | 04 SOUTHEAST | Rogers |  |  | 200 | 200
SPP |  |  | 2023-02-28 |  |  |  | Solar | [7 empty] | 166 | [13 empty] | OK |  |  | Crescent to Cottonwood Creek 138 kV Line | 2028-03-01 | 2028-09-15 | [6 empty] | GEN-2022-231 |  | OGE | [29 empty] | ER/NR | [7 empty] | DISIS STAGE | [25 empty] | DISIS-2022-001 | 04 SOUTHEAST | Logan |  |  | 166 | 166
SPP |  |  | 2023-03-02 |  |  |  | Solar | [7 empty] | 350 | [13 empty] | MT |  |  | Belfield 230 kV Substation | 2026-10-06 | 2026-12-31 | [6 empty] | GEN-2022-219 |  | WAPA | [29 empty] | ER/NR | [7 empty] | DISIS STAGE | [25 empty] | DISIS-2022-001 | 01 NORTH | Dawson |  |  | 350 | 350
SPP |  |  | 2023-03-02 |  |  |  | Solar | [7 empty] | 239 | [13 empty] | KS |  |  | Gill - Viola 138 kV Line Break | 2027-05-01 | 2028-12-15 | [6 empty] | GEN-2022-214 |  | WERE | [29 empty] | ER | [7 empty] | DISIS STAGE | [25 empty] | DISIS-2022-001 | 03 CENTRAL | Sumner |  |  | 239 | 239
SPP |  |  | 2023-03-01 |  |  |  | Hybrid |  |  |  | Solar/Storage |  |  |  | 600 | [13 empty] | MO |  |  | Tap on the Mullen Creek to Ketchum 345 kV Line | 2027-07-01 | 2027-12-01 | [6 empty] | GEN-2022-209 |  | KCPL | [29 empty] | ER/NR | [7 empty] | DISIS STAGE | [25 empty] | DISIS-2022-001 | 03 CENTRAL | Andrew/Gentry/Dekalb |  |  | 600 | 600
SPP |  |  | 2023-03-01 |  |  |  | Wind | [7 empty] | 400 | [13 empty] | MO |  |  | Tap on the Mullen Creek to Ketchum 345 kV Line | 2027-07-01 | 2027-12-01 | [6 empty] | GEN-2022-208 |  | KCPL | [29 empty] | ER/NR | [7 empty] | DISIS STAGE | [25 empty] | DISIS-2022-001 | 03 CENTRAL | Andrew/Gentry/Dekalb |  |  | 400 | 400
SPP |  |  | 2023-03-01 |  |  |  | Wind | [7 empty] | 250 | [13 empty] | KS |  |  | Post Rock - Spearville 345 kV | 2027-07-01 | 2027-11-01 | [6 empty] | GEN-2022-206 |  | ITCGP | [29 empty] | ER/NR | [7 empty] | DISIS STAGE | [25 empty] | DISIS-2022-001 | 03 CENTRAL | Edwards/Hodgeman |  |  | 250 | 250
SPP |  |  | 2023-03-01 |  |  |  | Wind | [7 empty] | 250 | [13 empty] | KS |  |  | Post Rock - Spearville 345 kV | 2027-07-01 | 2027-11-01 | [6 empty] | GEN-2022-205 |  | ITCGP | [29 empty] | ER/NR | [7 empty] | DISIS STAGE | [25 empty] | DISIS-2022-001 | 03 CENTRAL | Edwards/Hodgeman |  |  | 250 | 250
SPP |  |  | 2023-03-01 |  |  |  | Wind | [7 empty] | 250 | [13 empty] | KS |  |  | Post Rock - Spearville 345 kV | 2027-07-01 | 2027-11-01 | [6 empty] | GEN-2022-204 |  | ITCGP | [29 empty] | ER/NR | [7 empty] | DISIS STAGE | [25 empty] | DISIS-2022-001 | 03 CENTRAL | Edwards/Hodgeman |  |  | 250 | 250
SPP |  |  | 2023-02-28 |  |  |  | Wind | [7 empty] | 215 | [13 empty] | OK |  |  | Pittsburg 345kV Substation | 2027-05-01 | 2027-12-15 | [6 empty] | GEN-2022-196 |  | AEP | [29 empty] | ER | [7 empty] | DISIS STAGE | [25 empty] | DISIS-2022-001 | 04 SOUTHEAST | Pittsburg |  |  | 215 | 215
SPP |  |  | 2023-02-28 |  |  |  | Solar | [7 empty] | 684 | [13 empty] | KS |  |  | Wolf Creek - Benton 345 kV Substation | 2026-05-06 | 2026-05-30 | [6 empty] | GEN-2022-186 |  | WERE | [29 empty] | ER/NR | [7 empty] | DISIS STAGE | [25 empty] | DISIS-2022-001 | 03 CENTRAL | Coffey |  |  | 684 | 684
SPP |  |  | 2023-02-17 |  |  |  | Wind | [7 empty] | 215 | [13 empty] | OK |  |  | Northeastern - Delaware 345 kV transmission line | 2026-04-01 | 2026-10-31 | [6 empty] | GEN-2022-176 |  | AEP | [29 empty] | ER/NR | [7 empty] | DISIS STAGE | [25 empty] | DISIS-2022-001 | 04 SOUTHEAST | Nowata |  |  | 215 | 215
SPP |  |  | 2023-02-26 |  |  |  | Wind | [7 empty] | 200 | [13 empty] | NM |  |  | Pleasant Hill 230 kV Substation | 2026-08-01 | 2026-12-01 | [6 empty] | GEN-2022-171 |  | SPS | [29 empty] | ER | [7 empty] | DISIS STAGE | [25 empty] | DISIS-2022-001 | 05 SOUTHWEST | Curry |  |  | 200 | 200
SPP |  |  | 2023-02-26 |  |  |  | Solar | [7 empty] | 380 | [13 empty] | MO |  |  | Silwell - Clinton 161 kV Line | 2027-07-31 | 2027-12-31 | [6 empty] | GEN-2022-168 |  | KCPL | [29 empty] | ER/NR | [7 empty] | DISIS STAGE | [25 empty] | DISIS-2022-001 | 03 CENTRAL | Henry |  |  | 380 | 380
SPP |  |  | 2023-02-26 |  |  |  | Solar | [7 empty] | 250 | [13 empty] | OK |  |  | Tulsa North - Northeastern 345 kV Line | 2028-06-30 | 2028-10-01 | [6 empty] | GEN-2022-167 |  | AEP | [29 empty] | ER/NR | [7 empty] | DISIS STAGE | [25 empty] | DISIS-2022-001 | 04 SOUTHEAST | Tulsa |  |  | 250 | 250
SPP |  |  | 2023-02-26 |  |  |  | Battery/Storage | [7 empty] | 200 | [13 empty] | OK |  |  | Cimarron 345kV Substation | 2026-03-15 | 2026-06-15 | [6 empty] | GEN-2022-163 |  | OGE | [29 empty] | ER/NR | [7 empty] | DISIS STAGE | [25 empty] | DISIS-2022-001 | 04 SOUTHEAST | Canadian |  |  | 200 | 200
SPP |  |  | 2023-02-24 |  |  |  | Wind | [7 empty] | 118 | [13 empty] | NE |  |  | Friend 115 kV Substation | 2025-05-01 | 2025-12-31 | [6 empty] | GEN-2022-162 |  | NPPD | [29 empty] | ER/NR | [7 empty] | DISIS STAGE | [25 empty] | DISIS-2022-001 | 02 NEBRASKA | Saline |  |  | 118 | 118
SPP |  |  | 2023-02-24 |  |  |  | Wind | [7 empty] | 400 | [13 empty] | KS |  |  | Burns 345kV Substation | 2026-12-31 | 2027-03-01 | [6 empty] | GEN-2022-161 |  | WERE | [29 empty] | ER | [7 empty] | DISIS STAGE | [25 empty] | DISIS-2022-001 | 03 CENTRAL | Butler |  |  | 400 | 400
SPP |  |  | 2023-02-24 |  |  |  | Wind | [7 empty] | 280 | [13 empty] | NM |  |  | Crossroads - Hobbs 345 kV Line | 2028-05-01 | 2028-12-01 | [6 empty] | GEN-2022-160 |  | NEET | [29 empty] | ER/NR | [7 empty] | DISIS STAGE | [25 empty] | DISIS-2022-001 | 05 SOUTHWEST | Chaves and Lea |  |  | 280 | 280
SPP |  |  | 2023-02-24 |  |  |  | Wind | [7 empty] | 280 | [13 empty] | NM |  |  | Crossroads - Hobbs 345 kV Line | 2028-05-01 | 2027-12-01 | [6 empty] | GEN-2022-159 |  | NEET | [29 empty] | ER/NR | [7 empty] | DISIS STAGE | [25 empty] | DISIS-2022-001 | 05 SOUTHWEST | Chaves and Lea |  |  | 280 | 280
SPP |  |  | 2023-02-24 |  |  |  | Battery/Storage | [7 empty] | 100 | [13 empty] | OK |  |  | Silver City 138 kV Substation | 2026-09-15 | 2026-12-31 | [6 empty] | GEN-2022-156 |  | GRDA | [29 empty] | ER | [7 empty] | DISIS STAGE | [25 empty] | DISIS-2022-001 | 04 SOUTHEAST | Creek |  |  | 100 | 100
SPP |  |  | 2023-02-24 |  |  |  | Battery/Storage | [7 empty] | 200 | [13 empty] | OK |  |  | Horseshoe Lake 138 kV Substation | 2026-09-15 | 2026-12-31 | [6 empty] | GEN-2022-155 |  | OGE | [29 empty] | ER | [7 empty] | DISIS STAGE | [25 empty] | DISIS-2022-001 | 04 SOUTHEAST | Oklahoma |  |  | 200 | 200
SPP |  |  | 2023-02-24 |  |  |  | Battery/Storage | [7 empty] | 100 | [13 empty] | OK |  |  | Canadian Switch 138 kV Substation | 2026-09-15 | 2026-12-31 | [6 empty] | GEN-2022-154 |  | WFEC | [29 empty] | ER | [7 empty] | DISIS STAGE | [25 empty] | DISIS-2022-001 | 04 SOUTHEAST | Cleveland |  |  | 100 | 100
SPP |  |  | 2023-02-23 |  |  |  | Battery/Storage | [7 empty] | 80 | [13 empty] | NE |  |  | Humboldt 161 kV Substation | 2026-05-10 | 2026-08-21 | [6 empty] | GEN-2022-152 |  | NPPD | [29 empty] | ER/NR | [7 empty] | DISIS STAGE | [25 empty] | DISIS-2022-001 | 02 NEBRASKA | Richardson |  |  | 80 | 80
SPP |  |  | 2023-02-23 |  |  |  | Battery/Storage | [7 empty] | 150 | [13 empty] | TX |  |  | Randall 115 kV Substation | 2026-05-10 | 2026-08-21 | [6 empty] | GEN-2022-150 |  | SPS | [29 empty] | ER/NR | [7 empty] | DISIS STAGE | [25 empty] | DISIS-2022-001 | 05 SOUTHWEST | Randall |  |  | 171 | 171
SPP |  |  | 2023-02-21 |  |  |  | Thermal |  |  |  | CTG |  |  |  | 203 | [13 empty] | TX |  |  | Tuco 345kV | 2024-02-27 | 2024-04-30 | [6 empty] | GEN-2022-147 |  | SPS | [29 empty] | ER | [7 empty] | DISIS STAGE | [25 empty] | DISIS-2022-001 | 05 SOUTHWEST | Hale |  |  | 196 | 203
SPP |  |  | 2023-02-21 |  |  |  | Battery/Storage | [7 empty] | 195 | [13 empty] | OK |  |  | Weatherford Jct. to Hinton 138 kV line | 2027-09-15 | 2027-12-31 | [6 empty] | GEN-2022-145 |  | AEP | [29 empty] | ER | [7 empty] | DISIS STAGE | [25 empty] | DISIS-2022-001 | 04 SOUTHEAST | Cluster |  |  | 195 | 195
SPP |  |  | 2023-02-21 |  |  |  | Battery/Storage | [7 empty] | 200 | [13 empty] | MO |  |  | Blue Mills BESS 161kV Substation | 2027-09-15 | 2027-12-31 | [6 empty] | GEN-2022-144 |  | KCPL | [29 empty] | ER/NR | [7 empty] | DISIS STAGE | [25 empty] | DISIS-2022-001 | 03 CENTRAL | Jackson |  |  | 210.4 | 210.4
SPP |  |  | 2023-02-21 |  |  |  | Battery/Storage | [7 empty] | 200 | [13 empty] | OK |  |  | Caney Creek 138 kV Substation | 2027-09-15 | 2027-12-31 | [6 empty] | GEN-2022-143 |  | OGE | [29 empty] | ER/NR | [7 empty] | DISIS STAGE | [25 empty] | DISIS-2022-001 | 04 SOUTHEAST | Marshall |  |  | 210.4 | 210.4
SPP |  |  | 2023-02-21 |  |  |  | Battery/Storage | [7 empty] | 200 | [13 empty] | MO |  |  | Shoal Creek 161 kV Substation | 2027-09-15 | 2027-12-31 | [6 empty] | GEN-2022-142 |  | KCPL | [29 empty] | ER/NR | [7 empty] | DISIS STAGE | [25 empty] | DISIS-2022-001 | 03 CENTRAL | Clay |  |  | 210.4 | 210.4
SPP |  |  | 2023-02-21 |  |  |  | Battery/Storage | [7 empty] | 300 | [13 empty] | TX |  |  | Pirkey 345kV Substation | 2027-09-15 | 2027-12-31 | [6 empty] | GEN-2022-139 |  | AEP | [29 empty] | ER/NR | [7 empty] | DISIS STAGE | [25 empty] | DISIS-2022-001 | 04 SOUTHEAST | Harrison |  |  | 315.7 | 315.7
SPP |  |  | 2023-02-21 |  |  |  | Battery/Storage | [7 empty] | 300 | [13 empty] | OK |  |  | Tulsa North - Northeast Station 345 kV Substation | 2027-09-15 | 2027-12-31 | [6 empty] | GEN-2022-138 |  | AEP | [29 empty] | ER/NR | [7 empty] | DISIS STAGE | [25 empty] | DISIS-2022-001 | 04 SOUTHEAST | Roger |  |  | 316.6 | 316.6
SPP |  |  | 2023-02-21 |  |  |  | Battery/Storage | [7 empty] | 200 | [13 empty] | OK |  |  | Canadian Switchyard 138kV | 2027-09-15 | 2027-12-31 | [6 empty] | GEN-2022-137 |  | WFEC | [29 empty] | ER/NR | [7 empty] | DISIS STAGE | [25 empty] | DISIS-2022-001 | 04 SOUTHEAST | Cleveland |  |  | 210.4 | 210.4
SPP |  |  | 2023-02-21 |  |  |  | Battery/Storage | [7 empty] | 200 | [13 empty] | OK |  |  | Colbert 138 kV Substation | 2027-09-15 | 2027-12-31 | [6 empty] | GEN-2022-136 |  | WFEC | [29 empty] | ER/NR | [7 empty] | DISIS STAGE | [25 empty] | DISIS-2022-001 | 04 SOUTHEAST | Bryan |  |  | 210.5 | 210.5
SPP |  |  | 2023-02-21 |  |  |  | Battery/Storage | [7 empty] | 150 | [13 empty] | NM |  |  | Taylor Switching Station 115kV | 2027-09-15 | 2027-12-31 | [6 empty] | GEN-2022-135 |  | SPS | [29 empty] | ER/NR | [7 empty] | DISIS STAGE | [25 empty] | DISIS-2022-001 | 05 SOUTHWEST | Lea |  |  | 155.1 | 155.1
SPP |  |  | 2023-02-21 |  |  |  | Battery/Storage | [7 empty] | 300 | [13 empty] | OK |  |  | Anadarko 138kV Substation | 2027-09-15 | 2027-12-31 | [6 empty] | GEN-2022-132 |  | WFEC | [29 empty] | ER/NR | [7 empty] | DISIS STAGE | [25 empty] | DISIS-2022-001 | 04 SOUTHEAST | Caddo |  |  | 315.8 | 315.8
SPP |  |  | 2023-02-21 |  |  |  | Battery/Storage | [7 empty] | 200 | [13 empty] | MO |  |  | Warrensburg East - Odessa161kV Substation | 2027-09-15 | 2027-12-31 | [6 empty] | GEN-2022-131 |  | KCPL | [29 empty] | ER/NR | [7 empty] | DISIS STAGE | [25 empty] | DISIS-2022-001 | 03 CENTRAL | Johnson |  |  | 200 | 200
SPP |  |  | 2023-02-21 |  |  |  | Battery/Storage | [7 empty] | 200 | [13 empty] | AR |  |  | Battlefield BESS 161kV | 2027-09-15 | 2027-12-31 | [6 empty] | GEN-2022-130 |  | OGE | [29 empty] | ER/NR | [7 empty] | DISIS STAGE | [25 empty] | DISIS-2022-001 | 04 SOUTHEAST | Sebastian |  |  | 200 | 200
SPP |  |  | 2023-02-21 |  |  |  | Battery/Storage | [7 empty] | 200 | [13 empty] | OK |  |  | Webb City Tap - Shidler 138 kV line | 2027-09-15 | 2027-12-31 | [6 empty] | GEN-2022-129 |  | AEP | [29 empty] | ER/NR | [7 empty] | DISIS STAGE | [25 empty] | DISIS-2022-001 | 04 SOUTHEAST | Osage |  |  | 200 | 200
SPP |  |  | 2023-02-21 |  |  |  | Battery/Storage | [7 empty] | 150 | [13 empty] | NM |  |  | Pecos Interchange 115 kV Substation | 2027-09-15 | 2027-12-31 | [6 empty] | GEN-2022-128 |  | SPS | [29 empty] | ER/NR | [7 empty] | DISIS STAGE | [25 empty] | DISIS-2022-001 | 05 SOUTHWEST | Eddy |  |  | 150 | 150
SPP |  |  | 2023-02-16 |  |  |  | Wind | [7 empty] | 250 | [13 empty] | OK |  |  | Lawton to Oklaunion 345kV Line | 2027-12-01 | 2027-12-31 | [6 empty] | GEN-2022-114 |  | AEP | [29 empty] | ER/NR | [7 empty] | DISIS STAGE | [25 empty] | DISIS-2022-001 | 05 SOUTHWEST | Tillman |  |  | 250 | 250
SPP |  |  | 2023-02-16 |  |  |  | Solar | [7 empty] | 200 | [13 empty] | MO |  |  | Tipton Station 161 kV Substation | 2026-04-01 | 2027-12-31 | [6 empty] | GEN-2022-113 |  | EDE | [29 empty] | ER/NR | [7 empty] | DISIS STAGE | [25 empty] | DISIS-2022-001 | 03 CENTRAL | Newton |  |  | 200 | 200
SPP |  |  | 2023-02-10 |  |  |  | Hybrid |  |  |  | Solar/Storage |  |  |  | 150 | [13 empty] | TX |  |  | Wilkes 345 kV Substation | 2026-06-30 | 2026-09-30 | [6 empty] | GEN-2022-111 |  | AEP | [29 empty] | ER/NR | [7 empty] | DISIS STAGE | [25 empty] | DISIS-2022-001 | 04 SOUTHEAST | Marion |  |  | 150 | 150
SPP |  |  | 2023-02-10 |  |  |  | Battery/Storage | [7 empty] | 150 | [13 empty] | OK |  |  | Lehigh 138kV Station | 2026-01-30 | 2026-04-30 | [6 empty] | GEN-2022-110 |  | AEP | [29 empty] | ER/NR | [7 empty] | DISIS STAGE | [25 empty] | DISIS-2022-001 | 04 SOUTHEAST | Coal |  |  | 150 | 150
SPP |  |  | 2023-01-06 |  |  |  | Solar | [7 empty] | 150 | [13 empty] | NM |  |  | Hobbs - Yoakum 345 kV transmission line | 2026-05-01 | 2026-10-01 | [6 empty] | GEN-2022-109 |  | SPS | [29 empty] | ER/NR | [7 empty] | DISIS STAGE | [25 empty] | DISIS-2022-001 | 05 SOUTHWEST | Lea |  |  | 150 | 150
SPP |  |  | 2023-01-08 |  |  |  | Solar | [7 empty] | 100 | [13 empty] | LA |  |  | Tap between 345kV SW Shreveport to Dolet Hills Substations | 2027-09-01 | 2027-12-31 | [6 empty] | GEN-2022-108 |  | AEP | [29 empty] | ER/NR | [7 empty] | DISIS STAGE | [25 empty] | DISIS-2022-001 | 04 SOUTHEAST | DeSoto Parish |  |  | 100 | 100
SPP |  |  | 2023-01-09 |  |  |  | Solar | [7 empty] | 400 | [13 empty] | OK |  |  | Tap of Oklaunion to Lawton Eastside 345 kV Transmission Line | 2026-03-01 | 2026-07-31 | [6 empty] | GEN-2022-107 |  | AEP | [29 empty] | ER/NR | [7 empty] | DISIS STAGE | [25 empty] | DISIS-2022-001 | 05 SOUTHWEST | Tillman |  |  | 400 | 400
SPP |  |  | 2023-01-09 |  |  |  | Solar | [7 empty] | 300 | [13 empty] | OK |  |  | Tap of Oklaunion to Lawton Eastside 345 kV Transmission Line | 2026-03-01 | 2026-07-31 | [6 empty] | GEN-2022-106 |  | AEP | [29 empty] | ER/NR | [7 empty] | DISIS STAGE | [25 empty] | DISIS-2022-001 | 05 SOUTHWEST | Tillman |  |  | 300 | 300
SPP |  |  | 2023-01-09 |  |  |  | Solar | [7 empty] | 300 | [13 empty] | OK |  |  | Tap of Oklaunion to Lawton Eastside 345 kV Transmission Line | 2026-03-01 | 2026-07-31 | [6 empty] | GEN-2022-105 |  | AEP | [29 empty] | ER/NR | [7 empty] | DISIS STAGE | [25 empty] | DISIS-2022-001 | 05 SOUTHWEST | Tillman |  |  | 300 | 300
SPP |  |  | 2023-01-26 |  |  |  | Solar | [7 empty] | 113.078 | [13 empty] | OK |  |  | Brown - South Coleman Junction 138kV line | 2025-11-03 | 2026-02-02 | [6 empty] | GEN-2022-104 |  | WFEC | [29 empty] | ER/NR | [7 empty] | DISIS STAGE | [25 empty] | DISIS-2022-001 | 04 SOUTHEAST | Bryan |  |  | 113.078 | 113.078
SPP |  |  | 2023-01-30 |  |  |  | Battery/Storage | [7 empty] | 74.99 | [13 empty] | MO |  |  | Ozark South 161kV | 2026-10-01 | 2027-01-01 | [6 empty] | GEN-2022-103 |  | EDE | [29 empty] | ER/NR | [7 empty] | DISIS STAGE | [25 empty] | DISIS-2022-001 | 03 CENTRAL | Christian |  |  | 74.99 | 74.99
SPP |  |  | 2023-01-06 |  |  |  | Battery/Storage | [7 empty] | 100 | [13 empty] | MO |  |  | Liberty West 161 kV | 2026-10-01 | 2027-01-01 | [6 empty] | GEN-2022-102 |  | KCPL | [29 empty] | ER/NR | [7 empty] | DISIS STAGE | [25 empty] | DISIS-2022-001 | 03 CENTRAL | Clay |  |  | 100 | 100
SPP |  |  | 2023-03-24 |  |  |  | Hybrid |  |  |  | Solar/Storage |  |  |  | 80 | [13 empty] | MO |  |  | Overton - Sedalia East 161 kV Substation | 2025-08-01 | 2026-10-01 | [6 empty] | GEN-2022-100 |  | KCPL | [29 empty] | ER/NR | [7 empty] | DISIS STAGE | [25 empty] | DISIS-2022-001 | 03 CENTRAL | Cooper |  |  | 80 | 80
SPP |  |  | 2022-12-06 |  |  |  | Solar | [7 empty] | 200 | [13 empty] | OK |  |  | Bison 345kV Substation | 2024-03-01 | 2024-12-01 | [6 empty] | GEN-2022-098 |  | OGE | [29 empty] | ER/NR | [7 empty] | DISIS STAGE | [25 empty] | DISIS-2022-001 | 04 SOUTHEAST | Johnston |  |  | 200 | 200
SPP |  |  | 2022-11-15 |  |  |  | Wind | [7 empty] | 250 | [13 empty] | KS |  |  | Postrock to Axtell 345 kV line | 2028-05-27 | 2028-12-31 | [6 empty] | GEN-2022-094 |  | ITCGP | [29 empty] | ER | [7 empty] | DISIS STAGE | [25 empty] | DISIS-2022-001 | 03 CENTRAL | Osborne |  |  | 250 | 250
SPP |  |  | 2022-11-15 |  |  |  | Solar | [7 empty] | 83 | [13 empty] | AR |  |  | Turk - Hope 115 kV line | 2026-10-01 | 2027-04-01 | [6 empty] | GEN-2022-093 |  | AEP | [29 empty] | ER/NR | [7 empty] | DISIS STAGE | [25 empty] | DISIS-2022-001 | 04 SOUTHEAST | Hempstead |  |  | 83 | 83
SPP |  |  | 2022-11-15 |  |  |  | Wind | [7 empty] | 299.2 | [13 empty] | OK |  |  | Neosho-Delaware 345 kV | 2026-09-01 | 2026-12-15 | [6 empty] | GEN-2022-092 |  | AEP | [29 empty] | ER/NR | [7 empty] | DISIS STAGE | [25 empty] | DISIS-2022-001 | 04 SOUTHEAST | Nowata and Craig |  |  | 299.2 | 299.2
SPP |  |  | 2022-11-15 |  |  |  | Battery/Storage | [7 empty] | 150 | [13 empty] | OK |  |  | Valiant Substation 138kV | 2026-09-30 | 2026-09-30 | [6 empty] | GEN-2022-091 |  | AEP | [29 empty] | ER/NR | [7 empty] | DISIS STAGE | [25 empty] | DISIS-2022-001 | 04 SOUTHEAST | McCurtain |  |  | 150 | 150
SPP |  |  | 2022-11-15 |  |  |  | Solar | [7 empty] | 150 | [13 empty] | OK |  |  | Valiant Substation 138kV | 2026-09-30 | 2026-09-30 | [6 empty] | GEN-2022-090 |  | AEP | [29 empty] | ER/NR | [7 empty] | DISIS STAGE | [25 empty] | DISIS-2022-001 | 04 SOUTHEAST | McCurtain |  |  | 150 | 150
SPP |  |  | 2022-11-15 |  |  |  | Battery/Storage | [7 empty] | 74.99 | [13 empty] | AR |  |  | South Foreman 138 kV Substation | 2026-09-30 | 2026-09-30 | [6 empty] | GEN-2022-089 |  | AEP | [29 empty] | ER/NR | [7 empty] | DISIS STAGE | [25 empty] | DISIS-2022-001 | 04 SOUTHEAST | Little River |  |  | 74.99 | 74.99
SPP |  |  | 2022-11-15 |  |  |  | Solar | [7 empty] | 74.99 | [13 empty] | AR |  |  | South Foreman 138 kV Substation | 2026-09-30 | 2026-09-30 | [6 empty] | GEN-2022-088 |  | AEP | [29 empty] | ER/NR | [7 empty] | DISIS STAGE | [25 empty] | DISIS-2022-001 | 04 SOUTHEAST | Little River |  |  | 74.99 | 74.99
SPP |  |  | 2022-11-05 |  |  |  | Wind | [7 empty] | 241.4 | [13 empty] | OK |  |  | Seminole to Muskogee 345kV Substation | 2025-09-01 | 2025-12-31 | [6 empty] | GEN-2022-085 |  | OGE | [29 empty] | ER/NR | [7 empty] | DISIS STAGE | [25 empty] | DISIS-2022-001 | 04 SOUTHEAST | Ofuskee and Hughes |  |  | 241.4 | 241.4
SPP |  |  | 2022-10-21 |  |  |  | Thermal |  |  |  | CTG |  |  |  | 250 | [13 empty] | ND |  |  | Judson Substation 345 kV | 2025-06-01 | 2025-11-01 | [6 empty] | GEN-2022-083 |  | BEPC | [29 empty] | ER | [7 empty] | DISIS STAGE | [25 empty] | DISIS-2022-001 | 01 NORTH | Williams |  |  | 250 | 265
SPP |  |  | 2022-09-22 |  |  |  | Solar | [7 empty] | 180 | [13 empty] | TX |  |  | Tuco - Carlisle 230 kV line | 2025-04-01 | 2028-12-31 | [6 empty] | GEN-2022-082 |  | SPS | [29 empty] | ER/NR | [7 empty] | DISIS STAGE | [25 empty] | DISIS-2022-001 | 05 SOUTHWEST | Hale |  |  | 180 | 180
SPP |  |  | 2022-09-22 |  |  |  | Battery/Storage | [7 empty] | 218 | [13 empty] | KS |  |  | Clifton 115kV Substation | 2025-04-01 | 2027-11-29 | [6 empty] | GEN-2022-081 |  | SUNC | [29 empty] | ER/NR | [7 empty] | DISIS STAGE | [25 empty] | DISIS-2022-001 | 03 CENTRAL | Washington |  |  | 218 | 218
SPP |  |  | 2022-09-22 |  |  |  | Battery/Storage | [7 empty] | 96 | [13 empty] | MO |  |  | Dadeville East - Bolivar South 161kV | 2026-01-01 | 2027-10-31 | [6 empty] | GEN-2022-080 |  | EDE | [29 empty] | ER | [7 empty] | DISIS STAGE | [25 empty] | DISIS-2022-001 | 03 CENTRAL | Cedar |  |  | 96 | 96
SPP |  |  | 2022-09-22 |  |  |  | Solar | [7 empty] | 192 | [13 empty] | MO |  |  | Dadeville East - Bolivar South 161kV | 2026-01-01 | 2027-10-31 | [6 empty] | GEN-2022-079 |  | EDE | [29 empty] | ER | [7 empty] | DISIS STAGE | [25 empty] | DISIS-2022-001 | 03 CENTRAL | Cedar |  |  | 192 | 192
SPP |  |  | 2022-09-21 |  |  |  | Solar | [7 empty] | 255 | [13 empty] | NE |  |  | Enders 115 kV Substation | 2026-01-01 | 2026-12-01 | [6 empty] | GEN-2022-077 |  | NPPD | [29 empty] | ER/NR | [7 empty] | DISIS STAGE | [25 empty] | DISIS-2022-001 | 02 NEBRASKA | Chase |  |  | 255 | 255
SPP |  |  | 2022-09-07 |  |  |  | Solar | [7 empty] | 500 | [13 empty] | KS |  |  | Carpenter 345 kV Substation | 2026-03-15 | 2026-11-15 | [6 empty] | GEN-2022-076 |  | SPS | [29 empty] | ER/NR | [7 empty] | DISIS STAGE | [25 empty] | DISIS-2022-001 | 03 CENTRAL | Stevens |  |  | 500 | 500
SPP |  |  | 2022-09-02 |  |  |  | Solar | [7 empty] | 175 | [13 empty] | KS |  |  | Tap on the Spearville - Post Rock 345kV line | 2027-09-03 | 2027-11-19 | [6 empty] | GEN-2022-075 |  | ITCGP | [29 empty] | ER/NR | [7 empty] | DISIS STAGE | [25 empty] | DISIS-2022-001 | 03 CENTRAL | Ellis |  |  | 175 | 175
SPP |  |  | 2022-09-06 |  |  |  | Wind | [7 empty] | 220.86 | [13 empty] | OK |  |  | Hanna 138kV Substation | 2025-03-01 | 2025-10-31 | [6 empty] | GEN-2022-074 |  | WFEC | [29 empty] | ER/NR | [7 empty] | DISIS STAGE | [25 empty] | DISIS-2022-001 | 04 SOUTHEAST | Eufaula, McIntosh |  |  | 220.86 | 220.86
SPP |  |  | 2022-09-02 |  |  |  | Battery/Storage | [7 empty] | 300 | [13 empty] | MO |  |  | Nashua 161 kV Substation | 2025-04-01 | 2027-12-31 | [6 empty] | GEN-2022-073 |  | KCPL | [29 empty] | ER/NR | [7 empty] | DISIS STAGE | [25 empty] | DISIS-2022-001 | 03 CENTRAL | Kay |  |  | 300 | 300
SPP |  |  | 2022-08-12 |  |  |  | Solar | [7 empty] | 181 | [13 empty] | OK |  |  | Grand River Dam - Claremore 161 kV Line | 2025-07-01 | 2028-12-31 | [6 empty] | GEN-2022-072 |  | GRDA | [29 empty] | ER/NR | [7 empty] | DISIS STAGE | [25 empty] | DISIS-2022-001 | 04 SOUTHEAST | Mayes |  |  | 181 | 181
SPP |  |  | 2022-08-12 |  |  |  | Solar | [7 empty] | 90.824 | [13 empty] | OK |  |  | Talawanda to Canadian River 138 kV Line Tap | 2025-11-03 | 2026-02-02 | [6 empty] | GEN-2022-071 |  | AEP | [29 empty] | ER/NR | [7 empty] | DISIS STAGE | [25 empty] | DISIS-2022-001 | 04 SOUTHEAST | Pittsburg |  |  | 90.824 | 90.824
SPP |  |  | 2022-08-11 |  |  |  | Wind | [7 empty] | 250 | [13 empty] | SD |  |  | Chappelle Creek 345 kV | 2026-07-01 | 2026-11-01 | [6 empty] | GEN-2022-068 |  | BEPC | [29 empty] | ER/NR | [7 empty] | DISIS STAGE | [25 empty] | DISIS-2022-001 | 01 NORTH | Hyde |  |  | 250 | 250
SPP |  |  | 2022-07-25 |  |  |  | Solar | [7 empty] | 145 | [13 empty] | KS |  |  | tap on Arthur Mullergreen-Spearville 230 kV line | 2027-09-04 | 2027-11-19 | [6 empty] | GEN-2022-065 |  | SUNC | [29 empty] | ER/NR | [7 empty] | DISIS STAGE | [25 empty] | DISIS-2022-001 | 03 CENTRAL | Edwards |  |  | 145 | 145
SPP |  |  | 2022-07-08 |  |  |  | Solar | [7 empty] | 200 | [13 empty] | KS |  |  | Wolf Creek- Blackberry 345 kV | 2025-04-01 | 2025-12-31 | [6 empty] | GEN-2022-062 |  | NEET | [29 empty] | ER/NR | [7 empty] | DISIS STAGE | [25 empty] | DISIS-2022-001 | 03 CENTRAL | Bourbon |  |  | 200 | 200
SPP |  |  | 2022-06-23 |  |  |  | Solar | [7 empty] | 180 | [13 empty] | AR |  |  | Sibley 161 kV substation on the Noel Southwest - Decatur 161 kV line | 2025-04-01 | 2025-12-31 | [6 empty] | GEN-2022-058 |  | EDE | [29 empty] | ER/NR | [7 empty] | DISIS STAGE | [25 empty] | DISIS-2022-001 | 03 CENTRAL | Benton |  |  | 180 | 180
SPP |  |  | 2022-06-23 |  |  |  | Solar | [7 empty] | 200 | [13 empty] | OK |  |  | Sunshine North to Anadarko 138 kV | 2025-04-01 | 2025-12-31 | [6 empty] | GEN-2022-055 |  | WFEC | [29 empty] | ER/NR | [7 empty] | DISIS STAGE | [25 empty] | DISIS-2022-001 | 04 SOUTHEAST | Grady |  |  | 200 | 200
SPP |  |  | 2022-06-23 |  |  |  | Solar | [7 empty] | 200 | [13 empty] | KS |  |  | Wolf Creek - Blackberry 345 kV Tap | 2025-04-01 | 2025-12-31 | [6 empty] | GEN-2022-054 |  | NEET | [29 empty] | ER/NR | [7 empty] | DISIS STAGE | [25 empty] | DISIS-2022-001 | 03 CENTRAL | Bourbon |  |  | 200 | 200
SPP |  |  | 2022-06-23 |  |  |  | Wind | [7 empty] | 250 | [13 empty] | OK |  |  | Mooreland 138 kV | 2025-04-01 | 2025-12-31 | [6 empty] | GEN-2022-048 |  | WFEC | [29 empty] | ER/NR | [7 empty] | DISIS STAGE | [25 empty] | DISIS-2022-001 | 04 SOUTHEAST | Woodward |  |  | 250 | 250
SPP |  |  | 2022-06-23 |  |  |  | Solar | [7 empty] | 174 | [13 empty] | OK |  |  | Sunnyside to Pooleville 138 kV line | 2025-04-01 | 2025-12-31 | [6 empty] | GEN-2022-042 |  | OGE | [29 empty] | ER/NR | [7 empty] | DISIS STAGE | [25 empty] | DISIS-2022-001 | 04 SOUTHEAST | Carter |  |  | 174 | 174
SPP |  |  | 2022-06-29 |  |  |  | Solar | [7 empty] | 100 | [13 empty] | KS |  |  | Tie Substation 69 kV | 2025-04-01 | 2025-12-31 | [6 empty] | GEN-2022-041 |  | WERE | [29 empty] | ER/NR | [7 empty] | DISIS STAGE | [25 empty] | DISIS-2022-001 | 03 CENTRAL | Cowley |  |  | 100 | 100
SPP |  |  | 2022-06-23 |  |  |  | Solar | [7 empty] | 200 | [13 empty] | TX |  |  | Longwood to Scottville 138 kV line | 2025-04-01 | 2025-12-31 | [6 empty] | GEN-2022-038 |  | AEP | [29 empty] | ER/NR | [7 empty] | DISIS STAGE | [25 empty] | DISIS-2022-001 | 04 SOUTHEAST | Harrison |  |  | 200 | 200
SPP |  |  | 2022-06-08 |  |  |  | Solar | [7 empty] | 200 | [13 empty] | KS |  |  | Tap of Mingo--Red Willow 345kV line | 2024-06-01 | 2025-12-31 | [6 empty] | GEN-2022-026 |  | SUNC | [29 empty] | ER/NR | [7 empty] | DISIS STAGE | [25 empty] | DISIS-2022-001 | 03 CENTRAL | Decatur |  |  | 200 | 200
SPP |  |  | 2022-06-08 |  |  |  | Solar | [7 empty] | 200 | [13 empty] | KS |  |  | Tap of Mingo--Red Willow 345kV line | 2024-06-01 | 2025-12-31 | [6 empty] | GEN-2022-025 |  | SUNC | [29 empty] | ER/NR | [7 empty] | DISIS STAGE | [25 empty] | DISIS-2022-001 | 03 CENTRAL | Decatur |  |  | 200 | 200
SPP |  |  | 2022-06-10 |  |  |  | Battery/Storage | [7 empty] | 200 | [13 empty] | KS |  |  | Tap of Neosho - LaCygne 345 kV Line | 2024-06-01 | 2025-12-31 | [6 empty] | GEN-2022-024 |  | WERE | [29 empty] | ER/NR | [7 empty] | DISIS STAGE | [25 empty] | DISIS-2022-001 | 03 CENTRAL | Bourbon |  |  | 200 | 200
SPP |  |  | 2022-06-08 |  |  |  | Battery/Storage | [7 empty] | 100 | [13 empty] | OK |  |  | Tap of Oklaunion - Lawton Eastside 345 kV line | 2024-06-01 | 2025-12-31 | [6 empty] | GEN-2022-021 |  | AEP | [29 empty] | ER/NR | [7 empty] | DISIS STAGE | [25 empty] | DISIS-2022-001 | 05 SOUTHWEST | Tillman |  |  | 100 | 100
SPP |  |  | 2022-06-08 |  |  |  | Battery/Storage | [7 empty] | 100 | [13 empty] | OK |  |  | Tap of Oklaunion - Lawton Eastside 345 kV line | 2024-06-01 | 2025-12-31 | [6 empty] | GEN-2022-019 |  | AEP | [29 empty] | ER/NR | [7 empty] | DISIS STAGE | [25 empty] | DISIS-2022-001 | 05 SOUTHWEST | Tillman |  |  | 100 | 100
SPP |  |  | 2022-06-08 |  |  |  | Battery/Storage | [7 empty] | 150 | [13 empty] | OK |  |  | Woodward 345kV Substation | 2024-06-06 | 2025-12-31 | [6 empty] | GEN-2022-017 |  | OGE | [29 empty] | ER/NR | [7 empty] | DISIS STAGE | [25 empty] | DISIS-2022-001 | 04 SOUTHEAST | Woodward |  |  | 150 | 150
SPP |  |  | 2022-06-08 |  |  |  | Solar | [7 empty] | 288 | [13 empty] | OK |  |  | Woodward 345kV Substation | 2024-06-01 | 2025-12-31 | [6 empty] | GEN-2022-016 |  | OGE | [29 empty] | ER/NR | [7 empty] | DISIS STAGE | [25 empty] | DISIS-2022-001 | 04 SOUTHEAST | Woodward |  |  | 288 | 288
SPP |  |  | 2022-06-08 |  |  |  | Solar | [7 empty] | 270 | [13 empty] | KS |  |  | Tap of Mingo - Red Willow 345 kV Line | 2024-06-01 | 2025-12-31 | [6 empty] | GEN-2022-015 |  | SUNC | [29 empty] | ER/NR | [7 empty] | DISIS STAGE | [25 empty] | DISIS-2022-001 | 03 CENTRAL | Decatur |  |  | 270 | 270
SPP |  |  | 2022-06-08 |  |  |  | Solar | [7 empty] | 300 | [13 empty] | KS |  |  | Tap of Neosho - LaCygne 345 kV Line | 2024-06-01 | 2025-12-31 | [6 empty] | GEN-2022-013 |  | WERE | [29 empty] | ER/NR | [7 empty] | DISIS STAGE | [25 empty] | DISIS-2022-001 | 03 CENTRAL | Bourbon |  |  | 300 | 300
SPP |  |  | 2022-06-08 |  |  |  | Battery/Storage | [7 empty] | 100 | [13 empty] | OK |  |  | Woodward 345 kV Substation | 2024-06-01 | 2025-12-31 | [6 empty] | GEN-2022-012 |  | OGE | [29 empty] | ER/NR | [7 empty] | DISIS STAGE | [25 empty] | DISIS-2022-001 | 04 SOUTHEAST | Woodward |  |  | 100 | 100
SPP |  |  | 2022-06-03 |  |  |  | Solar | [7 empty] | 374 | [13 empty] | OK |  |  | Tap of Oklaunion - Lawton Eastside 345 kV line | 2024-06-01 | 2025-12-31 | [6 empty] | GEN-2022-011 |  | AEP | [29 empty] | ER/NR | [7 empty] | DISIS STAGE | [25 empty] | DISIS-2022-001 | 05 SOUTHWEST | Tillman |  |  | 374 | 374
SPP |  |  | 2022-05-26 |  |  |  | Thermal | [7 empty] | 250 | [13 empty] | ND |  |  | Judson Substation 345 kV | 2023-07-01 | 2025-06-01 | [6 empty] | GEN-2022-010 |  | BEPC | [29 empty] | ER | [7 empty] | DISIS STAGE | [25 empty] | DISIS-2022-001 | 01 NORTH | Williams |  |  | 250 | 250
SPP |  |  | 2022-05-26 |  |  |  | Thermal | [7 empty] | 125 | [13 empty] | ND |  |  | Judson Substation 345 kV | 2023-07-01 | 2025-06-01 | [6 empty] | GEN-2022-009 |  | BEPC | [29 empty] | ER | [7 empty] | DISIS STAGE | [25 empty] | DISIS-2022-001 | 01 NORTH | Williams |  |  | 125 | 125
SPP |  |  | 2022-05-26 |  |  |  | Solar | [7 empty] | 135 | [13 empty] | KS |  |  | Lang - Reading 115 kV Transmission Line | 2025-05-01 | 2026-10-31 | [6 empty] | GEN-2022-007 |  | WERE | [29 empty] | ER/NR | [7 empty] | DISIS STAGE | [25 empty] | DISIS-2022-001 | 03 CENTRAL | Lyon |  |  | 135 | 135
SPP |  |  | 2022-05-25 |  |  |  | Solar | [7 empty] | 200 | [13 empty] | KS |  |  | Neosho - N345 161 kV Substation | 2025-04-01 | 2026-10-31 | [6 empty] | GEN-2022-006 |  | WERE | [29 empty] | ER/NR | [7 empty] | DISIS STAGE | [25 empty] | DISIS-2022-001 | 03 CENTRAL | Labette |  |  | 200 | 200
SPP |  |  | 2022-05-25 |  |  |  | Solar | [7 empty] | 200 | [13 empty] | KS |  |  | Northeast Parsons 138kV Substation | 2025-04-01 | 2026-10-31 | [6 empty] | GEN-2022-005 |  | WERE | [29 empty] | ER/NR | [7 empty] | DISIS STAGE | [25 empty] | DISIS-2022-001 | 03 CENTRAL | Labette |  |  | 200 | 200
SPP |  |  | 2022-05-26 |  |  |  | Solar | [7 empty] | 33 | [13 empty] | KS |  |  | Murray Gill 138 kV Substation | 2025-08-01 | 2026-10-31 | [6 empty] | GEN-2022-004 |  | WERE | [29 empty] | ER/NR | [7 empty] | DISIS STAGE | [25 empty] | DISIS-2022-001 | 03 CENTRAL | Sedgwick |  |  | 33 | 33
SPP |  |  | 2021-12-30 |  |  |  | Battery/Storage | [7 empty] | 100 | [13 empty] | OK |  |  | Catoosa 138 kV Substation | 2026-05-10 | 2028-08-21 | [6 empty] | GEN-2022-001 |  | AEP | [29 empty] | ER/NR | [7 empty] | DISIS STAGE | [25 empty] | DISIS-2022-001 | 04 SOUTHEAST | Rogers |  |  | 100 | 100
SPP |  |  | 2021-08-24 |  |  |  | Solar | [7 empty] | 10 | [13 empty] | MO |  |  | Hawthorn Power Plant |  | 2023-01-11 | [6 empty] | GEN-2021-SR9 |  | KCPL | [29 empty] | ER/NR | [7 empty] | IA FULLY EXECUTED/COMMERCIAL OPERATION | [25 empty] | Surplus |  | Kansas City |  |  | 10 | 10
SPP |  |  | 2021-05-13 |  |  |  | Solar | [7 empty] | 42 | [13 empty] | KS |  |  | Viola 345kV | 2023-11-01 | 2023-11-01 | [6 empty] | GEN-2021-SR8 |  | WERE | [29 empty] | ER | [7 empty] | IA FULLY EXECUTED/ON SCHEDULE | [25 empty] | Surplus | 03 CENTRAL | Harper |  |  | 42 | 42
SPP |  |  | 2021-05-20 |  |  |  | Solar | [7 empty] | 182.25 | [13 empty] | NE |  |  | OPPD 345KV Cass County Substation | 2025-05-27 | 2025-05-14 | [6 empty] | GEN-2021-108 |  | OPPD | [29 empty] | ER/NR | [7 empty] | DISIS STAGE | [25 empty] | DISIS-2021-001 | 02 NEBRASKA | Cass |  |  | 182.25 | 182.25
SPP |  |  | 2021-05-20 |  |  |  | Solar | [7 empty] | 201.6 | [13 empty] | KS |  |  | Evergy 345kV Jeffrey Energy Center | 2026-10-01 | 2026-12-01 | [6 empty] | GEN-2021-107 |  | WERE | [29 empty] | ER | [7 empty] | DISIS STAGE | [25 empty] | DISIS-2021-001 | 03 CENTRAL | Pottawatomie |  |  | 201.6 | 201.6
SPP |  |  | 2021-05-20 |  |  |  | Solar | [7 empty] | 102.06 | [13 empty] | NE |  |  | Hebron North 115Kv substation | 2026-10-30 | 2026-12-30 | [6 empty] | GEN-2021-106 |  | NPPD | [29 empty] | ER/NR | [7 empty] | DISIS STAGE | [25 empty] | DISIS-2021-001 | 02 NEBRASKA | Thayer |  |  | 102.06 | 102.06
SPP |  |  | 2021-05-25 |  |  |  | Battery/Storage | [7 empty] | 150 | [13 empty] | KS |  |  | Evergy's Atlantic Substation115kV bus | 2025-08-01 | 2026-09-01 | [6 empty] | GEN-2021-103 |  | WERE | [29 empty] | ER/NR | [7 empty] | DISIS STAGE | [25 empty] | DISIS-2021-001 | 03 CENTRAL | Johnson |  |  | 150 | 150
SPP |  |  | 2021-05-25 |  |  |  | Solar | [7 empty] | 159 | [13 empty] | KS |  |  | Evergy's Midland Substation 115kV bus | 2025-08-01 | 2025-09-01 | [6 empty] | GEN-2021-101 |  | WERE | [29 empty] | ER/NR | [7 empty] | DISIS STAGE | [25 empty] | DISIS-2021-001 | 03 CENTRAL | Douglas |  |  | 159 | 159
SPP |  |  | 2021-05-24 |  |  |  | Hybrid |  |  |  | Wind/Storage |  |  |  | 160 | [13 empty] | OK |  |  | Dewey District 138 kV Substation | 2026-07-01 | 2026-12-31 | [6 empty] | GEN-2021-098 |  | OGE | [29 empty] | ER/NR | [7 empty] | DISIS STAGE | [25 empty] | DISIS-2021-001 | 04 SOUTHEAST | Dewey |  |  | 160 | 160
SPP |  |  | 2021-04-29 |  |  |  | Solar | [7 empty] | 500 | [13 empty] | KS |  |  | Wolf Creek - Benton 345 kV | 2026-05-01 | 2026-12-01 | [6 empty] | GEN-2021-096 |  | WERE | [29 empty] | ER/NR | [7 empty] | DISIS STAGE | [25 empty] | DISIS-2021-001 | 03 CENTRAL | Coffey |  |  | 500 | 500
SPP |  |  | 2021-04-30 |  |  |  | Hybrid |  |  |  | Solar/Storage |  |  |  | 400 | [13 empty] | TX |  |  | Yoakum 345kV Substation | 2022-06-15 | 2026-12-31 | [6 empty] | GEN-2021-090 |  | SPS | [29 empty] | ER/NR | [7 empty] | DISIS STAGE | [25 empty] | DISIS-2021-001 | 05 SOUTHWEST | Yoakum |  |  | 400 | 400
SPP |  |  | 2021-04-29 |  |  |  | Battery/Storage | [7 empty] | 100 | [13 empty] | OK |  |  | Cedar Lane - Canadian 138 kV Transmission Line | 2025-12-21 | 2026-01-07 | [6 empty] | GEN-2021-088 |  | OGE | [29 empty] | ER/NR | [7 empty] | DISIS STAGE | [25 empty] | DISIS-2021-001 | 04 SOUTHEAST | Cleveland |  |  | 100 | 100
SPP |  |  | 2021-04-29 |  |  |  | Hybrid |  |  |  | Solar/Storage |  |  |  | 165 | [13 empty] | AR |  |  | Okay - Turk 138kV | 2027-10-15 | 2027-12-31 | [6 empty] | GEN-2021-086 |  | AEP | [29 empty] | ER/NR | [7 empty] | DISIS STAGE | [25 empty] | DISIS-2021-001 | 04 SOUTHEAST | Howard |  |  | 165 | 165
SPP |  |  | 2021-04-29 |  |  |  | Hybrid |  |  |  | Solar/Storage |  |  |  | 100 | [13 empty] | KS |  |  | Crooked Creek - Fort Dodge 115kV | 2027-10-15 | 2027-12-31 | [6 empty] | GEN-2021-085 |  | SUNC | [29 empty] | ER/NR | [7 empty] | DISIS STAGE | [25 empty] | DISIS-2021-001 | 03 CENTRAL | Ford |  |  | 100 | 100
SPP |  |  | 2021-04-26 |  |  |  | Hybrid |  |  |  | Solar/Storage |  |  |  | 50 | [13 empty] | NM |  |  | SPP / Central Valley Electric Cooperative (CV) 69 kV transmission line | 2024-07-01 | 2024-09-01 | [6 empty] | GEN-2021-083 |  | SPS | [29 empty] | ER/NR | [7 empty] | DISIS STAGE | [25 empty] | DISIS-2021-001 | 05 SOUTHWEST | Chaves |  |  | 50 | 50
SPP |  |  | 2021-04-30 |  |  |  | Hybrid |  |  |  | Solar/Storage |  |  |  | 95 | [13 empty] | MO |  |  | Windsor to AEC Sedalia 161 kV | 2025-07-01 | 2025-08-01 | [6 empty] | GEN-2021-077 |  | GMO | [29 empty] | ER/NR | [7 empty] | DISIS STAGE | [25 empty] | DISIS-2021-001 | 03 CENTRAL | Pettis |  |  | 95 | 95
SPP |  |  | 2021-05-13 |  |  |  | Solar | [7 empty] | 113 | [13 empty] | KS |  |  | ITC Post Rock 345 kV Substation | 2026-07-01 | 2026-12-31 | [6 empty] | GEN-2021-076 |  | ITCGP | [29 empty] | ER/NR | [7 empty] | DISIS STAGE | [25 empty] | DISIS-2021-001 | 03 CENTRAL | Ellis |  |  | 113 | 113
SPP |  |  | 2021-05-19 |  |  |  | Hybrid |  |  |  | Solar/Storage |  |  |  | 300 | [13 empty] | TX |  |  | CAMPCOR4 138kV Substation | 2026-07-01 | 2027-12-31 | [6 empty] | GEN-2021-075 |  | AEP | [29 empty] | ER/NR | [7 empty] | DISIS STAGE | [25 empty] | DISIS-2021-001 | 04 SOUTHEAST | Camp |  |  | 300 | 300
SPP |  |  | 2021-05-19 |  |  |  | Solar | [7 empty] | 240 | [13 empty] | NE |  |  | Tap on the Sweetwater to Gerald Gentleman 345 kV Line | 2024-06-01 | 2027-12-01 | [6 empty] | GEN-2021-073 |  | NPPD | [29 empty] | ER/NR | [7 empty] | DISIS STAGE | [25 empty] | DISIS-2021-001 | 02 NEBRASKA | Lincoln |  |  | 240 | 240
SPP |  |  | 2021-05-19 |  |  |  | Solar | [7 empty] | 600 | [13 empty] | ND |  |  | 345kV Transmission Line from Antelope Valley to Leland Olds Substation | 2026-06-01 | 2027-12-01 | [6 empty] | GEN-2021-072 |  | BEPC | [29 empty] | ER/NR | [7 empty] | DISIS STAGE | [25 empty] | DISIS-2021-001 | 01 NORTH | Mercer |  |  | 600 | 600
SPP |  |  | 2021-04-26 |  |  |  | Wind | [7 empty] | 504 | [13 empty] | KS |  |  | SUNC Spearville - Holcomb 345kV | 2027-08-01 | 2027-11-01 | [6 empty] | GEN-2021-070 |  | SUNC | [29 empty] | ER | [7 empty] | DISIS STAGE | [25 empty] | DISIS-2021-001 | 03 CENTRAL | Hodgeman and Ford |  |  | 504 | 504
SPP |  |  | 2021-04-26 |  |  |  | Wind | [7 empty] | 249.6 | [13 empty] | KS |  |  | SUNC Spearville - Holcomb 345kV | 2027-08-01 | 2027-11-01 | [6 empty] | GEN-2021-069 |  | SUNC | [29 empty] | ER | [7 empty] | DISIS STAGE | [25 empty] | DISIS-2021-001 | 03 CENTRAL | Hodgeman and Ford |  |  | 249.6 | 249.6
SPP |  |  | 2021-04-26 |  |  |  | Wind | [7 empty] | 249.6 | [13 empty] | KS |  |  | SUNC Spearville - Holcomb 345kV | 2025-09-01 | 2025-12-01 | [6 empty] | GEN-2021-068 |  | SUNC | [29 empty] | ER | [7 empty] | DISIS STAGE | [25 empty] | DISIS-2021-001 | 03 CENTRAL | Hodgeman and Ford |  |  | 249.6 | 249.6
SPP |  |  | 2021-04-28 |  |  |  | Hybrid |  |  |  | Solar/Storage |  |  |  | 100 | [13 empty] | OK |  |  | Carnegie South 138kV | 2025-10-25 | 2026-02-08 | [6 empty] | GEN-2021-064 |  | AEP | [29 empty] | ER/NR | [7 empty] | DISIS STAGE | [25 empty] | DISIS-2021-001 | 04 SOUTHEAST | Caddo |  |  | 100 | 100
SPP |  |  | 2021-04-28 |  |  |  | Hybrid |  |  |  | Solar/Storage |  |  |  | 155 | [13 empty] | OK |  |  | Craig JCT 138kV | 2025-10-25 | 2026-10-01 | [6 empty] | GEN-2021-063 |  | AEP | [29 empty] | ER/NR | [7 empty] | DISIS STAGE | [25 empty] | DISIS-2021-001 | 04 SOUTHEAST | McCurtain |  |  | 155 | 155
SPP |  |  | 2021-04-29 |  |  |  | Solar | [7 empty] | 100 | [13 empty] | KS |  |  | Gordan Evans 138 kV Substation |  | 2025-12-31 | [6 empty] | GEN-2021-061 |  | WERE | [29 empty] | ER | [7 empty] | DISIS STAGE | [25 empty] | DISIS-2021-001 | 03 CENTRAL | Sedgwick |  |  | 100 | 100
SPP |  |  | 2021-04-29 |  |  |  | Wind | [7 empty] | 300 | [13 empty] | NE |  |  | Antelope 345kV substation |  | 2027-12-31 | [6 empty] | GEN-2021-057 |  | NPPD | [29 empty] | ER | [7 empty] | DISIS STAGE | [25 empty] | DISIS-2021-001 | 02 NEBRASKA | Antelope |  |  | 300 | 300
SPP |  |  | 2021-04-29 |  |  |  | Wind | [7 empty] | 300 | [13 empty] | KS |  |  | Viola 345kV Substation |  | 2025-12-31 | [6 empty] | GEN-2021-056 |  | WERE | [29 empty] | ER | [7 empty] | DISIS STAGE | [25 empty] | DISIS-2021-001 | 03 CENTRAL | Harper and Kingman |  |  | 300 | 300
SPP |  |  | 2021-04-29 |  |  |  | Solar | [7 empty] | 300 | [13 empty] | OK |  |  | Pecan Creek 345 kV Substation |  | 2026-05-30 | [6 empty] | GEN-2021-053 |  | OGE | [29 empty] | ER | [7 empty] | DISIS STAGE | [25 empty] | DISIS-2021-001 | 04 SOUTHEAST | Muskogee |  |  | 300 | 300
SPP |  |  | 2021-04-29 |  |  |  | Battery/Storage | [7 empty] | 75 | [13 empty] | OK |  |  | Pecan Creek 345kV substation |  | 2026-05-30 | [6 empty] | GEN-2021-052 |  | OGE | [29 empty] | ER | [7 empty] | DISIS STAGE | [25 empty] | DISIS-2021-001 | 04 SOUTHEAST | Muskogee |  |  | 75 | 75
SPP |  |  | 2021-04-30 |  |  |  | Battery/Storage | [7 empty] | 75 | [13 empty] | MO |  |  | 161kV Stilwell-Clinton Line | 2025-07-31 | 2025-12-31 | [6 empty] | GEN-2021-051 |  | KCPL | [29 empty] | ER/NR | [7 empty] | DISIS STAGE | [25 empty] | DISIS-2021-001 | 03 CENTRAL | Henry |  |  | 75 | 75
SPP |  |  | 2021-04-30 |  |  |  | Solar | [7 empty] | 200 | [13 empty] | MO |  |  | 161kV Stilwell-Clinton Line | 2025-07-31 | 2025-12-31 | [6 empty] | GEN-2021-050 |  | KCPL | [29 empty] | ER/NR | [7 empty] | DISIS STAGE | [25 empty] | DISIS-2021-001 | 03 CENTRAL | Henry |  |  | 200 | 200
SPP |  |  | 2021-04-30 |  |  |  | Solar | [7 empty] | 250 | [13 empty] | NE |  |  | Wagener 115kV Substation | 2025-07-31 | 2025-12-31 | [6 empty] | GEN-2021-049 |  | LES | [29 empty] | ER/NR | [7 empty] | DISIS STAGE | [25 empty] | DISIS-2021-001 | 02 NEBRASKA | Lancaster |  |  | 250 | 250
SPP |  |  | 2021-04-30 |  |  |  | Battery/Storage | [7 empty] | 75 | [13 empty] | NE |  |  | Wagener 115kV Substation | 2025-07-31 | 2025-12-31 | [6 empty] | GEN-2021-048 |  | LES | [29 empty] | ER/NR | [7 empty] | DISIS STAGE | [25 empty] | DISIS-2021-001 | 02 NEBRASKA | Lancaster |  |  | 75 | 75
SPP |  |  | 2021-04-29 |  |  |  | Solar | [7 empty] | 250 | [13 empty] | OK |  |  | Tulsa (Bus #509852) - Igloo (Bus #513596) 345kV line | 2026-03-01 | 2026-10-01 | [6 empty] | GEN-2021-047 |  | GRDA | [29 empty] | ER | [7 empty] | DISIS STAGE | [25 empty] | DISIS-2021-001 | 04 SOUTHEAST | Mayes |  |  | 250 | 250
SPP |  |  | 2021-04-30 |  |  |  | Battery/Storage | [7 empty] | 250 | [13 empty] | NE |  |  | 8000 SW 12th (Rokeby) Station, 115kV Bus | 2026-02-01 | 2025-06-01 | [6 empty] | GEN-2021-043 |  | LES | [29 empty] | ER | [7 empty] | DISIS STAGE | [25 empty] | DISIS-2021-001 | 02 NEBRASKA | Lancaster |  |  | 250 | 250
SPP |  |  | 2021-04-30 |  |  |  | Battery/Storage | [7 empty] | 50 | [13 empty] | MO |  |  | Independence Power & Light, Blue Valley Substation, 161kV Bus | 2025-02-01 | 2025-06-01 | [6 empty] | GEN-2021-042 |  | INDN | [29 empty] | ER/NR | [7 empty] | DISIS STAGE | [25 empty] | DISIS-2021-001 | 03 CENTRAL | Jackson |  |  | 100 | 100
SPP |  |  | 2021-04-30 |  |  |  | Battery/Storage | [7 empty] | 100 | [13 empty] | OK |  |  | Mustang 138kV Substation | 2025-02-01 | 2025-06-01 | [6 empty] | GEN-2021-041 |  | OGE | [29 empty] | ER/NR | [7 empty] | DISIS STAGE | [25 empty] | DISIS-2021-001 | 04 SOUTHEAST | Canadian |  |  | 100.657 | 100.657
SPP |  |  | 2021-04-30 |  |  |  | Battery/Storage | [7 empty] | 200 | [13 empty] | NE |  |  | OPPD District, Cass County Power Plant Substation, 345kV Bus | 2025-02-01 | 2025-06-01 | [6 empty] | GEN-2021-040 |  | OPPD | [29 empty] | ER | [7 empty] | DISIS STAGE | [25 empty] | DISIS-2021-001 | 02 NEBRASKA | Cass |  |  | 200 | 200
SPP |  |  | 2021-04-30 |  |  |  | Battery/Storage | [7 empty] | 100 | [13 empty] | NE |  |  | New 161kV substation looping in OPPD 161kV lines S1211 to S1220 and S1211 to S1299 | 2025-02-01 | 2025-06-01 | [6 empty] | GEN-2021-039 |  | OPPD | [29 empty] | ER | [7 empty] | DISIS STAGE | [25 empty] | DISIS-2021-001 | 02 NEBRASKA | Douglas |  |  | 100 | 100
SPP |  |  | 2021-04-30 |  |  |  | Battery/Storage | [7 empty] | 200 | [13 empty] | TX |  |  | Welsh 345kV Substation | 2026-02-01 | 2025-06-01 | [6 empty] | GEN-2021-038 |  | AEP | [29 empty] | ER/NR | [7 empty] | DISIS STAGE | [25 empty] | DISIS-2021-001 | 04 SOUTHEAST | Titus |  |  | 201.32 | 201.32
SPP |  |  | 2021-05-14 |  |  |  | Wind | [7 empty] | 244.22 | [13 empty] | NE |  |  | NPPD Sidney to Keystone 345 kV Line | 2026-10-31 | 2026-12-31 | [6 empty] | GEN-2021-037 |  | NPPD | [29 empty] | ER/NR | [7 empty] | DISIS STAGE | [25 empty] | DISIS-2021-001 | 02 NEBRASKA | Perkins & Keith |  |  | 244.22 | 244.22
SPP |  |  | 2021-05-14 |  |  |  | Solar | [7 empty] | 204.12 | [13 empty] | AR |  |  | Craig to Patterson 138 kV Transmission Line | 2025-10-29 | 2027-12-31 | [6 empty] | GEN-2021-036 |  | AEP | [29 empty] | ER/NR | [7 empty] | DISIS STAGE | [25 empty] | DISIS-2021-001 | 04 SOUTHEAST | Little River |  |  | 204.12 | 204.12
SPP |  |  | 2021-05-14 |  |  |  | Solar | [7 empty] | 113 | [13 empty] | KS |  |  | Tap Sunflower Santana 115kV Transmission Line | 2025-10-29 | 2026-12-31 | [6 empty] | GEN-2021-035 |  | SUNC | [29 empty] | ER | [7 empty] | DISIS STAGE | [25 empty] | DISIS-2021-001 | 03 CENTRAL | Grant |  |  | 113 | 113
SPP |  |  | 2021-05-13 |  |  |  | Solar | [7 empty] | 113 | [13 empty] | NE |  |  | Rokeby 115 kV Substation | 2027-10-31 | 2027-12-31 | [6 empty] | GEN-2021-034 |  | LES | [29 empty] | ER | [7 empty] | DISIS STAGE | [25 empty] | DISIS-2021-001 | 02 NEBRASKA | Lancaster |  |  | 113 | 113
SPP |  |  | 2021-05-14 |  |  |  | Solar | [7 empty] | 204.12 | [13 empty] | AR |  |  | Grand Prairie 161kV Substation | 2026-10-31 | 2027-12-31 | [6 empty] | GEN-2021-033 |  | OGE | [29 empty] | ER | [7 empty] | DISIS STAGE | [25 empty] | DISIS-2021-001 | 04 SOUTHEAST | Franklin |  |  | 204.12 | 204.12
SPP |  |  | 2021-05-14 |  |  |  | Solar | [7 empty] | 510.3 | [13 empty] | KS |  |  | Evergy Tap the La Cygne to Stillwel 345 kV Line | 2026-09-28 | 2026-12-31 | [6 empty] | GEN-2021-030 |  | KCPL | [29 empty] | ER | [7 empty] | DISIS STAGE | [25 empty] | DISIS-2021-001 | 03 CENTRAL | Linn KS and Bates MO |  |  | 510.3 | 510.3
SPP |  |  | 2021-05-14 |  |  |  | Battery/Storage | [7 empty] | 253.8 | [13 empty] | KS |  |  | Evergy Tap the La Cygne to Stillwel 345 kV Line | 2026-07-01 | 2026-12-31 | [6 empty] | GEN-2021-029 |  | KCPL | [29 empty] | ER | [7 empty] | DISIS STAGE | [25 empty] | DISIS-2021-001 | 03 CENTRAL | Linn KS and Bates MO |  |  | 253.8 | 253.8
SPP |  |  | 2021-05-14 |  |  |  | Solar | [7 empty] | 204.12 | [13 empty] | OK |  |  | Western Farmers 138kV Mooreland Substation | 2027-03-10 | 2027-12-01 | [6 empty] | GEN-2021-028 |  | WFEC | [29 empty] | ER | [7 empty] | DISIS STAGE | [25 empty] | DISIS-2021-001 | 04 SOUTHEAST | Woodward |  |  | 204.12 | 204.12
SPP |  |  | 2021-05-14 |  |  |  | Solar | [7 empty] | 102.06 | [13 empty] | NE |  |  | Olive Creek 115 kV Substation | 2026-07-01 | 2026-12-31 | [6 empty] | GEN-2021-027 |  | NPPD | [29 empty] | ER | [7 empty] | DISIS STAGE | [25 empty] | DISIS-2021-001 | 02 NEBRASKA | Lancaster |  |  | 102.06 | 102.06
SPP |  |  | 2021-05-14 |  |  |  | Wind | [7 empty] | 203.04 | [13 empty] | OK |  |  | Western Farmers 138kV Mooreland Substation | 2025-10-31 | 2026-12-01 | [6 empty] | GEN-2021-025 |  | WFEC | [29 empty] | ER | [7 empty] | DISIS STAGE | [25 empty] | DISIS-2021-001 | 04 SOUTHEAST | Woodward |  |  | 203.04 | 203.04
SPP |  |  | 2021-05-14 |  |  |  | Wind | [7 empty] | 203.04 | [13 empty] | ND |  |  | WAPA 230kV Jamestown Substation | 2026-10-22 | 2026-12-22 | [6 empty] | GEN-2021-024 |  | WAPA | [29 empty] | ER | [7 empty] | DISIS STAGE | [25 empty] | DISIS-2021-001 | 01 NORTH | LaMoure |  |  | 203.04 | 203.04
SPP |  |  | 2021-05-14 |  |  |  | Solar | [7 empty] | 306.18 | [13 empty] | KS |  |  | Wild Plains 345kV Substation | 2026-09-30 | 2026-11-30 | [6 empty] | GEN-2021-023 |  | WERE | [29 empty] | ER | [7 empty] | DISIS STAGE | [25 empty] | DISIS-2021-001 | 03 CENTRAL | Grant |  |  | 306.18 | 306.18
SPP |  |  | 2021-04-20 |  |  |  | Wind | [7 empty] | 150 | [13 empty] | KS |  |  | Carpenter 345 kV Substation | 2026-09-01 | 2026-12-31 | [6 empty] | GEN-2021-021 |  | SPS | [29 empty] | ER | [7 empty] | DISIS STAGE | [25 empty] | DISIS-2021-001 | 03 CENTRAL | Stevens |  |  | 150 | 150
SPP |  |  | 2021-04-30 |  |  |  | Battery/Storage | [7 empty] | 74.9 | [13 empty] | OK |  |  | Sooner 345 kV | 2027-04-01 | 2026-12-31 | [6 empty] | GEN-2021-019 |  | OGE | [29 empty] | ER/NR | [7 empty] | DISIS STAGE | [25 empty] | DISIS-2021-001 | 04 SOUTHEAST | Noble |  |  | 75.89 | 75.89
SPP |  |  | 2021-04-30 |  |  |  | Solar | [7 empty] | 231 | [13 empty] | OK |  |  | Sooner 345 kV | 2027-04-01 | 2026-12-31 | [6 empty] | GEN-2021-018 |  | OGE | [29 empty] | ER | [7 empty] | DISIS STAGE | [25 empty] | DISIS-2021-001 | 04 SOUTHEAST | Noble |  |  | 235.35 | 235.35
SPP |  |  | 2021-04-30 |  |  |  | Wind | [7 empty] | 37.5 | [13 empty] | KS |  |  | Elm Creek 345 kV interconnection substation | 2025-04-01 | 2025-12-31 | [6 empty] | GEN-2021-017 |  | ITCGP | [29 empty] | ER | [7 empty] | DISIS STAGE | [25 empty] | DISIS-2021-001 | 03 CENTRAL | Cloud and Mitchell |  |  | 37.5 | 37.5
SPP |  |  | 2021-04-30 |  |  |  | Wind | [7 empty] | 250 | [13 empty] | OK |  |  | Sunnyside-Johnston 345 kV | 2025-04-01 | 2026-12-31 | [6 empty] | GEN-2021-016 |  | AEP | [29 empty] | ER | [7 empty] | DISIS STAGE | [25 empty] | DISIS-2021-001 | 04 SOUTHEAST | Johnston and Murray |  |  | 250 | 250
SPP |  |  | 2021-04-30 |  |  |  | Solar | [7 empty] | 74.9 | [13 empty] | OK |  |  | Bobcat 345 kV interconnection substation | 2027-04-01 | 2025-12-31 | [6 empty] | GEN-2021-015 |  | OGE | [29 empty] | ER | [7 empty] | DISIS STAGE | [25 empty] | DISIS-2021-001 | 04 SOUTHEAST | Ellis |  |  | 75.91 | 75.91
SPP |  |  | 2021-04-30 |  |  |  | Solar | [7 empty] | 231 | [13 empty] | OK |  |  | Border 345 kV interconnection substation | 2027-04-01 | 2026-12-31 | [6 empty] | GEN-2021-014 |  | OGE | [29 empty] | ER | [7 empty] | DISIS STAGE | [25 empty] | DISIS-2021-001 | 04 SOUTHEAST | Beckham |  |  | 233.98 | 233.98
SPP |  |  | 2021-04-30 |  |  |  | Battery/Storage | [7 empty] | 74.9 | [13 empty] | KS |  |  | Smoky Hills Tap 230kV | 2023-11-15 | 2025-12-31 | [6 empty] | GEN-2021-013 |  | MIDW | [29 empty] | ER/NR | [7 empty] | DISIS STAGE | [25 empty] | DISIS-2021-001 | 03 CENTRAL | Lincoln |  |  | 75.89 | 75.89
SPP |  |  | 2021-04-30 |  |  |  | Battery/Storage | [7 empty] | 225 | [13 empty] | OK |  |  | Border 345 kV interconnection substation | 2023-11-15 | 2026-12-31 | [6 empty] | GEN-2021-012 |  | OGE | [29 empty] | ER | [7 empty] | DISIS STAGE | [25 empty] | DISIS-2021-001 | 04 SOUTHEAST | Beckham |  |  | 227 | 227
SPP |  |  | 2021-04-30 |  |  |  | Solar | [7 empty] | 231 | [13 empty] | OK |  |  | Border 345 kV interconnection substation | 2027-04-01 | 2026-12-31 | [6 empty] | GEN-2021-010 |  | OGE | [29 empty] | ER | [7 empty] | DISIS STAGE | [25 empty] | DISIS-2021-001 | 04 SOUTHEAST | Beckham |  |  | 233.98 | 233.98
SPP |  |  | 2021-05-10 |  |  |  | Solar | [7 empty] | 200 | [13 empty] | ND |  |  | 345kV Bus at BEPC Patent Gate Substation, McKenzie County, ND | 2026-05-09 | 2027-10-19 | [6 empty] | GEN-2021-008 |  | BEPC | [29 empty] | ER/NR | [7 empty] | DISIS STAGE | [25 empty] | DISIS-2021-001 | 01 NORTH | McKenzie |  |  | 200 | 200
SPP |  |  | 2021-05-10 |  |  |  | Wind | [7 empty] | 600 | [13 empty] | NE |  |  | 345kV bus of Turtle Creek Substation | 2025-09-30 | 2025-12-31 | [6 empty] | GEN-2021-007 |  | NPPD | [29 empty] | ER/NR | [7 empty] | DISIS STAGE | [25 empty] | DISIS-2021-001 | 02 NEBRASKA | Knox and Cedar |  |  | 600 | 600
SPP |  |  | 2021-05-07 |  |  |  | Battery/Storage | [7 empty] | 300 | [13 empty] | KS |  |  | Neosho 345kV substation in Labette County, KS | 2025-10-01 | 2026-02-01 | [6 empty] | GEN-2021-006 |  | WERE | [29 empty] | ER/NR | [7 empty] | DISIS STAGE | [25 empty] | DISIS-2021-001 | 03 CENTRAL | Labette |  |  | 300 | 300
SPP |  |  | 2021-05-07 |  |  |  | Battery/Storage | [7 empty] | 350 | [13 empty] | KS |  |  | Summit 345 kV substation in Saline County, KS | 2024-11-01 | 2025-03-01 | [6 empty] | GEN-2021-005 |  | WERE | [29 empty] | ER/NR | [7 empty] | DISIS STAGE | [25 empty] | DISIS-2021-001 | 03 CENTRAL | Saline |  |  | 350 | 350
SPP |  |  | 2020-12-29 |  |  |  | Battery/Storage | [7 empty] | 100 | [13 empty] | OK |  |  | 138kV Okeene Switch Station | 2024-09-25 | 2027-01-07 | [6 empty] | GEN-2021-002 |  | WFEC | [29 empty] | ER/NR | [7 empty] | DISIS STAGE | [25 empty] | DISIS-2021-001 | 04 SOUTHEAST | Okeene |  |  | 100 | 100
SPP |  |  | 2020-12-29 |  |  |  | Battery/Storage | [7 empty] | 100 | [13 empty] | OK |  |  | 138kV Brown Substation | 2024-09-25 | 2024-12-24 | [6 empty] | GEN-2021-001 |  | OGE | [29 empty] | ER/NR | [7 empty] | DISIS STAGE | [25 empty] | DISIS-2021-001 | 04 SOUTHEAST | Bryan |  |  | 100 | 100
SPP |  |  | 2020-08-04 |  |  |  | Battery/Storage | [7 empty] | 100 | [13 empty] | OK |  |  | Brown 138kV | 2021-12-01 | 2026-03-31 | [6 empty] | GEN-2020-SR2 |  | OGE | [29 empty] | ER/NR | [7 empty] | IA FULLY EXECUTED/ON SCHEDULE | [25 empty] | Surplus | 04 SOUTHEAST | Johnston |  |  | 100 | 100
SPP |  |  | 2020-04-30 |  |  |  | Solar | [7 empty] | 250 | [13 empty] | NE |  |  | Neb. City - 103rd & Rokeby 345 kV | 2023-04-02 | 2026-12-24 | [6 empty] | GEN-2020-094 |  | OPPD | [29 empty] | ER/NR | [7 empty] | DISIS STAGE | [25 empty] | DISIS-2020-001 | 02 NEBRASKA | Syracuse |  |  | 250 | 250
SPP |  |  | 2020-04-30 |  |  |  | Solar | [7 empty] | 100 | [13 empty] | OK |  |  | Pryor Junction - Midwest Carbide 138kV line | 2025-11-02 | 2026-11-19 | [6 empty] | GEN-2020-092 |  | AEP | [29 empty] | ER/NR | [7 empty] | DISIS STAGE | [25 empty] | DISIS-2020-001 | 04 SOUTHEAST | Mayes County |  |  | 100 | 100
SPP |  |  | 2020-04-30 |  |  |  | Solar | [7 empty] | 150 | [13 empty] | ND |  |  | Patent Gate Substation 345 kV | 2025-11-02 | 2026-11-19 | [6 empty] | GEN-2020-091 |  | BEPC | [29 empty] | ER/NR | [7 empty] | DISIS STAGE | [25 empty] | DISIS-2020-001 | 01 NORTH | McKenzie |  |  | 150 | 150
SPP |  |  | 2020-04-27 |  |  |  | Battery/Storage | [7 empty] | 204.3 | [13 empty] | KS |  |  | Wolf Creek - Blackberry 345 kV Substation | 2026-04-01 | 2026-12-01 | [6 empty] | GEN-2020-090 |  | WERE | [29 empty] | ER/NR | [7 empty] | DISIS STAGE | [25 empty] | DISIS-2020-001 | 03 CENTRAL | Bourbon |  |  | 204.3 | 204.3
SPP |  |  | 2020-04-30 |  |  |  | Solar | [7 empty] | 150 | [13 empty] | MO |  |  | La Russell 161 kV Substation | 2022-11-30 | 2025-12-31 | [6 empty] | GEN-2020-088 |  | EDE | [29 empty] | ER/NR | [7 empty] | DISIS STAGE | [25 empty] | DISIS-2020-001 | 03 CENTRAL | Jasper |  |  | 150 | 150
SPP |  |  | 2020-04-23 |  |  |  | Solar | [7 empty] | 500 | [13 empty] | OK |  |  | Cimmarron to Lawton 345 kV Line | 2023-05-01 | 2026-10-01 | [6 empty] | GEN-2020-087 |  | AEP | [29 empty] | ER/NR | [7 empty] | DISIS STAGE | [25 empty] | DISIS-2020-001 | 04 SOUTHEAST | Comanche |  |  | 500 | 500
SPP |  |  | 2020-04-23 |  |  |  | Solar | [7 empty] | 500 | [13 empty] | OK |  |  | Lawton to Sunnyside 345 kV Line | 2023-04-02 | 2026-10-01 | [6 empty] | GEN-2020-085 |  | AEP | [29 empty] | ER/NR | [7 empty] | DISIS STAGE | [25 empty] | DISIS-2020-001 | 04 SOUTHEAST | Carter |  |  | 500 | 500
SPP |  |  | 2020-04-30 |  |  |  | Solar | [7 empty] | 350 | [13 empty] | NE |  |  | Raun - Fort Calhoun 345 kV | 2022-04-01 | 2026-10-31 | [6 empty] | GEN-2020-084 |  | OPPD | [29 empty] | ER/NR | [7 empty] | DISIS STAGE | [25 empty] | DISIS-2020-001 | 02 NEBRASKA | Burt |  |  | 350 | 350
SPP |  |  | 2020-04-30 |  |  |  | Hybrid |  |  |  | Solar/Storage |  |  |  | 74.5 | [13 empty] | MT |  |  | Fairview 115kV Substation | 2024-10-01 | 2026-12-01 | [6 empty] | GEN-2020-083 |  | WAPA | [29 empty] | ER/NR | [7 empty] | DISIS STAGE | [25 empty] | DISIS-2020-001 | 01 NORTH | Fairview |  |  | 74.5 | 74.5
SPP |  |  | 2020-04-30 |  |  |  | Battery/Storage | [7 empty] | 200 | [13 empty] | TX |  |  | Tenaska Switching Substation 345kV | 2022-05-01 | 2028-06-01 | [6 empty] | GEN-2020-081 |  | AEP | [29 empty] | ER/NR | [7 empty] | DISIS STAGE | [25 empty] | DISIS-2020-001 | 04 SOUTHEAST | Rusk |  |  | 200 | 200
SPP |  |  | 2020-04-30 |  |  |  | Hybrid |  |  |  | Solar/Storage |  |  |  | 225 | [13 empty] | KS |  |  | Riverton-Neosho 161kV line | 2025-07-01 | 2025-12-31 | [6 empty] | GEN-2020-079 |  | EDE | [29 empty] | ER/NR | [7 empty] | DISIS STAGE | [25 empty] | DISIS-2020-001 | 03 CENTRAL | Cherokee |  |  | 225 | 225
SPP |  |  | 2020-04-30 |  |  |  | Solar | [7 empty] | 100 | [13 empty] | NE |  |  | Substation 1226 to Substation 1237, 161kV Tap | 2022-11-30 | 2025-12-31 | [6 empty] | GEN-2020-078 |  | OPPD | [29 empty] | ER/NR | [7 empty] | DISIS STAGE | [25 empty] | DISIS-2020-001 | 02 NEBRASKA | Washington |  |  | 100 | 100
SPP |  |  | 2020-04-28 |  |  |  | Battery/Storage | [7 empty] | 200 | [13 empty] | OK |  |  | Cimmarron to Lawton 345 kV Line | 2023-05-01 | 2026-10-01 | [6 empty] | GEN-2020-075 |  | AEP | [29 empty] | ER/NR | [7 empty] | DISIS STAGE | [25 empty] | DISIS-2020-001 | 04 SOUTHEAST | Comanche |  |  | 200 | 200
SPP |  |  | 2020-04-28 |  |  |  | Battery/Storage | [7 empty] | 200 | [13 empty] | OK |  |  | Lawton to Sunnyside 345 kV Substation | 2023-03-31 | 2026-10-01 | [6 empty] | GEN-2020-074 |  | AEP | [29 empty] | ER/NR | [7 empty] | DISIS STAGE | [25 empty] | DISIS-2020-001 | 04 SOUTHEAST | Carter |  |  | 200 | 200
SPP |  |  | 2020-04-30 |  |  |  | Hybrid |  |  |  | Solar/Storage |  |  |  | 150 | [13 empty] | KS |  |  | SE Ottawa to Pleasant Valley 161kV | 2025-07-01 | 2027-12-01 | [6 empty] | GEN-2020-073 |  | KCPL | [29 empty] | ER/NR | [7 empty] | DISIS STAGE | [25 empty] | DISIS-2020-001 | 03 CENTRAL | Franklin |  |  | 150 | 150
SPP |  |  | 2020-04-30 |  |  |  | Hybrid |  |  |  | Solar/Storage |  |  |  | 150 | [13 empty] | MO |  |  | Windsor to AEC Sedalia 161 kV line | 2025-07-01 | 2027-12-01 | [6 empty] | GEN-2020-072 |  | GMO | [29 empty] | ER/NR | [7 empty] | DISIS STAGE | [25 empty] | DISIS-2020-001 | 03 CENTRAL | Windsor |  |  | 150 | 150
SPP |  |  | 2020-04-24 |  |  |  | Wind | [7 empty] | 52.85 | [13 empty] | NE |  |  | Cody to Valentine 115kV line | 2023-11-30 | 2025-11-30 | [6 empty] | GEN-2020-069 |  | NPPD | [29 empty] | ER/NR | [7 empty] | DISIS STAGE | [25 empty] | DISIS-2020-001 | 02 NEBRASKA | Cherry |  |  | 52.85 | 52.85
SPP |  |  | 2020-04-29 |  |  |  | Solar | [7 empty] | 400 | [13 empty] | TX |  |  | Tuco to Yoakum 345kV line | 2024-11-01 | 2026-12-01 | [6 empty] | GEN-2020-068 |  | SPS | [29 empty] | ER | [7 empty] | DISIS STAGE | [25 empty] | DISIS-2020-001 | 05 SOUTHWEST | Terry & Hockley |  |  | 400 | 400
SPP |  |  | 2020-04-24 |  |  |  | Wind | [7 empty] | 352.5 | [13 empty] | TX |  |  | Tuco to Yoakum 345kV line | 2024-11-01 | 2026-12-01 | [6 empty] | GEN-2020-067 |  | SPS | [29 empty] | ER | [7 empty] | DISIS STAGE | [25 empty] | DISIS-2020-001 | 05 SOUTHWEST | Terry & Hockley |  |  | 352.5 | 352.5
SPP |  |  | 2020-04-30 |  |  |  | Thermal |  |  |  | Combined Cycle |  |  |  | 1003 | [13 empty] | NM |  |  | Hobbs-Andrews 345 kV Line | 2025-12-01 | 2028-05-15 | [6 empty] | GEN-2020-065 |  | SPS | [29 empty] | ER | [7 empty] | DISIS STAGE | [25 empty] | DISIS-2020-001 | 05 SOUTHWEST | Gaines |  |  | 912.3 | 1003
SPP |  |  | 2020-04-22 |  |  |  | Thermal |  |  |  | CT |  |  |  | 64 | [13 empty] | MO |  |  | 4544 Stateline CC 161kV Substation | 2020-10-01 | 2021-05-17 | [6 empty] | GEN-2020-064 |  | EDE | [29 empty] | ER/NR | [7 empty] | DISIS STAGE | [25 empty] | DISIS-2020-001 | 03 CENTRAL | Joplin |  |  | 36 | 64
SPP |  |  | 2020-04-29 |  |  |  | Solar | [7 empty] | 256 | [13 empty] | NM |  |  | OASIS 230kV Substation | 2023-11-01 | 2028-04-01 | [6 empty] | GEN-2020-062 |  | SPS | [29 empty] | ER | [7 empty] | DISIS STAGE | [25 empty] | DISIS-2020-001 | 05 SOUTHWEST | Curry |  |  | 256 | 256
SPP |  |  | 2020-04-28 |  |  |  | Thermal |  |  |  | Gas |  |  |  | 29 | [13 empty] | MO |  |  | Pleasant Hill 345/161/69 kV Substation | 2021-05-01 | 2022-05-01 | [6 empty] | GEN-2020-061 |  | GMO | [29 empty] | ER/NR | [7 empty] | DISIS STAGE | [25 empty] | DISIS-2020-001 | 03 CENTRAL | Pleasant Hill |  |  | 29 | 21
SPP |  |  | 2020-04-30 |  |  |  | Battery/Storage | [7 empty] | 200 | [13 empty] | TX |  |  | Lubbock East Substation 230 kV | 2026-05-01 | 2027-06-01 | [6 empty] | GEN-2020-060 |  | SPS | [29 empty] | ER | [7 empty] | DISIS STAGE | [25 empty] | DISIS-2020-001 | 05 SOUTHWEST | Lubbock |  |  | 200 | 200
SPP |  |  | 2020-04-29 |  |  |  | Hybrid |  |  |  | Solar/Storage |  |  |  | 250 | [13 empty] | NM |  |  | Tuco-Yoakum-Hobbs 345 kV | 2025-03-02 | 2027-06-01 | [6 empty] | GEN-2020-059 |  | SPS | [29 empty] | ER | [7 empty] | DISIS STAGE | [25 empty] | DISIS-2020-001 | 05 SOUTHWEST | Lovington |  |  | 250 | 250
SPP |  |  | 2020-04-30 |  |  |  | Solar | [7 empty] | 424.5 | [13 empty] | KS |  |  | Atlantic 345 kV Substation | 2026-11-01 | 2028-06-01 | [6 empty] | GEN-2020-058 |  | WERE | [29 empty] | ER/NR | [7 empty] | DISIS STAGE | [25 empty] | DISIS-2020-001 | 03 CENTRAL | Garner |  |  | 424.5 | 424.5
SPP |  |  | 2020-04-30 |  |  |  | Battery/Storage | [7 empty] | 424.5 | [13 empty] | KS |  |  | Atlantic 345 kV Substation | 2026-11-01 | 2028-06-01 | [6 empty] | GEN-2020-057 |  | WERE | [29 empty] | ER/NR | [7 empty] | DISIS STAGE | [25 empty] | DISIS-2020-001 | 03 CENTRAL | Garner |  |  | 424.5 | 424.5
SPP |  |  | 2020-04-30 |  |  |  | Solar | [7 empty] | 20 | [13 empty] | KS |  |  | Russell 115 kV Substation | 2023-03-30 | 2025-01-03 | [6 empty] | GEN-2020-056 |  | SUNC | [29 empty] | ER/NR | [7 empty] | DISIS STAGE | [25 empty] | DISIS-2020-001 | 03 CENTRAL | Russell County |  |  | 20 | 20
SPP |  |  | 2020-04-27 |  |  |  | Solar | [7 empty] | 298 | [13 empty] | TX |  |  | Lydia 345 kV Station | 2023-08-01 | 2026-09-01 | [6 empty] | GEN-2020-054 |  | AEP | [29 empty] | ER/NR | [7 empty] | DISIS STAGE | [25 empty] | DISIS-2020-001 | 04 SOUTHEAST | Bowie County |  |  | 298 | 298
SPP |  |  | 2020-04-29 |  |  |  | Thermal |  |  |  | Reciprocating Engine |  |  |  | 56.52 | [13 empty] | NE |  |  | Between Substation 1209 and 1252; 161kV | 2023-04-30 | 2024-08-01 | [6 empty] | GEN-2020-045 |  | OPPD | [29 empty] | ER | [7 empty] | DISIS STAGE | [25 empty] | DISIS-2020-001 | 02 NEBRASKA | Douglas County |  |  | 56.52 | 56.52
SPP |  |  | 2020-04-29 |  |  |  | Thermal |  |  |  | Reciprocating Engine |  |  |  | 56.52 | [13 empty] | NE |  |  | Between Substation 1209 and 1252; 161kV | 2023-04-30 | 2024-08-01 | [6 empty] | GEN-2020-044 |  | OPPD | [29 empty] | ER | [7 empty] | DISIS STAGE | [25 empty] | DISIS-2020-001 | 02 NEBRASKA | Douglas County |  |  | 56.52 | 56.52
SPP |  |  | 2020-04-29 |  |  |  | Thermal |  |  |  | Reciprocating Engine |  |  |  | 56.52 | [13 empty] | NE |  |  | Between Substation 1209 and 1252; 161kV | 2023-04-30 | 2024-08-01 | [6 empty] | GEN-2020-043 |  | OPPD | [29 empty] | ER | [7 empty] | DISIS STAGE | [25 empty] | DISIS-2020-001 | 02 NEBRASKA | Douglas County |  |  | 56.52 | 56.52
SPP |  |  | 2020-04-29 |  |  |  | Thermal |  |  |  | CT |  |  |  | 272.7 | [13 empty] | NE |  |  | Substation 3740; 345kV | 2023-04-30 | 2028-04-21 | [6 empty] | GEN-2020-038 |  | OPPD | [29 empty] | ER | [7 empty] | DISIS STAGE | [25 empty] | DISIS-2020-001 | 02 NEBRASKA | Plattsmouth |  |  | 258 | 303
SPP |  |  | 2020-04-29 |  |  |  | Thermal |  |  |  | CT |  |  |  | 272.7 | [13 empty] | NE |  |  | Substation 1363; 161kV Substation | 2023-04-30 | 2028-04-21 | [6 empty] | GEN-2020-031 |  | OPPD | [29 empty] | ER | [7 empty] | DISIS STAGE | [25 empty] | DISIS-2020-001 | 02 NEBRASKA | Sarpy County |  |  | 258 | 303
SPP |  |  | 2020-04-29 |  |  |  | Thermal |  |  |  | CT |  |  |  | 255 | [13 empty] | NE |  |  | Substation 1363; 161kV Substation | 2023-04-30 | 2024-08-01 | [6 empty] | GEN-2020-028 |  | OPPD | [29 empty] | ER | [7 empty] | DISIS STAGE | [25 empty] | DISIS-2020-001 | 02 NEBRASKA | Sarpy County |  |  | 235 | 255
SPP |  |  | 2020-04-29 |  |  |  | Thermal |  |  |  | CT |  |  |  | 255 | [13 empty] | NE |  |  | Substation 1363; 161kV Substation | 2023-04-30 | 2024-08-01 | [6 empty] | GEN-2020-025 |  | OPPD | [29 empty] | ER | [7 empty] | DISIS STAGE | [25 empty] | DISIS-2020-001 | 02 NEBRASKA | Sarpy County |  |  | 235 | 255
SPP |  |  | 2020-04-24 |  |  |  | Wind | [7 empty] | 235 | [13 empty] | ND |  |  | LeLand Olds-Chapelle Creek 345kV line | 2023-11-30 | 2026-12-31 | [6 empty] | GEN-2020-021 |  | BEPC | [29 empty] | ER/NR | [7 empty] | DISIS STAGE | [25 empty] | DISIS-2020-001 | 01 NORTH | Sioux County |  |  | 235 | 235
SPP |  |  | 2020-04-28 |  |  |  | Hybrid |  |  |  | Solar/Storage |  |  |  | 201.6 | [13 empty] | OK |  |  | Tap the 345 kV Northwest Texarkana - Valliant line | 2025-05-15 | 2025-12-15 | [6 empty] | GEN-2020-020 |  | AEP | [29 empty] | ER/NR | [7 empty] | DISIS STAGE | [25 empty] | DISIS-2020-001 | 04 SOUTHEAST | McCurtain |  |  | 201.6 | 201.6
SPP |  |  | 2020-04-24 |  |  |  | Solar | [7 empty] | 74.88 | [13 empty] | TX |  |  | 230kV Lamb County Interchange | 2025-10-01 | 2025-12-31 | [6 empty] | GEN-2020-017 |  | SPS | [29 empty] | ER/NR | [7 empty] | DISIS STAGE | [25 empty] | DISIS-2020-001 | 05 SOUTHWEST | Lamb County |  |  | 74.88 | 74.88
SPP |  |  | 2020-04-20 |  |  |  | Thermal |  |  |  | Gas |  |  |  | 45 | [13 empty] | ND |  |  | Lonesome Creek 115kV | 2021-06-17 | 2021-10-18 | [6 empty] | GEN-2020-014 |  | BEPC | [29 empty] | ER/NR | [7 empty] | DISIS STAGE | [25 empty] | DISIS-2020-001 | 01 NORTH | Alexander |  |  | 45 | 45
SPP |  |  | 2020-04-10 |  |  |  | Hybrid |  |  |  | Solar/Storage |  |  |  | 215 | [13 empty] | NE |  |  | Orleans-Holdrege Substation 115kV | 2026-10-15 | 2027-06-01 | [6 empty] | GEN-2020-013 |  | NPPD | [29 empty] | ER/NR | [7 empty] | DISIS STAGE | [25 empty] | DISIS-2020-001 | 02 NEBRASKA | Orleans |  |  | 215 | 215
SPP |  |  | 2020-04-10 |  |  |  | Hybrid |  |  |  | Solar/Storage |  |  |  | 113 | [13 empty] | OK |  |  | Snyder â€“ Altus Jct. 138kV | 2026-10-15 | 2027-06-01 | [6 empty] | GEN-2020-012 |  | AEP | [29 empty] | ER/NR | [7 empty] | DISIS STAGE | [25 empty] | DISIS-2020-001 | 04 SOUTHEAST | Headrick |  |  | 113 | 113
SPP |  |  | 2020-04-08 |  |  |  | Hybrid |  |  |  | Solar/Storage |  |  |  | 320 | [13 empty] | NE |  |  | Axtell-Sweetwater Substation 345kV | 2026-10-15 | 2027-06-01 | [6 empty] | GEN-2020-011 |  | NPPD | [29 empty] | ER/NR | [7 empty] | DISIS STAGE | [25 empty] | DISIS-2020-001 | 02 NEBRASKA | Funk |  |  | 320 | 320
SPP |  |  | 2020-04-08 |  |  |  | Hybrid |  |  |  | Solar/Storage |  |  |  | 140 | [13 empty] | OK |  |  | Seiling-Taloga Substations 138kV | 2026-10-15 | 2027-06-01 | [6 empty] | GEN-2020-010 |  | WFEC | [29 empty] | ER/NR | [7 empty] | DISIS STAGE | [25 empty] | DISIS-2020-001 | 04 SOUTHEAST | Mutual |  |  | 140 | 140
SPP |  |  | 2020-04-08 |  |  |  | Hybrid |  |  |  | Solar/Storage |  |  |  | 300 | [13 empty] | OK |  |  | Lawton East Side to Oklaunion 345kV | 2026-10-15 | 2025-12-31 | [6 empty] | GEN-2020-009 |  | AEP | [29 empty] | ER/NR | [7 empty] | DISIS STAGE | [25 empty] | DISIS-2020-001 | 05 SOUTHWEST | Cotton |  |  | 300 | 300
SPP |  |  | 2020-04-22 |  |  |  | Hybrid |  |  |  | Solar/Storage |  |  |  | 250 | [13 empty] | KS |  |  | Corporation Carpenter 345kV Substation | 2023-09-01 | 2026-12-31 | [6 empty] | GEN-2020-008 |  | SPS | [29 empty] | ER | [7 empty] | DISIS STAGE | [25 empty] | DISIS-2020-001 | 03 CENTRAL | Stevens County |  |  | 250 | 250
SPP |  |  | 2020-04-22 |  |  |  | Hybrid |  |  |  | Solar/Storage |  |  |  | 650 | [13 empty] | KS |  |  | Evergy La Cygne to Wolf Creek 345kV Substation | 2023-07-01 | 2025-12-31 | [6 empty] | GEN-2020-007 |  | KCPL | [29 empty] | ER/NR | [7 empty] | DISIS STAGE | [25 empty] | DISIS-2020-001 | 03 CENTRAL | Linn & Bates |  |  | 650 | 650
SPP |  |  | 2020-04-01 |  |  |  | Thermal |  |  |  | Diesel/Gas |  |  |  | 58 | [13 empty] | KS |  |  | East Substation 69 kV | 2023-03-01 | 2025-06-01 | [6 empty] | GEN-2020-003 |  | KPP | [29 empty] | ER/NR | [7 empty] | DISIS STAGE | [25 empty] | DISIS-2020-001 | 03 CENTRAL | Winfield |  |  | 58 | 58
SPP |  |  | 2020-04-06 |  |  |  | Solar | [7 empty] | 81 | [13 empty] | NE |  |  | 6846 Substation 69 kV | 2022-11-15 | 2024-05-02 | [6 empty] | GEN-2020-002 |  | OPPD | [29 empty] | ER | [7 empty] | DISIS STAGE | [25 empty] | DISIS-2020-001 | 02 NEBRASKA | Yutan |  |  | 81 | 81
SPP |  |  | 2019-05-24 |  |  |  | Solar | [7 empty] | 100 | [13 empty] | NE |  |  | Shell Creek-Hoskins 345kv Line | 2023-12-31 | 2027-12-31 | [6 empty] | GEN-2019-073 |  | NPPD | [29 empty] | ER | [7 empty] | DISIS STAGE | [25 empty] | DISIS-2019-001 | 02 NEBRASKA | Madison |  |  | 100 | 100
SPP |  |  | 2019-05-24 |  |  |  | Solar | [7 empty] | 50 | [13 empty] | NE |  |  | Shell Creek-Hoskins 345kv Line | 2023-12-31 | 2027-12-31 | [6 empty] | GEN-2019-070 |  | NPPD | [29 empty] | ER | [7 empty] | DISIS STAGE | [25 empty] | DISIS-2019-001 | 02 NEBRASKA | Madison |  |  | 50 | 50
SPP |  |  | 2019-05-24 |  |  |  | Solar | [7 empty] | 100 | [13 empty] | NE |  |  | Shell Creek-Hoskins 345kV Line | 2023-12-31 | 2027-12-31 | [6 empty] | GEN-2019-069 |  | NPPD | [29 empty] | ER | [7 empty] | DISIS STAGE | [25 empty] | DISIS-2019-001 | 02 NEBRASKA | Madison |  |  | 100 | 100
SPP |  |  | 2019-05-24 |  |  |  | Battery/Storage | [7 empty] | 50 | [13 empty] | KS |  |  | Great Bend - Circle 230kV line | 2023-06-01 | 2026-05-01 | [6 empty] | GEN-2019-068 |  | SUNC | [29 empty] | ER/NR | [7 empty] | DISIS STAGE | [25 empty] | DISIS-2019-001 | 03 CENTRAL | Barton |  |  | 50 | 50
SPP |  |  | 2019-05-23 |  |  |  | Battery/Storage | [7 empty] | 180 | [13 empty] | TX |  |  | Overton-Northwest Henderson 138kV | 2024-06-01 | 2026-12-01 | [6 empty] | GEN-2019-065 |  | AEP | [29 empty] | ER | [7 empty] | DISIS STAGE | [25 empty] | DISIS-2019-001 | 04 SOUTHEAST | Smith |  |  | 180 | 180
SPP |  |  | 2019-05-24 |  |  |  | Battery/Storage | [7 empty] | 50 | [13 empty] | KS |  |  | Clark County 345kV substation | 2023-06-01 | 2026-05-01 | [6 empty] | GEN-2019-063 |  | ITCGP | [29 empty] | ER/NR | [7 empty] | DISIS STAGE | [25 empty] | DISIS-2019-001 | 03 CENTRAL | Ford, Clark |  |  | 50 | 50
SPP |  |  | 2019-05-24 |  |  |  | Solar | [7 empty] | 150 | [13 empty] | KS |  |  | Clark County 345kV substation | 2023-06-01 | 2026-05-01 | [6 empty] | GEN-2019-058 |  | ITCGP | [29 empty] | ER/NR | [7 empty] | DISIS STAGE | [25 empty] | DISIS-2019-001 | 03 CENTRAL | Ford, Clark |  |  | 150 | 150
SPP |  |  | 2019-05-24 |  |  |  | Solar | [7 empty] | 150 | [13 empty] | KS |  |  | Great Bend-Spearville 230kV line | 2023-06-01 | 2026-05-01 | [6 empty] | GEN-2019-055 |  | SUNC | [29 empty] | ER/NR | [7 empty] | DISIS STAGE | [25 empty] | DISIS-2019-001 | 03 CENTRAL | Edwards, Pawnee |  |  | 150 | 150
SPP |  |  | 2019-05-24 |  |  |  | Solar | [7 empty] | 150 | [13 empty] | KS |  |  | Great Bend- Circle 230kV line | 2023-06-01 | 2026-05-01 | [6 empty] | GEN-2019-054 |  | SUNC | [29 empty] | ER/NR | [7 empty] | DISIS STAGE | [25 empty] | DISIS-2019-001 | 03 CENTRAL | Barton |  |  | 150 | 150
SPP |  |  | 2019-05-24 |  |  |  | Battery/Storage | [7 empty] | 50 | [13 empty] | KS |  |  | Great Bend-Spearville 230kV line | 2023-06-01 | 2026-05-01 | [6 empty] | GEN-2019-053 |  | SUNC | [29 empty] | ER/NR | [7 empty] | DISIS STAGE | [25 empty] | DISIS-2019-001 | 03 CENTRAL | Edwards/Pawnee |  |  | 50 | 50
SPP |  |  | 2019-05-24 |  |  |  | Battery/Storage | [7 empty] | 40 | [13 empty] | KS |  |  | Frey St 115kV bus | 2023-06-01 | 2026-05-01 | [6 empty] | GEN-2019-051 |  | SUNC | [29 empty] | ER/NR | [7 empty] | DISIS STAGE | [25 empty] | DISIS-2019-001 | 03 CENTRAL | Barton |  |  | 40 | 40
SPP |  |  | 2019-05-24 |  |  |  | Battery/Storage | [7 empty] | 50 | [13 empty] | MO |  |  | Duncan 69kV substation | 2022-12-31 | 2027-12-31 | [6 empty] | GEN-2019-048 |  | KCPL | [29 empty] | ER | [7 empty] | DISIS STAGE | [25 empty] | DISIS-2019-001 | 03 CENTRAL | Jackson |  |  | 50 | 50
SPP |  |  | 2019-05-24 |  |  |  | Solar | [7 empty] | 155 | [13 empty] | OK |  |  | DeGrasse 138kV Substation | 2022-12-31 | 2027-12-31 | [6 empty] | GEN-2019-045 |  | OGE | [29 empty] | ER | [7 empty] | DISIS STAGE | [25 empty] | DISIS-2019-001 | 04 SOUTHEAST | Woods |  |  | 155 | 155
SPP |  |  | 2019-05-24 |  |  |  | Solar | [7 empty] | 100 | [13 empty] | KS |  |  | North Fort Dodge 115kV Substation | 2023-12-31 | 2027-12-15 | [6 empty] | GEN-2019-044 |  | SUNC | [29 empty] | ER | [7 empty] | DISIS STAGE | [25 empty] | DISIS-2019-001 | 03 CENTRAL | Ford |  |  | 100 | 100
SPP |  |  | 2019-05-23 |  |  |  | Solar | [7 empty] | 78 | [13 empty] | NE |  |  | 115kV Monolith Substation | 2020-12-01 | 2026-12-31 | [6 empty] | GEN-2019-041 |  | NPPD | [29 empty] | ER/NR | [7 empty] | DISIS STAGE | [25 empty] | DISIS-2019-001 | 02 NEBRASKA | Lancaster |  |  | 78 | 78
SPP |  |  | 2019-05-21 |  |  |  | Solar | [7 empty] | 174.5 | [13 empty] | NE |  |  | Columbus Southeast-Rising City 115kV | 2022-05-16 | 2025-05-01 | [6 empty] | GEN-2019-039 |  | NPPD | [29 empty] | ER/NR | [7 empty] | DISIS STAGE | [25 empty] | DISIS-2019-001 | 02 NEBRASKA | Butler |  |  | 174.5 | 174.5
SPP |  |  | 2019-05-17 |  |  |  | Solar | [7 empty] | 150 | [13 empty] | ND |  |  | Leland Olds 345kV substation | 2023-12-01 | 2027-12-01 | [6 empty] | GEN-2019-037 |  | BEPC | [29 empty] | ER/NR | [7 empty] | DISIS STAGE | [25 empty] | DISIS-2019-001 | 01 NORTH | Mercer |  |  | 150 | 150
SPP |  |  | 2019-05-02 |  |  |  | Solar | [7 empty] | 80 | [13 empty] | MO |  |  | Reeds Spring-Aurora 161kV Line | 2022-12-31 | 2025-12-31 | [6 empty] | GEN-2019-035 |  | EDE | [29 empty] | ER/NR | [7 empty] | DISIS STAGE | [25 empty] | DISIS-2019-001 | 03 CENTRAL | Barry |  |  | 80 | 80
SPP |  |  | 2019-04-25 |  |  |  | Wind | [7 empty] | 252 | [13 empty] | KS |  |  | Spearville to Clark County 345 kV line | 2021-12-01 | 2027-03-31 | [6 empty] | GEN-2019-030 |  | ITCGP | [29 empty] | ER/NR | [7 empty] | DISIS STAGE | [25 empty] | DISIS-2019-001 | 03 CENTRAL | Ford |  |  | 252 | 252
SPP |  |  | 2019-05-08 |  |  |  | Hybrid |  |  |  | Wind/Storage |  |  |  | 110 | [13 empty] | MT |  |  | WAPA-UGP Mingusville 230kV | 2023-12-31 | 2025-06-01 | [6 empty] | GEN-2019-023 |  | WAPA | [29 empty] | ER/NR | [7 empty] | DISIS STAGE | [25 empty] | DISIS-2019-001 | 01 NORTH | Wibaux |  |  | 110 | 110
SPP |  |  | 2019-04-29 |  |  |  | Solar | [7 empty] | 50 | [13 empty] | NM |  |  | Roosevelt 230kV Substation | 2022-12-01 | 2025-06-01 | [6 empty] | GEN-2019-021 |  | SPS | [29 empty] | ER/NR | [7 empty] | DISIS STAGE | [25 empty] | DISIS-2019-001 | 05 SOUTHWEST | Roosevelt |  |  | 50 | 50
SPP |  |  | 2019-04-24 |  |  |  | Thermal |  |  |  | Gas Turbine |  |  |  | 15.15 | [13 empty] | IA |  |  | Siouxland 69kV | 2020-02-01 | 2023-02-16 | [6 empty] | GEN-2019-019 |  | NIPCO | [29 empty] | ER/NR | [7 empty] | DISIS STAGE | [25 empty] | DISIS-2019-001 | 01 NORTH | Sioux |  |  | 15.15 | 15.15
SPP |  |  | 2019-04-24 |  |  |  | Thermal |  |  |  | Gas Turbine |  |  |  | 15.56 | [13 empty] | KS |  |  | Saxman 115kV substation | 2020-03-01 | 2021-06-01 | [6 empty] | GEN-2019-018 |  | MIDW | [29 empty] | ER/NR | [7 empty] | DISIS STAGE | [25 empty] | DISIS-2019-001 | 03 CENTRAL | Rice |  |  | 11.97 | 15.56
SPP |  |  | 2019-04-30 |  |  |  | Solar | [7 empty] | 200 | [13 empty] | MO |  |  | Dadeville 161kV Substation | 2022-11-30 | 2026-12-31 | [6 empty] | GEN-2019-016 |  | EDE | [29 empty] | ER | [7 empty] | DISIS STAGE | [25 empty] | DISIS-2019-001 | 03 CENTRAL | Polk and Dade |  |  | 200 | 200
SPP |  |  | 2019-04-24 |  |  |  | Battery/Storage | [7 empty] | 50 | [13 empty] | OK |  |  | Dempsey 230kV sub/Sweetwater 230kV | 2021-12-31 | 2026-05-01 | [6 empty] | GEN-2019-013 |  | AEP | [29 empty] | ER/NR | [7 empty] | DISIS STAGE | [25 empty] | DISIS-2019-001 | 04 SOUTHEAST | Roger Mills |  |  | 50 | 50
SPP |  |  | 2019-05-22 |  |  |  | Battery/Storage | [7 empty] | 200 | [13 empty] | OK |  |  | Woodward 345kV substation | 2023-05-01 | 2027-05-01 | [6 empty] | GEN-2019-012 |  | OGE | [29 empty] | ER/NR | [7 empty] | DISIS STAGE | [25 empty] | DISIS-2019-001 | 04 SOUTHEAST | Woodward |  |  | 200 | 200
SPP |  |  | 2019-04-22 |  |  |  | Battery/Storage | [7 empty] | 207 | [13 empty] | TX |  |  | Yoakum 345kV Substation | 2023-05-01 | 2025-05-01 | [6 empty] | GEN-2019-011 |  | SPS | [29 empty] | ER/NR | [7 empty] | DISIS STAGE | [25 empty] | DISIS-2019-001 | 05 SOUTHWEST | Yoakum |  |  | 207 | 207
SPP |  |  | 2019-04-24 |  |  |  | Solar | [7 empty] | 100 | [13 empty] | NE |  |  | S1263 Brock 161kV substation | 2022-10-31 | 2026-11-30 | [6 empty] | GEN-2019-009 |  | OPPD | [29 empty] | ER | [7 empty] | DISIS STAGE | [25 empty] | DISIS-2019-001 | 02 NEBRASKA | Nemaha |  |  | 100 | 100
SPP |  |  | 2019-04-19 |  |  |  | Solar | [7 empty] | 150 | [13 empty] | NM |  |  | Roosevelt 230kV Substation | 2022-12-01 | 2025-06-01 | [6 empty] | GEN-2019-003 |  | SPS | [29 empty] | ER/NR | [7 empty] | DISIS STAGE | [25 empty] | DISIS-2019-001 | 05 SOUTHWEST | Roosevelt |  |  | 150 | 150
SPP |  |  | 2018-11-26 |  |  |  | Battery/Storage | [7 empty] | 100 | [13 empty] | OK |  |  | Maid 161kV substation | 2020-12-01 | 2025-06-01 | [6 empty] | GEN-2019-002 |  | GRDA | [29 empty] | ER | [7 empty] | DISIS STAGE | [25 empty] | DISIS-2019-001 | 04 SOUTHEAST | Mayes |  |  | 100 | 100
SPP |  |  | 2018-11-27 |  |  |  | Wind | [7 empty] | 25 | [13 empty] | KS |  |  | Thistle-Wichita Dbl Ckt (Buffalo Flats) 345kV | 2018-12-31 | 2026-12-31 | [6 empty] | GEN-2019-001 |  | WERE | [29 empty] | ER | [7 empty] | DISIS STAGE | [25 empty] | DISIS-2019-001 | 03 CENTRAL | Pratt |  |  | 25 | 25
SPP |  |  | 2018-11-21 |  |  |  | Solar | [7 empty] | 201.6 | [13 empty] | NE |  |  | Antelope - Hoskins 345 kV | 2020-12-31 | 2026-12-31 | [6 empty] | GEN-2018-132 |  | NPPD | [29 empty] | ER/NR | [7 empty] | DISIS STAGE | [25 empty] | DISIS-2018-002 | 02 NEBRASKA | Pierce |  |  | 201.6 | 201.6
SPP |  |  | 2018-11-21 |  |  |  | Solar | [7 empty] | 221.4 | [13 empty] | NE |  |  | Antelope - Hoskins 345 kV | 2020-12-31 | 2026-12-31 | [6 empty] | GEN-2018-131 |  | NPPD | [29 empty] | ER/NR | [7 empty] | DISIS STAGE | [25 empty] | DISIS-2018-002 | 02 NEBRASKA | Pierce |  |  | 221.4 | 221.4
SPP |  |  | 2018-11-19 |  |  |  | Wind | [7 empty] | 200.22 | [13 empty] | KS |  |  | Renfrow-Viola 345 kV | 2021-09-01 | 2027-10-01 | [6 empty] | GEN-2018-128 |  | WERE | [29 empty] | ER/NR | [7 empty] | DISIS STAGE | [25 empty] | DISIS-2018-002 | 03 CENTRAL | Sumner |  |  | 200.22 | 200.22
SPP |  |  | 2018-11-19 |  |  |  | Wind | [7 empty] | 231 | [13 empty] | NE |  |  | New switching station on Gentleman to Sweetwater 345kV line | 2022-12-15 | 2027-12-01 | [6 empty] | GEN-2018-125 |  | NPPD | [29 empty] | ER/NR | [7 empty] | DISIS STAGE | [25 empty] | DISIS-2018-002 | 02 NEBRASKA | Lincoln |  |  | 231 | 231
SPP |  |  | 2018-11-20 |  |  |  | Solar | [7 empty] | 150 | [13 empty] | KS |  |  | Frey Street 115kV bus | 2022-12-31 | 2026-05-01 | [6 empty] | GEN-2018-116 |  | SUNC | [29 empty] | ER/NR | [7 empty] | DISIS STAGE | [25 empty] | DISIS-2018-002 | 03 CENTRAL | Barton |  |  | 150 | 150
SPP |  |  | 2018-11-21 |  |  |  | Hybrid |  |  |  | Solar/Storage |  |  |  | 250 | [13 empty] | OK |  |  | Lawton East Side 345kV/138kv Substation | 2021-12-01 | 2027-12-01 | [6 empty] | GEN-2018-115 |  | AEP | [29 empty] | ER/NR | [7 empty] | DISIS STAGE | [25 empty] | DISIS-2018-002 | 04 SOUTHEAST | Lawton |  |  | 250 | 250
SPP |  |  | 2018-11-21 |  |  |  | Battery/Storage | [7 empty] | 95 | [13 empty] | KS |  |  | Thistle 345kV substation | 2027-12-31 | 2027-12-31 | [6 empty] | GEN-2018-108 |  | ITCGP | [29 empty] | ER | [7 empty] | DISIS STAGE | [25 empty] | DISIS-2018-002 | 03 CENTRAL | Barber |  |  | 95 | 95
SPP |  |  | 2018-11-02 |  |  |  | Solar | [7 empty] | 165 | [13 empty] | LA |  |  | Longwood 345kV substation | 2023-12-31 | 2027-12-31 | [6 empty] | GEN-2018-106 |  | AEP | [29 empty] | ER | [7 empty] | DISIS STAGE | [25 empty] | DISIS-2018-002 | 04 SOUTHEAST | Caddo |  |  | 165 | 165
SPP |  |  | 2018-11-21 |  |  |  | Wind | [7 empty] | 300 | [13 empty] | TX |  |  | Tolk 230kV Substation | 2023-12-31 | 2027-12-31 | [6 empty] | GEN-2018-099 |  | SPS | [29 empty] | ER | [7 empty] | DISIS STAGE | [25 empty] | DISIS-2018-002 | 05 SOUTHWEST | Parmer |  |  | 300 | 300
SPP |  |  | 2018-11-21 |  |  |  | Wind | [7 empty] | 196 | [13 empty] | TX |  |  | Newhart 230kV Substation | 2023-12-31 | 2027-12-31 | [6 empty] | GEN-2018-089 |  | SPS | [29 empty] | ER | [7 empty] | DISIS STAGE | [25 empty] | DISIS-2018-002 | 05 SOUTHWEST | Castro |  |  | 196 | 196
SPP |  |  | 2018-11-21 |  |  |  | Solar | [7 empty] | 130 | [13 empty] | TX |  |  | Lydia 345kV substation | 2023-12-31 | 2027-12-15 | [6 empty] | GEN-2018-088 |  | AEP | [29 empty] | ER | [7 empty] | DISIS STAGE | [25 empty] | DISIS-2018-002 | 04 SOUTHEAST | Bowie |  |  | 130 | 130
SPP |  |  | 2018-11-16 |  |  |  | Wind | [7 empty] | 250 | [13 empty] | NE |  |  | Shell Creek-Hoskins 345kv Line Break | 2023-12-31 | 2027-12-31 | [6 empty] | GEN-2018-083 |  | NPPD | [29 empty] | ER | [7 empty] | DISIS STAGE | [25 empty] | DISIS-2018-002 | 02 NEBRASKA | Madison |  |  | 250 | 250
SPP |  |  | 2018-11-18 |  |  |  | Wind | [7 empty] | 215 | [13 empty] | OK |  |  | Pittsburg 345kV Substation | 2023-12-31 | 2027-12-31 | [6 empty] | GEN-2018-082 |  | AEP | [29 empty] | ER | [7 empty] | DISIS STAGE | [25 empty] | DISIS-2018-002 | 04 SOUTHEAST | Pittsburg |  |  | 215 | 215
SPP |  |  | 2018-11-18 |  |  |  | Solar | [7 empty] | 148 | [13 empty] | OK |  |  | Farmland-Delaware 138kV line | 2023-12-31 | 2027-12-31 | [6 empty] | GEN-2018-079 |  | AEP | [29 empty] | ER | [7 empty] | DISIS STAGE | [25 empty] | DISIS-2018-002 | 04 SOUTHEAST | Craig/Novata |  |  | 148 | 148
SPP |  |  | 2018-10-31 |  |  |  | Wind | [7 empty] | 72 | [13 empty] | IA |  |  | Denison 230kV Substation | 2022-05-10 | 2026-10-31 | [6 empty] | GEN-2018-074 |  | WAPA | [29 empty] | ER | [7 empty] | DISIS STAGE | [25 empty] | DISIS-2018-002 | 01 NORTH | Crawford and Carrol |  |  | 72 | 72
SPP |  |  | 2018-10-26 |  |  |  | Battery/Storage | [7 empty] | 151 | [13 empty] | OK |  |  | Interconnecting into OG&E's Ranch Road 345kV substation by tapping a 0.1 gen tie line into the existing Frontier II gen-tie line | 2021-11-30 | 2025-11-30 | [6 empty] | GEN-2018-072 |  | OGE | [29 empty] | ER/NR | [7 empty] | DISIS STAGE | [25 empty] | DISIS-2018-002 | 04 SOUTHEAST | Kay |  |  | 151 | 151
SPP |  |  | 2018-10-25 |  |  |  | Battery/Storage | [7 empty] | 151 | [13 empty] | OK |  |  | Interconnecting into OG&E's Ranch Road 345kV substation by tapping a 0.1 gen tie line into the existing Frontier II gen-tie line | 2021-11-30 | 2025-11-30 | [6 empty] | GEN-2018-071 |  | OGE | [29 empty] | ER/NR | [7 empty] | DISIS STAGE | [25 empty] | DISIS-2018-002 | 04 SOUTHEAST | Kay |  |  | 151 | 151
SPP |  |  | 2018-10-26 |  |  |  | Wind | [7 empty] | 125 | [13 empty] | MT |  |  | WAPA-UGP Mingusville 230kV | 2020-12-31 | 2025-06-01 | [6 empty] | GEN-2018-069 |  | WAPA | [29 empty] | ER/NR | [7 empty] | DISIS STAGE | [25 empty] | DISIS-2018-002 | 01 NORTH | Wibaux |  |  | 125 | 125
SPP |  |  | 2018-10-26 |  |  |  | Wind | [7 empty] | 302.4 | [13 empty] | NE |  |  | Antelope - Hoskins 345 kV Substation | 2022-09-01 | 2027-12-01 | [6 empty] | GEN-2018-068 |  | NPPD | [29 empty] | ER/NR | [7 empty] | DISIS STAGE | [25 empty] | DISIS-2018-002 | 02 NEBRASKA | Madison |  |  | 302.4 | 302.4
SPP |  |  | 2018-10-25 |  |  |  | Wind | [7 empty] | 255 | [13 empty] | ND |  |  | 115kV Strandahl sub | 2020-10-30 | 2026-10-30 | [6 empty] | GEN-2018-067 |  | MWEC | [29 empty] | ER | [7 empty] | DISIS STAGE | [25 empty] | DISIS-2018-002 | 01 NORTH | Williams |  |  | 255 | 255
SPP |  |  | 2018-10-24 |  |  |  | Wind | [7 empty] | 19.8 | [13 empty] | NE |  |  | Antelope - Hoskins 345 kV Substation | 2020-07-01 | 2027-12-01 | [6 empty] | GEN-2018-065 |  | NPPD | [29 empty] | ER/NR | [7 empty] | DISIS STAGE | [25 empty] | DISIS-2018-002 | 02 NEBRASKA | Madison |  |  | 19.8 | 19.8
SPP |  |  | 2018-10-24 |  |  |  | Solar | [7 empty] | 80 | [13 empty] | AR |  |  | Tonnece Substation 69kV | 2021-06-30 | 2025-12-31 | [6 empty] | GEN-2018-064 |  | GRDA | [29 empty] | ER/NR | [7 empty] | DISIS STAGE | [25 empty] | DISIS-2018-002 | 04 SOUTHEAST | Benton County |  |  | 80 | 80
SPP |  |  | 2018-10-23 |  |  |  | Solar | [7 empty] | 57 | [13 empty] | MO |  |  | Sedalia Marshfield Springfield Nichols Street 69kV circuit | 2021-06-30 | 2026-12-31 | [6 empty] | GEN-2018-063 |  | EDE | [29 empty] | ER | [7 empty] | DISIS STAGE | [25 empty] | DISIS-2018-002 | 03 CENTRAL | Greene |  |  | 57 | 57
SPP |  |  | 2018-05-29 |  |  |  | Wind | [7 empty] | 50 | [13 empty] | NE |  |  | Axtell-Post Rock 345 kV | 2020-12-01 | 2026-12-31 | [6 empty] | GEN-2018-060 |  | NPPD | [29 empty] | ER/NR | [7 empty] | IA FULLY EXECUTED/ON SCHEDULE | [25 empty] | DISIS-2018-001 | 02 NEBRASKA | Webster |  |  | 50 | 50
SPP |  |  | 2018-05-29 |  |  |  | Solar | [7 empty] | 203.4 | [13 empty] | KS |  |  | Gordon Evans 138kV | 2020-12-31 | 2027-12-01 | [6 empty] | GEN-2018-057 |  | WERE | [29 empty] | ER/NR | [7 empty] | IA FULLY EXECUTED/ON SCHEDULE | [25 empty] | DISIS-2018-001 | 03 CENTRAL | Sedgwick |  |  | 203.4 | 203.4
SPP |  |  | 2018-05-29 |  |  |  | Solar | [7 empty] | 252 | [13 empty] | OK |  |  | Terry Road 345kV station (shared with Rush Springs Windfarm on a common gentie) | 2020-12-31 | 2026-12-31 | [6 empty] | GEN-2018-055 |  | AEP | [29 empty] | ER/NR | [7 empty] | IA FULLY EXECUTED/ON SCHEDULE | [25 empty] | DISIS-2018-001 | 04 SOUTHEAST | Grady |  |  | 252 | 252
SPP |  |  | 2018-05-29 |  |  |  | Battery/Storage | [7 empty] | 70 | [13 empty] | NM |  |  | Roadrunner 115kV Substation | 2021-12-31 | 2026-12-31 | [6 empty] | GEN-2018-052 |  | SPS | [29 empty] | ER | [7 empty] | IA FULLY EXECUTED/ON SCHEDULE | [25 empty] | DISIS-2018-001 | 05 SOUTHWEST | Lea |  |  | 70 | 70
SPP |  |  | 2018-05-29 |  |  |  | Solar | [7 empty] | 200 | [13 empty] | LA |  |  | Longwood 345kV Substation | 2021-12-31 | 2027-04-15 | [6 empty] | GEN-2018-050 |  | AEP | [29 empty] | ER | [7 empty] | IA FULLY EXECUTED/ON SCHEDULE | [25 empty] | DISIS-2018-001 | 04 SOUTHEAST | Caddo |  |  | 200 | 200
SPP |  |  | 2018-05-29 |  |  |  | Solar | [7 empty] | 120 | [13 empty] | KS |  |  | Thistle 345kV Substation | 2021-12-31 | 2027-04-01 | [6 empty] | GEN-2018-049 |  | ITCGP | [29 empty] | ER | [7 empty] | IA FULLY EXECUTED/ON SCHEDULE | [25 empty] | DISIS-2018-001 | 03 CENTRAL | Sumner |  |  | 120 | 120
SPP |  |  | 2018-05-29 |  |  |  | Solar | [7 empty] | 300 | [13 empty] | OK |  |  | Pecan Creek 345kV Substation | 2021-12-31 | 2027-12-15 | [6 empty] | GEN-2018-048 |  | OGE | [29 empty] | ER | [7 empty] | IA FULLY EXECUTED/ON SCHEDULE | [25 empty] | DISIS-2018-001 | 04 SOUTHEAST | Caddo |  |  | 300 | 300
SPP |  |  | 2018-05-29 |  |  |  | Solar | [7 empty] | 500 | [13 empty] | NE |  |  | Ft. Calhoun - Raun 345 kV Line Break | 2021-12-31 | 2028-12-15 | [6 empty] | GEN-2018-043 |  | OPPD | [29 empty] | ER | [7 empty] | IA FULLY EXECUTED/ON SCHEDULE | [25 empty] | DISIS-2018-001 | 02 NEBRASKA | Burt |  |  | 500 | 500
SPP |  |  | 2018-05-29 |  |  |  | Battery/Storage | [7 empty] | 100 | [13 empty] | NE |  |  | Looping in OPPD (S1211) (S1220) (S1211) (S1299) 161kV | 2024-12-31 | 2026-05-31 | [6 empty] | GEN-2018-037 |  | OPPD | [29 empty] | ER | [7 empty] | IA PENDING | [25 empty] | DISIS-2018-001 | 02 NEBRASKA | Douglas |  |  | 100 | 100
SPP |  |  | 2018-05-29 |  |  |  | Battery/Storage | [7 empty] | 200 | [13 empty] | NE |  |  | Cass County 345kV Substation | 2023-12-31 | 2026-06-01 | [6 empty] | GEN-2018-033 |  | OPPD | [29 empty] | ER | [7 empty] | IA PENDING | [25 empty] | DISIS-2018-001 | 02 NEBRASKA | Cass |  |  | 200 | 200
SPP |  |  | 2018-05-29 |  |  |  | Wind | [7 empty] | 310 | [13 empty] | KS |  |  | Neosho 345kV Substation | 2021-12-01 | 2029-05-01 | [6 empty] | GEN-2018-032 |  | WERE | [29 empty] | ER | [7 empty] | IA FULLY EXECUTED/ON SCHEDULE | [25 empty] | DISIS-2018-001 | 03 CENTRAL | McPhearson |  |  | 310 | 310
SPP |  |  | 2018-05-29 |  |  |  | Battery/Storage | [7 empty] | 50 | [13 empty] | MO |  |  | Blue Valley 161kV Substation | 2024-12-31 | 2028-06-30 | [6 empty] | GEN-2018-031 |  | INDN | [29 empty] | ER | [7 empty] | IA FULLY EXECUTED/ON SCHEDULE | [25 empty] | DISIS-2018-001 | 03 CENTRAL | Jackson |  |  | 50 | 50
SPP |  |  | 2018-05-29 |  |  |  | Battery/Storage | [7 empty] | 100 | [13 empty] | OK |  |  | Horseshoe Lake 138kV Substation | 2023-10-15 | 2028-05-31 | [6 empty] | GEN-2018-029 |  | OGE | [29 empty] | ER | [7 empty] | IA FULLY EXECUTED/ON SCHEDULE | [25 empty] | DISIS-2018-001 | 04 SOUTHEAST | Oklahoma |  |  | 100 | 100
SPP |  |  | 2018-05-29 |  |  |  | Battery/Storage | [7 empty] | 200 | [13 empty] | OK |  |  | Tulsa North 138kV Substation | 2023-10-15 | 2028-05-31 | [6 empty] | GEN-2018-028 |  | AEP | [29 empty] | ER | [7 empty] | IA FULLY EXECUTED/ON SCHEDULE | [25 empty] | DISIS-2018-001 | 04 SOUTHEAST | Tulsa |  |  | 200 | 200
SPP |  |  | 2018-05-29 |  |  |  | Battery/Storage | [7 empty] | 100 | [13 empty] | OK |  |  | Tulsa Power Station 138kV Substation | 2024-12-31 | 2028-05-31 | [6 empty] | GEN-2018-027 |  | AEP | [29 empty] | ER | [7 empty] | IA FULLY EXECUTED/ON SCHEDULE | [25 empty] | DISIS-2018-001 | 04 SOUTHEAST | Tulsa |  |  | 100 | 100
SPP |  |  | 2018-05-29 |  |  |  | Battery/Storage | [7 empty] | 100 | [13 empty] | OK |  |  | Mustang 138kV Substation | 2023-10-15 | 2027-05-31 | [6 empty] | GEN-2018-026 |  | OGE | [29 empty] | ER | [7 empty] | IA FULLY EXECUTED/ON SCHEDULE | [25 empty] | DISIS-2018-001 | 04 SOUTHEAST | Canadian |  |  | 100 | 100
SPP |  |  | 2018-05-29 |  |  |  | Battery/Storage | [7 empty] | 200 | [13 empty] | NE |  |  | Fort Calhoun 345kV Substation | 2023-10-15 | 2026-12-31 | [6 empty] | GEN-2018-025 |  | OPPD | [29 empty] | ER | [7 empty] | IA PENDING | [25 empty] | DISIS-2018-001 | 02 NEBRASKA | Washington |  |  | 200 | 200
SPP |  |  | 2018-05-28 |  |  |  | Battery/Storage | [7 empty] | 100 | [13 empty] | OK |  |  | Canadian River-Muskogee and Muskogee-Seminole 345kV | 2023-10-15 | 2028-12-31 | [6 empty] | GEN-2018-024 |  | OGE | [29 empty] | ER | [7 empty] | IA FULLY EXECUTED/ON SCHEDULE | [25 empty] | DISIS-2018-001 | 04 SOUTHEAST | Muskogee |  |  | 100 | 100
SPP |  |  | 2018-05-24 |  |  |  | Solar | [7 empty] | 74.1 | [13 empty] | OK |  |  | Chisholm-Gracemont 345kV Line | 2023-12-01 | 2024-12-31 | [6 empty] | GEN-2018-021 |  | AEP | [29 empty] | ER/NR | [7 empty] | IA PENDING | [25 empty] | DISIS-2018-001 | 04 SOUTHEAST | Washita |  |  | 74.1 | 74.1
SPP |  |  | 2018-04-27 |  |  |  | Solar | [7 empty] | 252 | [13 empty] | TX |  |  | Tuco-Oklaunion 345kV Line | 2021-10-31 | 2027-11-01 | [6 empty] | GEN-2018-015 |  | SPS | [29 empty] | ER/NR | [7 empty] | IA FULLY EXECUTED/ON SCHEDULE | [25 empty] | DISIS-2018-001 | 05 SOUTHWEST | Paducah |  |  | 252 | 252
SPP |  |  | 2018-04-27 |  |  |  | Wind | [7 empty] | 74.1 | [13 empty] | KS |  |  | Abilene Energy Center-Northview 115kV Line | 2024-12-30 | 2026-12-31 | [6 empty] | GEN-2018-013 |  | WERE | [29 empty] | ER | [7 empty] | IA FULLY EXECUTED/ON SCHEDULE | [25 empty] | DISIS-2018-001 | 03 CENTRAL | Dickinson |  |  | 74.1 | 74.1
SPP |  |  | 2018-04-27 |  |  |  | Battery/Storage | [7 empty] | 74.1 | [13 empty] | OK |  |  | Dover 138 kV Switching Station | 2020-12-01 | 2025-12-31 | [6 empty] | GEN-2018-011 |  | WFEC | [29 empty] | ER/NR | [7 empty] | IA PENDING | [25 empty] | DISIS-2018-001 | 04 SOUTHEAST | Kingfisher |  |  | 74.1 | 74.1
SPP |  |  | 2018-04-27 |  |  |  | Battery/Storage | [7 empty] | 74.1 | [13 empty] | ND |  |  | Neset 230kV Substation | 2021-12-01 | 2026-12-31 | [6 empty] | GEN-2018-010 |  | BEPC | [29 empty] | ER/NR | [7 empty] | IA FULLY EXECUTED/ON SCHEDULE | [25 empty] | DISIS-2018-001 | 01 NORTH | Montrail |  |  | 74.1 | 74.1
SPP |  |  | 2018-04-27 |  |  |  | Wind | [7 empty] | 150 | [13 empty] | KS |  |  | Cimarron 115kV Substation | 2020-12-01 | 2028-12-31 | [6 empty] | GEN-2018-009 |  | SUNC | [29 empty] | ER | [7 empty] | IA FULLY EXECUTED/ON SCHEDULE | [25 empty] | DISIS-2018-001 | 03 CENTRAL | Seward/Meade |  |  | 150 | 150
SPP |  |  | 2018-04-26 |  |  |  | Solar | [7 empty] | 74.99 | [13 empty] | NM |  |  | T14 Circuit 115kV line | 2019-12-31 | 2027-03-01 | [6 empty] | GEN-2018-004 |  | SPS | [29 empty] | ER | [7 empty] | IA FULLY EXECUTED/ON SCHEDULE | [25 empty] | DISIS-2018-001 | 05 SOUTHWEST | Lea |  |  | 74.99 | 74.99
SPP |  |  | 2018-04-25 |  |  |  | Solar | [7 empty] | 150 | [13 empty] | TX |  |  | North Boston-Bann 138kV Line | 2021-12-31 | 2027-06-01 | [6 empty] | GEN-2018-003 |  | AEP | [29 empty] | ER/NR | [7 empty] | IA FULLY EXECUTED/ON SCHEDULE | [25 empty] | DISIS-2018-001 | 04 SOUTHEAST | Bowie |  |  | 150 | 150
SPP |  |  | 2017-11-30 |  |  |  | Solar | [7 empty] | 300 | [13 empty] | TX |  |  | Mahoney 230kV Substation | 2023-06-01 | 2026-05-01 | [6 empty] | GEN-2017-239 |  | SPS | [29 empty] | ER | [7 empty] | IA FULLY EXECUTED/ON SCHEDULE | [24 empty] | IFS-2017-002-76 | DISIS-2017-002 | 05 SOUTHWEST | Yoakum |  |  | 300 | 300
SPP |  |  | 2017-11-06 |  |  |  | Wind | [7 empty] | 115 | [13 empty] | NE |  |  | Spalding to North Loup 115kV | 2019-12-31 | 2024-12-31 | [6 empty] | GEN-2017-234 |  | NPPD | [29 empty] | ER | [7 empty] | IA FULLY EXECUTED/ON SCHEDULE | [24 empty] | IFS-2017-002-73 | DISIS-2017-002 | 02 NEBRASKA | Greeley |  |  | 115 | 115
SPP |  |  | 2017-11-28 |  |  |  | Wind | [7 empty] | 215 | [13 empty] | OK |  |  | Minco 345kV | 2020-12-01 | 2027-12-31 | [6 empty] | GEN-2017-233 |  | OGE | [29 empty] | ER/NR | [7 empty] | IA FULLY EXECUTED/ON SCHEDULE | [24 empty] | IFS-2017-002-72 | DISIS-2017-002 | 04 SOUTHEAST | Grady |  |  | 215 | 215
SPP |  |  | 2017-11-28 |  |  |  | Solar | [7 empty] | 52.2 | [13 empty] | OK |  |  | Brown 138kV Substation | 2020-06-01 | 2026-03-31 | [6 empty] | GEN-2017-232 |  | OGE | [29 empty] | ER/NR | [7 empty] | IA FULLY EXECUTED/ON SCHEDULE | [24 empty] | IFS-2017-002-71 | DISIS-2017-002 | 04 SOUTHEAST | Bryan County |  |  | 52.2 | 52.2
SPP |  |  | 2017-11-28 |  |  |  | Solar | [7 empty] | 72.5 | [13 empty] | AR |  |  | Branch 161kV Substation | 2020-06-01 | 2026-06-01 | [6 empty] | GEN-2017-231 |  | OGE | [29 empty] | ER/NR | [7 empty] | IA FULLY EXECUTED/ON SCHEDULE | [24 empty] | IFS-2017-002-70 | DISIS-2017-002 | 04 SOUTHEAST | Franklin County |  |  | 72.5 | 72.5
SPP |  |  | 2017-11-28 |  |  |  | Solar | [7 empty] | 72.5 | [13 empty] | OK |  |  | Tryon 138kV Substation | 2020-06-01 | 2026-05-01 | [6 empty] | GEN-2017-230 |  | OGE | [29 empty] | ER/NR | [7 empty] | IA FULLY EXECUTED/ON SCHEDULE | [24 empty] | IFS-2017-002-69 | DISIS-2017-002 | 04 SOUTHEAST | Lincoln County |  |  | 72.5 | 72.5
SPP |  |  | 2017-11-30 |  |  |  | Battery/Storage | [7 empty] | 201.6 | [13 empty] | KS |  |  | Gordon Evans 138kV Substation | 2020-12-31 | 2027-12-01 | [6 empty] | GEN-2017-227 |  | WERE | [29 empty] | ER/NR | [7 empty] | IA FULLY EXECUTED/ON SCHEDULE | [24 empty] | IFS-2017-002-67 | DISIS-2017-002 | 03 CENTRAL | Sedwick County |  |  | 201.6 | 201.6
SPP |  |  | 2017-11-30 |  |  |  | Solar | [7 empty] | 201.6 | [13 empty] | KS |  |  | Gordon Evans 138kV Substation | 2020-12-01 | 2027-12-01 | [6 empty] | GEN-2017-226 |  | WERE | [29 empty] | ER/NR | [7 empty] | IA FULLY EXECUTED/ON SCHEDULE | [24 empty] | IFS-2017-002-66 | DISIS-2017-002 | 03 CENTRAL | Sedgwick County |  |  | 201.6 | 201.6
SPP |  |  | 2017-11-30 |  |  |  | Wind | [7 empty] | 180 | [13 empty] | IA |  |  | Denison 230kV Substation | 2020-10-06 | 2025-09-01 | [6 empty] | GEN-2017-222 |  | WAPA | [29 empty] | ER | [7 empty] | IA FULLY EXECUTED/ON SCHEDULE | [24 empty] | IFS-2017-002-64 | DISIS-2017-002 | 01 NORTH | Denison |  |  | 180 | 180
SPP |  |  | 2017-11-30 |  |  |  | Battery/Storage | [7 empty] | 152 | [13 empty] | KS |  |  | Buffalo Flats 345kV Substation | 2020-12-31 | 2029-03-30 | [6 empty] | GEN-2017-221 |  | WERE | [29 empty] | ER/NR | [7 empty] | IA FULLY EXECUTED/ON SCHEDULE | [24 empty] | IFS-2017-002-63 | DISIS-2017-002 | 03 CENTRAL | Sedgwick |  |  | 152 | 152
SPP |  |  | 2017-11-30 |  |  |  | Solar | [7 empty] | 201.6 | [13 empty] | KS |  |  | Buffalo Flats 345kV Substation | 2020-12-01 | 2029-12-31 | [6 empty] | GEN-2017-220 |  | WERE | [29 empty] | ER/NR | [7 empty] | IA FULLY EXECUTED/ON SCHEDULE | [24 empty] | IFS-2017-002-62 | DISIS-2017-002 | 03 CENTRAL | Sedgwick |  |  | 201.6 | 201.6
SPP |  |  | 2017-11-30 |  |  |  | Wind | [7 empty] | 100 | [13 empty] | ND |  |  | Logan 230kV Substation | 2020-12-01 | 2027-12-31 | [6 empty] | GEN-2017-215 |  | BEPC | [29 empty] | ER/NR | [7 empty] | IA FULLY EXECUTED/ON SCHEDULE | [24 empty] | IFS-2017-002-60 | DISIS-2017-002 | 01 NORTH | Ward |  |  | 100 | 100
SPP |  |  | 2017-11-30 |  |  |  | Wind | [7 empty] | 100 | [13 empty] | ND |  |  | Logan 230kV Substation | 2020-12-01 | 2027-12-31 | [6 empty] | GEN-2017-214 |  | BEPC | [29 empty] | ER/NR | [7 empty] | IA FULLY EXECUTED/ON SCHEDULE | [24 empty] | IFS-2017-002-59 | DISIS-2017-002 | 01 NORTH | Ward |  |  | 100 | 100
SPP |  |  | 2017-11-30 |  |  |  | Hybrid |  |  |  | Solar |  |  |  | 310 | [13 empty] | NE |  |  | McCool 345kV Substation | 2021-12-01 | 2026-12-01 | [6 empty] | GEN-2017-210 |  | NPPD | [29 empty] | ER | [7 empty] | IA FULLY EXECUTED/ON SCHEDULE | [24 empty] | IFS-2017-002-57 | DISIS-2017-002 | 02 NEBRASKA | Cedar |  |  | 310 | 310
SPP |  |  | 2017-11-30 |  |  |  | Hybrid |  |  |  | Solar |  |  |  | 300 | [13 empty] | KS |  |  | LaCygne - Neosho 345kV | 2021-12-01 | 2026-12-31 | [6 empty] | GEN-2017-209 |  | KCPL | [29 empty] | ER | [7 empty] | IA FULLY EXECUTED/ON SUSPENSION | [24 empty] | IFS-2017-002-56 | DISIS-2017-002 | 03 CENTRAL | McPherson |  |  | 300 | 300
SPP |  |  | 2017-11-30 |  |  |  | Hybrid |  |  |  | Solar |  |  |  | 210 | [13 empty] | OK |  |  | Renfrow 345kV Substation | 2023-07-01 | 2026-12-01 | [6 empty] | GEN-2017-203 |  | OGE | [29 empty] | ER | [7 empty] | IA FULLY EXECUTED/ON SUSPENSION | [24 empty] | IFS-2017-002-55 | DISIS-2017-002 | 04 SOUTHEAST | Grant/Kay |  |  | 210 | 210
SPP |  |  | 2017-11-30 |  |  |  | Solar | [7 empty] | 200 | [13 empty] | MO |  |  | New Madrid - Sikeston 161kV | 2020-12-01 | 2026-12-01 | [6 empty] | GEN-2017-202 |  | SWPA | [29 empty] | ER/NR | [7 empty] | IA PENDING | [24 empty] | IFS-2017-002-54 | DISIS-2017-002 | 03 CENTRAL | New Madrid |  |  | 200 | 200
SPP |  |  | 2017-11-30 |  |  |  | Wind | [7 empty] | 250 | [13 empty] | NE |  |  | Hoskins 345kV Substation | 2022-12-01 | 2026-12-30 | [6 empty] | GEN-2017-201 |  | NPPD | [29 empty] | ER/NR | [7 empty] | IA FULLY EXECUTED/ON SCHEDULE | [24 empty] | IFS-2017-002-53 | DISIS-2017-002 | 02 NEBRASKA | Wayne County |  |  | 250 | 250
SPP |  |  | 2017-11-30 |  |  |  | Battery/Storage | [7 empty] | 11.64 | [13 empty] | NE |  |  | Jones St. No 1201 69kV substation | 2022-12-01 | 2026-05-31 | [6 empty] | GEN-2017-198 |  | OPPD | [29 empty] | ER | [7 empty] | IA FULLY EXECUTED/ON SCHEDULE | [24 empty] | IFS-2017-002-50 | DISIS-2017-002 | 02 NEBRASKA | Omaha |  |  | 11.64 | 11.64
SPP |  |  | 2017-11-30 |  |  |  | Battery/Storage | [7 empty] | 128 | [13 empty] | KS |  |  | West Gardner 345kV | 2020-12-01 | 2026-12-30 | [6 empty] | GEN-2017-196 |  | KCPL | [29 empty] | ER/NR | [7 empty] | IA FULLY EXECUTED/ON SCHEDULE | [24 empty] | IFS-2017-002-49 | DISIS-2017-002 | 03 CENTRAL | Johnson |  |  | 128 | 128
SPP |  |  | 2017-11-30 |  |  |  | Solar | [7 empty] | 500.4 | [13 empty] | KS |  |  | West Gardner 345kV | 2020-12-01 | 2027-12-01 | [6 empty] | GEN-2017-195 |  | KCPL | [29 empty] | ER/NR | [7 empty] | IA FULLY EXECUTED/ON SCHEDULE | [24 empty] | IFS-2017-002-48 | DISIS-2017-002 | 03 CENTRAL | Johnson |  |  | 500.4 | 500.4
SPP |  |  | 2017-11-30 |  |  |  | Solar | [7 empty] | 130 | [13 empty] | MO |  |  | Asbury 161 kV | 2020-12-31 | 2026-06-15 | [6 empty] | GEN-2017-188 |  | EDE | [29 empty] | ER | [7 empty] | IA FULLY EXECUTED/ON SCHEDULE | [24 empty] | IFS-2017-002-44 | DISIS-2017-002 | 03 CENTRAL | Barry |  |  | 130 | 130
SPP |  |  | 2017-11-30 |  |  |  | Solar | [7 empty] | 150 | [13 empty] | TX |  |  | Flatland 115 kV Substation | 2020-12-31 | 2026-06-01 | [6 empty] | GEN-2017-187 |  | SPS | [29 empty] | ER | [7 empty] | IA FULLY EXECUTED/ON SCHEDULE | [24 empty] | IFS-2017-002-43 | DISIS-2017-002 | 05 SOUTHWEST | Terry |  |  | 150 | 150
SPP |  |  | 2017-11-29 |  |  |  | Solar | [7 empty] | 400 | [13 empty] | KS |  |  | Nashua-St. Joe 345kV | 2021-12-01 | 2029-06-01 | [6 empty] | GEN-2017-184 |  | KCPL | [29 empty] | ER/NR | [7 empty] | IA FULLY EXECUTED/ON SCHEDULE | [24 empty] | IFS-2017-002-42 | DISIS-2017-002 | 03 CENTRAL | Hodgeman/Ford |  |  | 400 | 400
SPP |  |  | 2017-11-29 |  |  |  | Wind | [7 empty] | 400 | [13 empty] | KS |  |  | Nashua-St. Joe 345kV | 2021-12-01 | 2029-06-01 | [6 empty] | GEN-2017-183 |  | KCPL | [29 empty] | ER/NR | [7 empty] | IA FULLY EXECUTED/ON SCHEDULE | [24 empty] | IFS-2017-002-41 | DISIS-2017-002 | 03 CENTRAL | Hodgeman/Ford |  |  | 400 | 400
SPP |  |  | 2017-11-29 |  |  |  | Wind | [7 empty] | 128 | [13 empty] | NE |  |  | Tobias 345kV Substation | 2020-12-01 | 2025-02-04 | [6 empty] | GEN-2017-182 |  | NPPD | [29 empty] | ER/NR | [7 empty] | IA FULLY EXECUTED/ON SCHEDULE | [24 empty] | IFS-2017-002-40 | DISIS-2017-002 | 02 NEBRASKA | Lancaster |  |  | 128 | 128
SPP |  |  | 2017-11-29 |  |  |  | Wind | [7 empty] | 300 | [13 empty] | NE |  |  | Tobias 345kV Substation | 2020-12-01 | 2024-12-08 | [6 empty] | GEN-2017-181 |  | NPPD | [29 empty] | ER/NR | [7 empty] | IA FULLY EXECUTED/ON SCHEDULE | [24 empty] | IFS-2017-002-39 | DISIS-2017-002 | 02 NEBRASKA | Lancaster |  |  | 300 | 300
SPP |  |  | 2017-11-29 |  |  |  | Battery/Storage | [7 empty] | 52 | [13 empty] | OK |  |  | Woodring 345kV Substation | 2020-12-31 | 2025-12-01 | [6 empty] | GEN-2017-178 |  | OGE | [29 empty] | ER/NR | [7 empty] | IA FULLY EXECUTED/ON SCHEDULE | [24 empty] | IFS-2017-002-37 | DISIS-2017-002 | 04 SOUTHEAST | Garfield |  |  | 52 | 52
SPP |  |  | 2017-11-29 |  |  |  | Wind | [7 empty] | 300 | [13 empty] | SD |  |  | Vfodnes-Utica Jct. 230kV | 2023-09-30 | 2026-12-01 | [6 empty] | GEN-2017-175 |  | WAPA | [29 empty] | ER | [7 empty] | IA FULLY EXECUTED/ON SCHEDULE | [24 empty] | IFS-2017-002-36 | DISIS-2017-002 | 01 NORTH | Turner |  |  | 300 | 300
SPP |  |  | 2017-11-29 |  |  |  | Solar | [7 empty] | 50 | [13 empty] | OK |  |  | Lawton Eastside - Terry Road 345kV | 2020-12-01 | 2025-12-01 | [6 empty] | GEN-2017-173 |  | AEP | [29 empty] | ER/NR | [7 empty] | IA PENDING | [24 empty] | IFS-2017-002-35 | DISIS-2017-002 | 04 SOUTHEAST | Stephen |  |  | 50 | 50
SPP |  |  | 2017-11-29 |  |  |  | Solar | [7 empty] | 50 | [13 empty] | OK |  |  | Lawton Eastside - Terry Road 345kV | 2020-12-01 | 2025-12-01 | [6 empty] | GEN-2017-172 |  | AEP | [29 empty] | ER/NR | [7 empty] | IA PENDING | [24 empty] | IFS-2017-002-34 | DISIS-2017-002 | 04 SOUTHEAST | Stephen |  |  | 50 | 50
SPP |  |  | 2017-11-29 |  |  |  | Solar | [7 empty] | 150 | [13 empty] | OK |  |  | Lawton Eastside - Terry Road 345kV | 2020-12-01 | 2025-12-01 | [6 empty] | GEN-2017-171 |  | AEP | [29 empty] | ER/NR | [7 empty] | IA PENDING | [24 empty] | IFS-2017-002-33 | DISIS-2017-002 | 04 SOUTHEAST | Stephen |  |  | 150 | 150
SPP |  |  | 2017-11-29 |  |  |  | Battery/Storage | [7 empty] | 52 | [13 empty] | OK |  |  | Sunnyside 345kV | 2020-12-31 | 2027-12-31 | [6 empty] | GEN-2017-167 |  | OGE | [29 empty] | ER/NR | [7 empty] | IA FULLY EXECUTED/ON SCHEDULE | [24 empty] | IFS-2017-002-30 | DISIS-2017-002 | 04 SOUTHEAST | Carter |  |  | 52 | 52
SPP |  |  | 2017-11-29 |  |  |  | Solar | [7 empty] | 250 | [13 empty] | OK |  |  | Woodring 345kV Substation | 2020-12-01 | 2025-12-31 | [6 empty] | GEN-2017-164 |  | OGE | [29 empty] | ER/NR | [7 empty] | IA FULLY EXECUTED/ON SCHEDULE | [24 empty] | IFS-2017-002-28 | DISIS-2017-002 | 04 SOUTHEAST | Garfield |  |  | 250 | 250
SPP |  |  | 2017-11-29 |  |  |  | Wind | [7 empty] | 265 | [13 empty] | TX |  |  | Tolk 230kV Substation | 2020-12-31 | 2026-08-30 | [6 empty] | GEN-2017-158 |  | SPS | [29 empty] | ER | [7 empty] | IA FULLY EXECUTED/ON SCHEDULE | [24 empty] | IFS-2017-002-27 | DISIS-2017-002 | 05 SOUTHWEST | Parmer/Castro |  |  | 265 | 265
SPP |  |  | 2017-11-28 |  |  |  | Wind | [7 empty] | 255 | [13 empty] | OK |  |  | Johnson County 345kV Substation | 2020-12-01 | 2027-12-31 | [6 empty] | GEN-2017-154 |  | OGE | [29 empty] | ER/NR | [7 empty] | IA FULLY EXECUTED/ON SCHEDULE | [24 empty] | IFS-2017-002-25 | DISIS-2017-002 | 04 SOUTHEAST | Johnston |  |  | 255 | 255
SPP |  |  | 2017-11-28 |  |  |  | Wind | [7 empty] | 300 | [13 empty] | TX |  |  | TUCO-Oklaunion 345kV | 2020-10-31 | 2024-12-31 | [6 empty] | GEN-2017-151 |  | SPS | [29 empty] | ER | [7 empty] | IA FULLY EXECUTED/ON SCHEDULE | [24 empty] | IFS-2017-002-23 | DISIS-2017-002 | 05 SOUTHWEST | Crosby |  |  | 300 | 300
SPP |  |  | 2017-11-28 |  |  |  | Solar | [7 empty] | 250 | [13 empty] | OK |  |  | Minco 345kV | 2020-12-01 | 2026-12-31 | [6 empty] | GEN-2017-150 |  | OGE | [29 empty] | ER/NR | [7 empty] | IA FULLY EXECUTED/ON SCHEDULE | [24 empty] | IFS-2017-002-22 | DISIS-2017-002 | 04 SOUTHEAST | Grady |  |  | 250 | 250
SPP |  |  | 2017-11-27 |  |  |  | Wind | [7 empty] | 258 | [13 empty] | OK |  |  | Johnson County 345kV Substation | 2020-12-01 | 2027-12-31 | [6 empty] | GEN-2017-149 |  | OGE | [29 empty] | ER/NR | [7 empty] | IA FULLY EXECUTED/ON SCHEDULE | [24 empty] | IFS-2017-002-21 | DISIS-2017-002 | 04 SOUTHEAST | Johnston |  |  | 258 | 258
SPP |  |  | 2017-11-27 |  |  |  | Wind | [7 empty] | 151.8 | [13 empty] | TX |  |  | Deaf Smith-Plant X 230kV | 2020-10-31 | 2026-10-15 | [6 empty] | GEN-2017-146 |  | SPS | [29 empty] | ER | [7 empty] | IA FULLY EXECUTED/ON SCHEDULE | [24 empty] | IFS-2017-002-19 | DISIS-2017-002 | 05 SOUTHWEST | Castro |  |  | 151.8 | 151.8
SPP |  |  | 2017-11-27 |  |  |  | Wind | [7 empty] | 200 | [13 empty] | NE |  |  | Holt County 345kV | 2021-12-31 | 2025-12-31 | [6 empty] | GEN-2017-144 |  | NPPD | [29 empty] | ER | [7 empty] | IA FULLY EXECUTED/ON SCHEDULE | [24 empty] | IFS-2017-002-18 | DISIS-2017-002 | 02 NEBRASKA | Holt, Antelope, Wheeler |  |  | 200 | 200
SPP |  |  | 2017-11-22 |  |  |  | Solar | [7 empty] | 241.7 | [13 empty] | OK |  |  | Clarksville 345kV Switching Station | 2020-12-01 | 2027-12-31 | [6 empty] | GEN-2017-141 |  | AEP | [29 empty] | ER/NR | [7 empty] | IA FULLY EXECUTED/ON SCHEDULE | [24 empty] | IFS-2017-002-17 | DISIS-2017-002 | 04 SOUTHEAST | Wagoner |  |  | 241.7 | 241.7
SPP |  |  | 2017-11-22 |  |  |  | Solar | [7 empty] | 160 | [13 empty] | OK |  |  | Clarksville 345kV Switching Station | 2020-12-01 | 2027-12-31 | [6 empty] | GEN-2017-140 |  | AEP | [29 empty] | ER/NR | [7 empty] | IA FULLY EXECUTED/ON SCHEDULE | [24 empty] | IFS-2017-002-16 | DISIS-2017-002 | 04 SOUTHEAST | Wagoner |  |  | 160 | 160
SPP |  |  | 2017-11-22 |  |  |  | Wind | [7 empty] | 295 | [13 empty] | OK |  |  | Arcadia 345kV | 2020-12-01 | 2028-12-31 | [6 empty] | GEN-2017-137 |  | OGE | [29 empty] | ER/NR | [7 empty] | IA FULLY EXECUTED/ON SCHEDULE | [24 empty] | IFS-2017-002-15 | DISIS-2017-002 | 04 SOUTHEAST | Oklahoma |  |  | 295 | 295
SPP |  |  | 2017-11-22 |  |  |  | Wind | [7 empty] | 250 | [13 empty] | OK |  |  | Arcadia 345kV | 2020-12-01 | 2028-12-31 | [6 empty] | GEN-2017-134 |  | OGE | [29 empty] | ER/NR | [7 empty] | IA FULLY EXECUTED/ON SCHEDULE | [24 empty] | IFS-2017-002-14 | DISIS-2017-002 | 04 SOUTHEAST | Oklahoma |  |  | 250 | 250
SPP |  |  | 2017-11-22 |  |  |  | Wind | [7 empty] | 200 | [13 empty] | OK |  |  | Arcadia 345kV | 2020-12-01 | 2028-12-31 | [6 empty] | GEN-2017-133 |  | OGE | [29 empty] | ER/NR | [7 empty] | IA FULLY EXECUTED/ON SCHEDULE | [24 empty] | IFS-2017-002-13 | DISIS-2017-002 | 04 SOUTHEAST | Oklahoma |  |  | 200 | 200
SPP |  |  | 2017-11-22 |  |  |  | Battery/Storage | [7 empty] | 29.6 | [13 empty] | KS |  |  | Altoona- NE Parson 138kV | 2020-12-01 | 2026-02-01 | [6 empty] | GEN-2017-131 |  | WERE | [29 empty] | ER/NR | [7 empty] | IA FULLY EXECUTED/ON SUSPENSION | [24 empty] | IFS-2017-002-11 | DISIS-2017-002 | 03 CENTRAL | Wilson |  |  | 29.6 | 29.6
SPP |  |  | 2017-11-17 |  |  |  | Wind | [7 empty] | 200 | [13 empty] | KS |  |  | Sumner 138kV | 2021-12-01 | 2026-12-01 | [6 empty] | GEN-2017-121 |  | WERE | [29 empty] | ER/NR | [7 empty] | IA FULLY EXECUTED/ON SCHEDULE | [24 empty] | IFS-2017-002-08 | DISIS-2017-002 | 03 CENTRAL | Sumner |  |  | 200 | 200
SPP |  |  | 2017-11-17 |  |  |  | Wind | [7 empty] | 260 | [13 empty] | KS |  |  | Abilene Energy Center-Northview 115kV | 2027-05-01 | 2026-12-31 | [6 empty] | GEN-2017-120 |  | WERE | [29 empty] | ER | [7 empty] | IA FULLY EXECUTED/ON SCHEDULE | [24 empty] | IFS-2017-002-07 | DISIS-2017-002 | 03 CENTRAL | Dickinson/Marion |  |  | 260 | 260
SPP |  |  | 2017-11-17 |  |  |  | Wind | [7 empty] | 180 | [13 empty] | KS |  |  | Elm Creek 345kV substation | 2024-05-01 | 2026-12-31 | [6 empty] | GEN-2017-119 |  | SUNC | [29 empty] | ER | [7 empty] | IA FULLY EXECUTED/ON SCHEDULE | [24 empty] | IFS-2017-002-06 | DISIS-2017-002 | 03 CENTRAL | Cloud/Mitchell |  |  | 180 | 180
SPP |  |  | 2017-11-17 |  |  |  | Battery/Storage | [7 empty] | 19.8 | [13 empty] | OK |  |  | El Reno SW 138kV | 2020-12-01 | 2026-12-01 | [6 empty] | GEN-2017-117 |  | WFEC | [29 empty] | ER/NR | [7 empty] | IA FULLY EXECUTED/ON SUSPENSION | [24 empty] | IFS-2017-002-05 | DISIS-2017-002 | 04 SOUTHEAST | Canadian |  |  | 19.8 | 19.8
SPP |  |  | 2017-11-10 |  |  |  | Wind | [7 empty] | 244 | [13 empty] | MO |  |  | Holt County 345 kV | 2027-05-01 | 2026-12-31 | [6 empty] | GEN-2017-115 |  | KCPL | [29 empty] | ER | [7 empty] | IA FULLY EXECUTED/ON SCHEDULE | [24 empty] | IFS-2017-002-04 | DISIS-2017-002 | 03 CENTRAL | Atchinson/Nodaway |  |  | 244 | 244
SPP |  |  | 2017-08-26 |  |  |  | Solar | [7 empty] | 400 | [13 empty] | MO |  |  | Stillwell - Clinton 161kV Line | 2022-12-01 | 2025-12-01 | [6 empty] | GEN-2017-108 |  | KCPL | [29 empty] | ER/NR | [7 empty] | IA FULLY EXECUTED/ON SCHEDULE | [24 empty] | IFS-2017-002-02 | DISIS-2017-002 | 03 CENTRAL | Henry County |  |  | 400 | 400
SPP |  |  | 2017-07-12 |  |  |  | Wind | [7 empty] | 75 | [13 empty] | NE |  |  | Tekamah - Raun 161 kV Line | 2018-12-15 | 2026-12-20 | [6 empty] | GEN-2017-105 |  | OPPD | [29 empty] | ER/NR | [7 empty] | IA FULLY EXECUTED/ON SCHEDULE | [24 empty] | IFS-2017-002-01 | DISIS-2017-002 | 02 NEBRASKA | Burt County |  |  | 75 | 75
SPP |  |  | 2017-05-31 |  |  |  | Solar | [7 empty] | 102.6 | [13 empty] | OK |  |  | Texas County 115kV | 2019-12-31 | 2025-12-01 | [6 empty] | GEN-2017-100 |  | SPS | [29 empty] | ER/NR | [7 empty] | IA FULLY EXECUTED/ON SCHEDULE | [24 empty] | IFS-2017-001-20 | DISIS-2017-001 | 05 SOUTHWEST | Texas County |  |  | 102.6 | 102.6
SPP |  |  | 2017-05-31 |  |  |  | Solar | [7 empty] | 128 | [13 empty] | SD |  |  | Underwood 115 kV Sub | 2022-01-09 | 2024-02-01 | [6 empty] | GEN-2017-097 |  | WAPA | [29 empty] | ER | [7 empty] | IA FULLY EXECUTED/ON SCHEDULE | [24 empty] | IFS-2017-001-24 | DISIS-2017-001 | 01 NORTH | Pennington County |  |  | 128 | 128
SPP |  |  | 2017-05-24 |  |  |  | Wind | [7 empty] | 200 | [13 empty] | SD |  |  | Fort Thompson-Huron 230 kV | 2020-10-06 | 2023-11-01 | [6 empty] | GEN-2017-094 |  | WAPA | [29 empty] | ER | [7 empty] | IA FULLY EXECUTED/COMMERCIAL OPERATION | [24 empty] | IFS-2017-001-31 | DISIS-2017-001 | 01 NORTH | Wessington/Hand Counties |  |  | 200 | 200
SPP |  |  | 2017-05-30 |  |  |  | Solar | [7 empty] | 200 | [13 empty] | OK |  |  | Canadian River-Muskogee and Muskogee-Seminole 345kV | 2023-06-01 | 2025-12-31 | [6 empty] | GEN-2017-092 |  | OGE | [29 empty] | ER | [7 empty] | IA FULLY EXECUTED/ON SCHEDULE | [24 empty] | IFS-2017-001-04 | DISIS-2017-001 | 04 SOUTHEAST | Muskogee County |  |  | 200 | 200
SPP |  |  | 2017-05-25 |  |  |  | Wind | [7 empty] | 150 | [13 empty] | KS |  |  | Viola 345kV | 2021-12-01 | 2025-03-01 | [6 empty] | GEN-2017-086 |  | WERE | [29 empty] | ER | [7 empty] | IA FULLY EXECUTED/ON SCHEDULE | [24 empty] | IFS-2017-001-10 | DISIS-2017-001 | 03 CENTRAL | Harper County |  |  | 150 | 150
SPP |  |  | 2017-05-31 |  |  |  | Wind | [7 empty] | 149.4 | [13 empty] | MO |  |  | Asbury Plant 161 kV | 2020-07-01 | 2020-12-31 | [6 empty] | GEN-2017-082 |  | EDE | [29 empty] | ER | [7 empty] | IA FULLY EXECUTED/COMMERCIAL OPERATION | [24 empty] | IFS-2017-001-02 | DISIS-2017-001 | 03 CENTRAL | Barton/Jasper Counties |  |  | 149.4 | 149.4
SPP |  |  | 2017-05-28 |  |  |  | Solar | [7 empty] | 124.7 | [13 empty] | OK |  |  | Explorer Claremore Tap EXCLART4 | 2021-12-01 | 2024-12-06 | [6 empty] | GEN-2017-077 |  | AEP | [29 empty] | ER | [7 empty] | IA FULLY EXECUTED/ON SCHEDULE | [24 empty] | IFS-2017-001-18 | DISIS-2017-001 | 04 SOUTHEAST | Mayes County |  |  | 124.7 | 124.7
SPP |  |  | 2017-05-28 |  |  |  | Solar | [7 empty] | 52.2 | [13 empty] | AR |  |  | Chamber Springs 161kV sub | 2021-12-01 | 2024-12-01 | [6 empty] | GEN-2017-076 |  | AEP | [29 empty] | ER | [7 empty] | IA FULLY EXECUTED/ON SCHEDULE | [24 empty] | IFS-2017-001-17 | DISIS-2017-001 | 04 SOUTHEAST | Benton County |  |  | 52.2 | 52.2
SPP |  |  | 2017-05-28 |  |  |  | Solar | [7 empty] | 200 | [13 empty] | OK |  |  | Hugo-Sunnyside 345 kV | 2021-12-01 | 2024-12-01 | [6 empty] | GEN-2017-075 |  | OGE | [29 empty] | ER | [7 empty] | IA FULLY EXECUTED/ON SCHEDULE | [24 empty] | IFS-2017-001-16 | DISIS-2017-001 | 04 SOUTHEAST | Johnston County |  |  | 200 | 200
SPP |  |  | 2017-05-28 |  |  |  | Solar | [7 empty] | 72.5 | [13 empty] | OK |  |  | Pryor Junction 138kV sub | 2021-12-01 | 2024-12-09 | [6 empty] | GEN-2017-074 |  | AEP | [29 empty] | ER | [7 empty] | IA FULLY EXECUTED/ON SCHEDULE | [24 empty] | IFS-2017-001-15 | DISIS-2017-001 | 04 SOUTHEAST | Mayes County |  |  | 72.5 | 72.5
SPP |  |  | 2017-05-28 |  |  |  | Solar | [7 empty] | 72.5 | [13 empty] | OK |  |  | Dry Gulch 161kV sub | 2021-12-01 | 2025-09-01 | [6 empty] | GEN-2017-073 |  | GRDA | [29 empty] | ER | [7 empty] | IA FULLY EXECUTED/ON SCHEDULE | [24 empty] | IFS-2017-001-14 | DISIS-2017-001 | 04 SOUTHEAST | Mayes County |  |  | 72.5 | 72.5
SPP |  |  | 2017-05-28 |  |  |  | Solar | [7 empty] | 52.2 | [13 empty] | OK |  |  | Greenwood 138kV sub | 2021-12-01 | 2025-12-01 | [6 empty] | GEN-2017-072 |  | OGE | [29 empty] | ER | [7 empty] | IA FULLY EXECUTED/ON SCHEDULE | [24 empty] | IFS-2017-001-37 | DISIS-2017-001 | 04 SOUTHEAST | Payne County |  |  | 52.2 | 52.2
SPP |  |  | 2017-05-28 |  |  |  | Solar | [7 empty] | 124.7 | [13 empty] | OK |  |  | Greenwood 138kV sub | 2021-12-01 | 2025-12-01 | [6 empty] | GEN-2017-071 |  | OGE | [29 empty] | ER | [7 empty] | IA FULLY EXECUTED/ON SCHEDULE | [24 empty] | IFS-2017-001-36 | DISIS-2017-001 | 04 SOUTHEAST | Payne County |  |  | 124.7 | 124.7
SPP |  |  | 2017-05-30 |  |  |  | Solar | [7 empty] | 103.5 | [13 empty] | KS |  |  | Gordon Evans 138kV Substation | 2020-12-31 | 2025-12-15 | [6 empty] | GEN-2017-068 |  | WERE | [29 empty] | ER/NR | [7 empty] | IA FULLY EXECUTED/ON SCHEDULE | [24 empty] | IFS-2017-001-26 | DISIS-2017-001 | 03 CENTRAL | Sumner County |  |  | 103.5 | 103.5
SPP |  |  | 2017-05-28 |  |  |  | Solar | [7 empty] | 101.5 | [13 empty] | OK |  |  | GRDA1 to CLARMR 5 161kV line | 2021-12-01 | 2025-09-01 | [6 empty] | GEN-2017-061 |  | GRDA | [29 empty] | ER | [7 empty] | IA FULLY EXECUTED/ON SCHEDULE | [24 empty] | IFS-2017-001-25 | DISIS-2017-001 | 04 SOUTHEAST | Mayes County |  |  | 101.5 | 101.5
SPP |  |  | 2017-05-30 |  |  |  | Wind | [7 empty] | 149.4 | [13 empty] | MO |  |  | LaRussell Energy Center 161kV | 2020-09-01 | 2021-04-21 | [6 empty] | GEN-2017-060 |  | EDE | [29 empty] | ER | [7 empty] | IA FULLY EXECUTED/COMMERCIAL OPERATION | [24 empty] | IFS-2017-001-01 | DISIS-2017-001 | 03 CENTRAL | Barton County |  |  | 149.4 | 149.4
SPP |  |  | 2017-05-30 |  |  |  | Solar | [7 empty] | 72.5 | [13 empty] | LA |  |  | Hosston 69kV | 2021-12-01 | 2025-02-28 | [6 empty] | GEN-2017-057 |  | AEP | [29 empty] | ER | [7 empty] | IA FULLY EXECUTED/ON SCHEDULE | [24 empty] | IFS-2017-001-13 | DISIS-2017-001 | 04 SOUTHEAST | Caddo Parish |  |  | 72.5 | 72.5
SPP |  |  | 2017-05-31 |  |  |  | Wind | [7 empty] | 300 | [13 empty] | ND |  |  | Neset 230 kV Substation | 2024-08-30 | 2026-12-31 | [6 empty] | GEN-2017-048 |  | BEPC | [29 empty] | ER | [7 empty] | IA FULLY EXECUTED/ON SCHEDULE | [24 empty] | IFS-2017-001-34 | DISIS-2017-001 | 01 NORTH | Williams County |  |  | 300 | 300
SPP |  |  | 2017-05-18 |  |  |  | Wind | [7 empty] | 102 | [13 empty] | OK |  |  | Bull Creek 115 kV substation | 2019-12-31 | 2024-12-16 | [6 empty] | GEN-2017-047 |  | SPS | [29 empty] | ER/NR | [7 empty] | IA FULLY EXECUTED/ON SCHEDULE | [24 empty] | IFS-2017-001-19 | DISIS-2017-001 | 05 SOUTHWEST | Beaver County |  |  | 102 | 102
SPP |  |  | 2017-05-31 |  |  |  | Solar | [7 empty] | 200.1 | [13 empty] | TX |  |  | Canadian River-Muskogee and Muskogee-Seminole 345kV | 2020-06-01 | 2025-12-31 | [6 empty] | GEN-2017-040 |  | OGE | [29 empty] | ER | [7 empty] | IA FULLY EXECUTED/ON SCHEDULE | [24 empty] | IFS-2017-001-03 | DISIS-2017-001 | 04 SOUTHEAST | Ochiltree County |  |  | 200.1 | 200.1
SPP |  |  | 2017-05-31 |  |  |  | Solar | [7 empty] | 100 | [13 empty] | OK |  |  | Snyder - Cache 138 kV | 2022-12-01 | 2024-12-01 | [6 empty] | GEN-2017-036 |  | AEP | [29 empty] | ER | [7 empty] | IA FULLY EXECUTED/ON SCHEDULE | [24 empty] | IFS-2017-001-23 | DISIS-2017-001 | 04 SOUTHEAST | Kiowa County |  |  | 100 | 100
SPP |  |  | 2017-05-31 |  |  |  | Wind | [7 empty] | 200 | [13 empty] | TX |  |  | Oklaunion 345 kV sub | 2020-12-31 | 2024-12-31 | [6 empty] | GEN-2017-033 |  | AEP | [29 empty] | ER | [7 empty] | IA FULLY EXECUTED/ON SCHEDULE | [24 empty] | IFS-2017-001-28 | DISIS-2017-001 | 05 SOUTHWEST | Baylor County |  |  | 200 | 200
SPP |  |  | 2017-05-31 |  |  |  | Wind | [7 empty] | 140 | [13 empty] | OK |  |  | Pooleville-Ratliff (Carter County) 138kV | 2021-11-01 | 2021-12-21 | [6 empty] | GEN-2017-027 |  | OGE | [29 empty] | ER | [7 empty] | IA FULLY EXECUTED/COMMERCIAL OPERATION | [24 empty] | IFS-2017-001-33 | DISIS-2017-001 | 04 SOUTHEAST | Carter County |  |  | 140 | 140
SPP |  |  | 2017-05-31 |  |  |  | Solar | [7 empty] | 85 | [13 empty] | OK |  |  | Hugo Power Plant 138 kV Sub |  | 2026-06-01 | [6 empty] | GEN-2017-023 |  | WFEC | [29 empty] | ER/NR | [7 empty] | IA FULLY EXECUTED/ON SCHEDULE | [24 empty] | IFS-2017-001-22 | DISIS-2017-001 | 04 SOUTHEAST | Choctaw County |  |  | 85 | 85
SPP |  |  | 2017-05-31 |  |  |  | Solar | [7 empty] | 65 | [13 empty] | KS |  |  | Altoona- NE Parson 138kV | 2019-12-01 | 2025-06-01 | [6 empty] | GEN-2017-022 |  | WERE | [29 empty] | ER/NR | [7 empty] | IA FULLY EXECUTED/ON SCHEDULE | [24 empty] | IFS-2017-001-21 | DISIS-2017-001 | 03 CENTRAL | Wilson County |  |  | 65 | 65
SPP |  |  | 2017-05-30 |  |  |  | Solar | [7 empty] | 189 | [13 empty] | KS |  |  | Thistle 345 kV sub | 2020-12-31 | 2025-04-30 | [6 empty] | GEN-2017-018 |  | ITCGP | [29 empty] | ER/NR | [7 empty] | IA FULLY EXECUTED/ON SCHEDULE | [24 empty] | IFS-2017-001-27 | DISIS-2017-001 | 03 CENTRAL | Barber County |  |  | 189 | 189
SPP |  |  | 2017-05-22 |  |  |  | Wind | [7 empty] | 300 | [13 empty] | SD |  |  | Philip Tap 230 kV | 2020-12-01 | 2027-12-01 | [6 empty] | GEN-2017-014 |  | WAPA | [29 empty] | ER | [7 empty] | IA FULLY EXECUTED/ON SCHEDULE | [24 empty] | IFS-2017-001-29 | DISIS-2017-001 | 01 NORTH | Haakon County |  |  | 300 | 300
SPP |  |  | 2017-05-17 |  |  |  | Solar | [7 empty] | 151.8 | [13 empty] | OK |  |  | Badger-Woodward EHV Dbl Ckt 345kV | 2019-12-31 | 2026-12-31 | [6 empty] | GEN-2017-011 |  | OGE | [29 empty] | ER | [7 empty] | IA FULLY EXECUTED/ON SCHEDULE | [24 empty] | IFS-2017-001-06 | DISIS-2017-001 | 04 SOUTHEAST | Ellis County |  |  | 151.8 | 151.8
SPP |  |  | 2017-04-14 |  |  |  | Wind | [7 empty] | 200.1 | [13 empty] | ND |  |  | Rhame 230 kV Sub | 2022-10-31 | 2025-12-12 | [6 empty] | GEN-2017-010 |  | BEPC | [29 empty] | ER | [7 empty] | IA FULLY EXECUTED/ON SCHEDULE | [24 empty] | IFS-2017-001-12 | DISIS-2017-001 | 01 NORTH | Bowman County |  |  | 200.1 | 200.1
SPP |  |  | 2017-04-14 |  |  |  | Wind | [7 empty] | 302 | [13 empty] | KS |  |  | Neosho - Caney River 345 kV | 2020-10-31 | 2021-05-01 | [6 empty] | GEN-2017-009 |  | WERE | [29 empty] | ER | [7 empty] | IA FULLY EXECUTED/COMMERCIAL OPERATION | [24 empty] | IFS-2017-001-39 | DISIS-2017-001 | 03 CENTRAL | Neoshoe County |  |  | 302 | 302
SPP |  |  | 2017-04-14 |  |  |  | Wind | [7 empty] | 190 | [13 empty] | OK |  |  | Marmaton - Litchfield 161 kV | 2020-12-31 | 2021-12-13 | [6 empty] | GEN-2017-005 |  | WERE | [29 empty] | ER | [7 empty] | IA FULLY EXECUTED/COMMERCIAL OPERATION | [24 empty] | IFS-2017-001-11 | DISIS-2017-001 | 03 CENTRAL | Bourbon and Crawford Counties |  |  | 190 | 190 | Interim IGIA effective 3/3/2021 - AB
SPP |  |  | 2017-04-14 |  |  |  | Wind | [7 empty] | 201.6 | [13 empty] | KS |  |  | Elm Creek - Summit 345 kV | 2021-12-31 | 2026-10-30 | [6 empty] | GEN-2017-004 |  | ITCGP | [29 empty] | ER | [7 empty] | IA FULLY EXECUTED/ON SCHEDULE | [24 empty] | IFS-2017-001-05 | DISIS-2017-001 | 03 CENTRAL | Cloud County |  |  | 201.6 | 201.6
SPP |  |  | 2017-01-23 |  |  |  | Thermal |  |  |  | Gas Turbine |  |  |  | 17 | [13 empty] | TX |  |  | XTO-Cornell 115 kV station |  | 2021-07-28 | [6 empty] | GEN-2016-177 |  | SPS | [29 empty] | ER | [7 empty] | IA FULLY EXECUTED/COMMERCIAL OPERATION | [24 empty] | IFS-2016-002-60 | DISIS-2016-002-1 | 05 SOUTHWEST | Gaines |  |  | 14.4 | 17
SPP |  |  | 2016-12-15 |  |  |  | Wind | [7 empty] | 302 | [13 empty] | KS |  |  | Stranger Creek 345kV | 2019-12-31 | 2021-12-06 | [6 empty] | GEN-2016-176 |  | WERE | [29 empty] | ER | [7 empty] | IA FULLY EXECUTED/COMMERCIAL OPERATION | [24 empty] | IFS-2016-002-67 | DISIS-2016-002-1 | 03 CENTRAL | Nemaha County |  |  | 302 | 302
SPP |  |  | 2016-11-30 |  |  |  | Wind | [7 empty] | 302 | [13 empty] | KS |  |  | Stranger Creek 345kV | 2019-09-15 | 2020-11-18 | [6 empty] | GEN-2016-174 |  | WERE | [29 empty] | ER | [7 empty] | IA FULLY EXECUTED/COMMERCIAL OPERATION | [24 empty] | IFS-2016-002-19 | DISIS-2016-002-1 | 03 CENTRAL | Nemaha |  |  | 302 | 302
SPP |  |  | 2016-11-29 |  |  |  | Solar | [7 empty] | 73.5 | [13 empty] | LA |  |  | Lieberman - North Benton 138 kV Line | 2023-09-01 | 2024-12-01 | [6 empty] | GEN-2016-167 |  | AEP | [29 empty] | ER/NR | [7 empty] | IA FULLY EXECUTED/ON SCHEDULE | [24 empty] | IFS-2016-002-02 | DISIS-2016-002-1 | 04 SOUTHEAST | Caddo Parish |  |  | 73.5 | 73.5
SPP |  |  | 2016-11-21 |  |  |  | Battery/Storage | [7 empty] | 20 | [13 empty] | KS |  |  | Post Rock 230kV | 2023-10-02 | 2023-12-31 | [6 empty] | GEN-2016-160 |  | MIDW | [29 empty] | ER/NR | [7 empty] | IA FULLY EXECUTED/ON SCHEDULE | [24 empty] | IFS-2016-002-04 | DISIS-2016-002-1 | 03 CENTRAL | Ellis |  |  | 20 | 20
SPP |  |  | 2016-11-30 |  |  |  | Wind | [7 empty] | 134 | [13 empty] | KS |  |  | Viola 345kV | 2019-10-30 | 2024-12-31 | [6 empty] | GEN-2016-153 |  | WERE | [29 empty] | ER | [7 empty] | IA FULLY EXECUTED/ON SCHEDULE | [24 empty] | IFS-2016-002-11 | DISIS-2016-002-1 | 03 CENTRAL | Harper County |  |  | 134 | 134
SPP |  |  | 2016-11-30 |  |  |  | Wind | [7 empty] | 202 | [13 empty] | ND |  |  | Tande 345kV | 2019-09-15 | 2020-12-22 | [6 empty] | GEN-2016-151 |  | BEPC | [29 empty] | ER | [7 empty] | IA FULLY EXECUTED/COMMERCIAL OPERATION | [24 empty] | IFS-2016-002-62 | DISIS-2016-002-1 | 01 NORTH | Burke |  |  | 202 | 202
SPP |  |  | 2016-11-30 |  |  |  | Wind | [7 empty] | 302 | [13 empty] | KS |  |  | Stranger Creek 345kV | 2022-09-22 | 2023-12-30 | [6 empty] | GEN-2016-150 |  | WERE | [29 empty] | ER | [7 empty] | IA FULLY EXECUTED/ON SCHEDULE | [24 empty] | IFS-2016-002-15 | DISIS-2016-002-1 | 03 CENTRAL | Nemaha |  |  | 302 | 302
SPP |  |  | 2016-11-30 |  |  |  | Wind | [7 empty] | 302 | [13 empty] | KS |  |  | Stranger Creek 345kV | 2019-09-15 | 2023-12-30 | [6 empty] | GEN-2016-149 |  | WERE | [29 empty] | ER | [7 empty] | IA FULLY EXECUTED/ON SCHEDULE | [24 empty] | IFS-2016-002-14 | DISIS-2016-002-1 | 03 CENTRAL | Washington |  |  | 302 | 302
SPP |  |  | 2016-11-30 |  |  |  | Solar | [7 empty] | 40 | [13 empty] | NE |  |  | Sidney 115 kV Sub | 2019-09-15 | 2024-06-28 | [6 empty] | GEN-2016-147 |  | Tri-State | [29 empty] | ER | [7 empty] | IA FULLY EXECUTED/ON SCHEDULE | [24 empty] | IFS-2016-002-33 | DISIS-2016-002-1 | 02 NEBRASKA | Cheyenne |  |  | 40 | 40
SPP |  |  | 2016-11-29 |  |  |  | Wind | [7 empty] | 175 | [13 empty] | OK |  |  | Riverside 345kV Substation | 2020-09-01 | 2025-12-31 | [6 empty] | GEN-2016-146 |  | AEP | [29 empty] | ER | [7 empty] | IA FULLY EXECUTED/ON SCHEDULE | [24 empty] | IFS-2016-002-56 | DISIS-2016-002-1 | 04 SOUTHEAST | Texas |  |  | 175 | 175
SPP |  |  | 2016-11-29 |  |  |  | Wind | [7 empty] | 175 | [13 empty] | OK |  |  | Riverside 345kV Substation | 2020-09-01 | 2025-12-31 | [6 empty] | GEN-2016-145 |  | AEP | [29 empty] | ER | [7 empty] | IA FULLY EXECUTED/ON SCHEDULE | [24 empty] | IFS-2016-002-55 | DISIS-2016-002-1 | 04 SOUTHEAST | Texas |  |  | 175 | 175
SPP |  |  | 2016-11-29 |  |  |  | Wind | [7 empty] | 350 | [13 empty] | OK |  |  | Riverside 345kV Substation | 2020-09-01 | 2025-12-31 | [6 empty] | GEN-2016-142 |  | AEP | [29 empty] | ER | [7 empty] | IA FULLY EXECUTED/ON SCHEDULE | [24 empty] | IFS-2016-002-52 | DISIS-2016-002-1 | 04 SOUTHEAST | Texas |  |  | 350 | 350
SPP |  |  | 2016-11-29 |  |  |  | Wind | [7 empty] | 350 | [13 empty] | OK |  |  | Riverside 345kV Substation | 2020-09-01 | 2025-12-31 | [6 empty] | GEN-2016-141 |  | AEP | [29 empty] | ER | [7 empty] | IA FULLY EXECUTED/ON SCHEDULE | [24 empty] | IFS-2016-002-51 | DISIS-2016-002-1 | 04 SOUTHEAST | Texas |  |  | 350 | 350
SPP |  |  | 2016-11-29 |  |  |  | Wind | [7 empty] | 100 | [13 empty] | OK |  |  | Riverside 345kV Substation | 2020-09-01 | 2025-12-31 | [6 empty] | GEN-2016-139 |  | AEP | [29 empty] | ER | [7 empty] | IA FULLY EXECUTED/ON SCHEDULE | [24 empty] | IFS-2016-002-49 | DISIS-2016-002-1 | 04 SOUTHEAST | Texas |  |  | 100 | 100
SPP |  |  | 2016-11-29 |  |  |  | Wind | [7 empty] | 187.5 | [13 empty] | OK |  |  | Riverside 345kV Substation | 2020-09-01 | 2025-12-31 | [6 empty] | GEN-2016-138 |  | AEP | [29 empty] | ER | [7 empty] | IA FULLY EXECUTED/ON SCHEDULE | [24 empty] | IFS-2016-002-48 | DISIS-2016-002-1 | 04 SOUTHEAST | Texas |  |  | 187.5 | 187.5
SPP |  |  | 2016-11-29 |  |  |  | Wind | [7 empty] | 187.5 | [13 empty] | OK |  |  | Riverside 345kV Substation | 2020-09-01 | 2025-12-31 | [6 empty] | GEN-2016-137 |  | AEP | [29 empty] | ER | [7 empty] | IA FULLY EXECUTED/ON SCHEDULE | [24 empty] | IFS-2016-002-47 | DISIS-2016-002-1 | 04 SOUTHEAST | Texas |  |  | 187.5 | 187.5
SPP |  |  | 2016-11-29 |  |  |  | Wind | [7 empty] | 187.5 | [13 empty] | OK |  |  | Riverside 345kV Substation | 2020-09-01 | 2025-12-31 | [6 empty] | GEN-2016-134 |  | AEP | [29 empty] | ER | [7 empty] | IA FULLY EXECUTED/ON SCHEDULE | [24 empty] | IFS-2016-002-44 | DISIS-2016-002-1 | 04 SOUTHEAST | Texas |  |  | 187.5 | 187.5
SPP |  |  | 2016-11-29 |  |  |  | Wind | [7 empty] | 187.5 | [13 empty] | OK |  |  | Riverside 345kV Substation | 2020-09-01 | 2025-12-31 | [6 empty] | GEN-2016-133 |  | AEP | [29 empty] | ER | [7 empty] | IA FULLY EXECUTED/ON SCHEDULE | [24 empty] | IFS-2016-002-43 | DISIS-2016-002-1 | 04 SOUTHEAST | Texas |  |  | 187.1 | 187.5
SPP |  |  | 2016-11-30 |  |  |  | Wind | [7 empty] | 6.1 | [13 empty] | OK |  |  | Sweetwater 230kV | 2017-12-31 | 2020-06-05 | [6 empty] | GEN-2016-132 |  | AEP | [29 empty] | ER | [7 empty] | IA FULLY EXECUTED/COMMERCIAL OPERATION | [24 empty] | IFS-2016-002-61 | DISIS-2016-002-1 | 04 SOUTHEAST | Roger Mills |  |  | 6.1 | 6.1
SPP |  |  | 2016-11-30 |  |  |  | Wind | [7 empty] | 2.5 | [13 empty] | OK |  |  | Minco 345kV | 2017-12-31 | 2021-10-25 | [6 empty] | GEN-2016-131 |  | OGE | [29 empty] | ER | [7 empty] | IA FULLY EXECUTED/COMMERCIAL OPERATION | [24 empty] | IFS-2016-002-37 | DISIS-2016-002-1 | 04 SOUTHEAST | Grady |  |  | 2.5 | 2.5
SPP |  |  | 2016-11-30 |  |  |  | Wind | [7 empty] | 202 | [13 empty] | ND |  |  | Leland Olds 345 kV | 2019-09-15 | 2022-12-31 | [6 empty] | GEN-2016-130 |  | BEPC | [29 empty] | ER | [7 empty] | IA FULLY EXECUTED/ON SCHEDULE | [24 empty] | IFS-2016-002-21 | DISIS-2016-002-1 | 01 NORTH | Mercer |  |  | 202 | 202
SPP |  |  | 2016-11-30 |  |  |  | Wind | [7 empty] | 176 | [13 empty] | OK |  |  | Woodring 345kV | 2019-09-15 | 2023-12-31 | [6 empty] | GEN-2016-128 |  | OGE | [29 empty] | ER | [7 empty] | IA FULLY EXECUTED/ON SCHEDULE | [24 empty] | IFS-2016-002-36 | DISIS-2016-002-1 | 04 SOUTHEAST | Alfalfa |  |  | 176 | 176
SPP |  |  | 2016-11-30 |  |  |  | Wind | [7 empty] | 172.5 | [13 empty] | OK |  |  | Arbuckle 138kV substation | 2019-12-31 | 2021-11-24 | [6 empty] | GEN-2016-126 |  | OGE | [29 empty] | ER/NR | [7 empty] | IA FULLY EXECUTED/COMMERCIAL OPERATION | [24 empty] | IFS-2016-002-06 | DISIS-2016-002-1 | 04 SOUTHEAST | Murray |  |  | 172.5 | 172.5
SPP |  |  | 2016-11-30 |  |  |  | Wind | [7 empty] | 74 | [13 empty] | NM |  |  | Eddy County-Tolk (Crossroads) 345kV | 2019-12-31 | 2020-12-31 | [6 empty] | GEN-2016-125 |  | SPS | [29 empty] | ER | [7 empty] | IA FULLY EXECUTED/COMMERCIAL OPERATION | [24 empty] | IFS-2016-002-29 | DISIS-2016-002-1 | 05 SOUTHWEST | Roosevelt |  |  | 74 | 74
SPP |  |  | 2016-11-30 |  |  |  | Wind | [7 empty] | 150 | [13 empty] | NM |  |  | Eddy County-Tolk (Crossroads) 345kV | 2019-12-31 | 2020-12-31 | [6 empty] | GEN-2016-124 |  | SPS | [29 empty] | ER | [7 empty] | IA FULLY EXECUTED/COMMERCIAL OPERATION | [24 empty] | IFS-2016-002-28 | DISIS-2016-002-1 | 05 SOUTHWEST | Roosevelt |  |  | 150 | 150
SPP |  |  | 2016-11-30 |  |  |  | Wind | [7 empty] | 298 | [13 empty] | NM |  |  | Eddy County-Tolk (Crossroads) 345kV | 2019-12-31 | 2020-12-31 | [6 empty] | GEN-2016-123 |  | SPS | [29 empty] | ER | [7 empty] | IA FULLY EXECUTED/COMMERCIAL OPERATION | [24 empty] | IFS-2016-002-27 | DISIS-2016-002-1 | 05 SOUTHWEST | Roosevelt |  |  | 298 | 298
SPP |  |  | 2016-11-22 |  |  |  | Solar | [7 empty] | 110 | [13 empty] | NM |  |  | Roadrunner 115kV | 2022-10-01 | 2024-12-31 | [6 empty] | GEN-2016-121 |  | SPS | [29 empty] | ER | [7 empty] | IA FULLY EXECUTED/ON SCHEDULE | [24 empty] | IFS-2016-002-26 | DISIS-2016-002-1 | 05 SOUTHWEST | Lea |  |  | 110 | 110
SPP |  |  | 2016-11-30 |  |  |  | Wind | [7 empty] | 600 | [13 empty] | OK |  |  | Spring Creek-Sooner 345kV | 2020-05-15 | 2025-12-31 | [6 empty] | GEN-2016-119 |  | OGE | [29 empty] | ER | [7 empty] | IA FULLY EXECUTED/ON SCHEDULE | [24 empty] | IFS-2016-002-10 | DISIS-2016-002-1 | 04 SOUTHEAST | Kingfisher |  |  | 600 | 600
SPP |  |  | 2016-11-30 |  |  |  | Wind | [7 empty] | 288 | [13 empty] | OK |  |  | Dover Switchyard 138 kV Line | 2021-05-15 | 2021-09-10 | [6 empty] | GEN-2016-118 |  | WFEC | [29 empty] | ER | [7 empty] | IA FULLY EXECUTED/COMMERCIAL OPERATION | [24 empty] | IFS-2016-002-05 | DISIS-2016-002-1 | 04 SOUTHEAST | Kingfisher |  |  | 288 | 288
SPP |  |  | 2016-11-30 |  |  |  | Wind | [7 empty] | 300 | [13 empty] | MO |  |  | Nebraska City-Mullen Creek (Holt County MO) 345kV | 2020-11-16 | 2021-03-02 | [6 empty] | GEN-2016-115 |  | GMO | [29 empty] | ER | [7 empty] | IA FULLY EXECUTED/COMMERCIAL OPERATION | [24 empty] | IFS-2016-002-24 | DISIS-2016-002-1 | 03 CENTRAL | Atchison |  |  | 300 | 300
SPP |  |  | 2016-11-30 |  |  |  | Wind | [7 empty] | 302 | [13 empty] | KS |  |  | Reno - Summit 345kV | 2019-09-15 | 2027-01-15 | [6 empty] | GEN-2016-111 |  | WERE | [29 empty] | ER | [7 empty] | IA FULLY EXECUTED/ON SCHEDULE | [24 empty] | IFS-2016-002-18 | DISIS-2016-002-1 | 03 CENTRAL | McPherson |  |  | 302 | 302 | Suspension Start Date of 3/24/2021
SPP |  |  | 2016-11-07 |  |  |  | Wind | [7 empty] | 150.9 | [13 empty] | OK |  |  | Blue River 138kV | 2023-11-01 | 2024-12-01 | [6 empty] | GEN-2016-102 |  | OGE | [29 empty] | ER/NR | [7 empty] | IA FULLY EXECUTED/ON SCHEDULE | [24 empty] | IFS-2016-002-01 | DISIS-2016-002-1 | 04 SOUTHEAST | Pontotoc |  |  | 150.9 | 150.9
SPP |  |  | 2016-10-19 |  |  |  | Wind | [7 empty] | 100 | [13 empty] | OK |  |  | Tap Southwestern-Fletcher Tap 138kV | 2020-09-01 | 2024-01-01 | [6 empty] | GEN-2016-097 |  | AEP | [29 empty] | ER/NR | [7 empty] | IA FULLY EXECUTED/COMMERCIAL OPERATION | [24 empty] | IFS-2016-002-31 | DISIS-2016-002-1 | 04 SOUTHEAST | Caddo |  |  | 100 | 100
SPP |  |  | 2020-12-01 |  |  |  | Wind | [7 empty] | 200 | [13 empty] | OK |  |  | Gracemont-Lawton East Side 345kV | 2020-09-01 | 2024-04-22 | [6 empty] | GEN-2016-095 |  | AEP | [29 empty] | ER/NR | [7 empty] | IA FULLY EXECUTED/COMMERCIAL OPERATION | [24 empty] | IFS-2016-002-32 | DISIS-2016-002-1 | 04 SOUTHEAST | Caddo |  |  | 200 | 200
SPP |  |  | 2016-10-31 |  |  |  | Wind | [7 empty] | 200 | [13 empty] | SD |  |  | Tap Ft Thompson - Oahe 230kV Line (Single Circuit) | 2020-10-01 | 2024-01-24 | [6 empty] | GEN-2016-094 |  | WAPA | [29 empty] | ER | [7 empty] | IA FULLY EXECUTED/COMMERCIAL OPERATION | [24 empty] | IFS-2016-002-25 | DISIS-2016-002-1 | 01 NORTH | Hyde |  |  | 200 | 200
SPP |  |  | 2016-10-03 |  |  |  | Wind | [7 empty] | 303.6 | [13 empty] | OK |  |  | Gracemont-Lawton East Side 345kV | 2020-05-06 | 2022-01-08 | [6 empty] | GEN-2016-091 |  | AEP | [29 empty] | ER | [7 empty] | IA FULLY EXECUTED/COMMERCIAL OPERATION | [24 empty] | IFS-2016-002-22 | DISIS-2016-002-1 | 04 SOUTHEAST | Caddo |  |  | 303.6 | 303.6
SPP |  |  | 2016-07-25 |  |  |  | Wind | [7 empty] | 98.9 | [13 empty] | SD |  |  | Bismark-Glenham 230 kV line | 2019-11-15 | 2026-12-31 | [6 empty] | GEN-2016-087 |  | WAPA | [29 empty] | ER | [7 empty] | IA FULLY EXECUTED/ON SCHEDULE | [24 empty] | IFS-2016-002-59 | DISIS-2016-002-1 | 01 NORTH | Campbell |  |  | 98.9 | 98.9
SPP |  |  | 2016-03-31 |  |  |  | Wind | [7 empty] | 50 | [13 empty] | NE |  |  | Fort Thompson-Grand Island (Grand Prairie) 345kV | 2017-12-31 | 2024-12-31 | [6 empty] | GEN-2016-075 |  | WAPA | [29 empty] | ER | [7 empty] | IA FULLY EXECUTED/ON SCHEDULE | [24 empty] | IFS-2016-001-21 | DISIS-2016-001-3 | 02 NEBRASKA | Holt |  |  | 50 | 50
SPP |  |  | 2016-04-14 |  |  |  | Wind | [7 empty] | 200 | [13 empty] | NE |  |  | Sweetwater 345kV | 2020-10-30 | 2027-07-01 | [6 empty] | GEN-2016-074 |  | NPPD | [29 empty] | ER | [7 empty] | IA FULLY EXECUTED/ON SCHEDULE | [24 empty] | IFS-2016-002-57 | DISIS-2016-002-1 | 02 NEBRASKA | Custer |  |  | 200 | 200
SPP |  |  | 2016-03-30 |  |  |  | Wind | [7 empty] | 200.1 | [13 empty] | OK |  |  | Middleton Tap 138kV Substation | 2018-09-30 | 2027-02-27 | [6 empty] | GEN-2016-071 |  | OGE | [29 empty] | ER | [7 empty] | IA FULLY EXECUTED/ON SCHEDULE | [24 empty] | IFS-2016-001-19 | DISIS-2016-001-3 | 04 SOUTHEAST | Kay |  |  | 200.1 | 200.1
SPP |  |  | 2016-03-30 |  |  |  | Wind | [7 empty] | 5.3 | [13 empty] | TX |  |  | Martin 115 kV Substation | 2016-11-01 | 2020-12-11 | [6 empty] | GEN-2016-070 |  | SPS | [29 empty] | ER | [7 empty] | IA FULLY EXECUTED/COMMERCIAL OPERATION | [24 empty] | IFS-2016-001-18 | DISIS-2016-001-3 | 05 SOUTHWEST | Carson |  |  | 5.3 | 5.3
SPP |  |  | 2016-03-30 |  |  |  | Wind | [7 empty] | 250 | [13 empty] | OK |  |  | Woodring 345kV | 2020-09-18 | 2020-12-15 | [6 empty] | GEN-2016-068 |  | OGE | [29 empty] | ER | [7 empty] | IA FULLY EXECUTED/COMMERCIAL OPERATION | [24 empty] | IFS-2016-001-40 | DISIS-2016-001-3 | 04 SOUTHEAST | Garfield |  |  | 250 | 250
SPP |  |  | 2016-03-31 |  |  |  | Wind | [7 empty] | 73.6 | [13 empty] | KS |  |  | Mingo 345kV | 2017-11-01 | 2019-07-24 | [6 empty] | GEN-2016-067 |  | SUNC | [29 empty] | ER | [7 empty] | IA FULLY EXECUTED/COMMERCIAL OPERATION | [24 empty] | IFS-2016-001-33 | DISIS-2016-001-3 | 03 CENTRAL | Thomas |  |  | 73.6 | 73.6
SPP |  |  | 2016-03-29 |  |  |  | Wind | [7 empty] | 250.7 | [13 empty] | OK |  |  | Sooner-Woodring 345 kV line | 2017-12-01 | 2020-11-21 | [6 empty] | GEN-2016-061 |  | OGE | [29 empty] | ER | [7 empty] | IA FULLY EXECUTED/COMMERCIAL OPERATION | [24 empty] | IFS-2016-001-15 | DISIS-2016-001-3 | 04 SOUTHEAST | Garfield/Noble |  |  | 250.7 | 250.7
SPP |  |  | 2016-03-31 |  |  |  | Wind | [7 empty] | 499.1 | [13 empty] | OK |  |  | Mathewson 345kV | 2018-08-31 | 2022-03-18 | [6 empty] | GEN-2016-057 |  | OGE | [29 empty] | ER | [7 empty] | IA FULLY EXECUTED/COMMERCIAL OPERATION | [24 empty] | IFS-2016-001-35 | DISIS-2016-001-3 | 04 SOUTHEAST | Cimarron, Texas County |  |  | 499.1 | 499.1
SPP |  |  | 2016-03-30 |  |  |  | Wind | [7 empty] | 9.8 | [13 empty] | OK |  |  | Clinton Junction-Weatherford Southeast 138kV |  | 2020-12-18 | [6 empty] | GEN-2016-051 |  | AEP | [29 empty] | ER | [7 empty] | IA FULLY EXECUTED/COMMERCIAL OPERATION | [24 empty] | IFS-2016-001-13 | DISIS-2016-001-3 | 04 SOUTHEAST | Custer |  |  | 9.8 | 9.8
SPP |  |  | 2016-03-30 |  |  |  | Wind | [7 empty] | 250.7 | [13 empty] | NE |  |  | Axtell â€“ Post Rock 345 kV | 2017-12-01 | 2021-12-09 | [6 empty] | GEN-2016-050 |  | NPPD | [29 empty] | ER | [7 empty] | IA FULLY EXECUTED/COMMERCIAL OPERATION | [24 empty] | IFS-2016-001-42 | DISIS-2016-001-3 | 02 NEBRASKA | Webster Co |  |  | 250.7 | 250.7
SPP |  |  | 2016-03-31 |  |  |  | Thermal |  |  |  | CT |  |  |  | 24 | [13 empty] | OK |  |  | Mustang 69kV | 2017-12-31 | 2018-03-24 | [6 empty] | GEN-2016-047 |  | OGE | [29 empty] | ER | [7 empty] | IA FULLY EXECUTED/COMMERCIAL OPERATION | [24 empty] | IFS-2016-001-22 | DISIS-2016-001-3 | 04 SOUTHEAST | Canadian |  |  | 8 | 24
SPP |  |  | 2016-03-31 |  |  |  | Wind | [7 empty] | 299 | [13 empty] | KS |  |  | Clark County-Ironwood 345kV | 2018-12-01 | 2021-12-23 | [6 empty] | GEN-2016-046 |  | SUNC | [29 empty] | ER | [7 empty] | IA FULLY EXECUTED/COMMERCIAL OPERATION | [24 empty] | IFS-2016-001-12 | DISIS-2016-001-3 | 03 CENTRAL | Ford County |  |  | 299 | 299
SPP |  |  | 2016-03-31 |  |  |  | Wind | [7 empty] | 499.1 | [13 empty] | OK |  |  | Mathewson 345kV | 2018-08-31 | 2022-03-18 | [6 empty] | GEN-2016-045 |  | OGE | [29 empty] | ER | [7 empty] | IA FULLY EXECUTED/COMMERCIAL OPERATION | [24 empty] | IFS-2016-001-34 | DISIS-2016-001-3 | 04 SOUTHEAST | Cimarron, Texas County |  |  | 499.1 | 499.1
SPP |  |  | 2016-03-31 |  |  |  | Wind | [7 empty] | 230 | [13 empty] | NE |  |  | Hoskins 345kV | 2018-09-01 | 2020-06-27 | [6 empty] | GEN-2016-043 |  | NPPD | [29 empty] | ER | [7 empty] | IA FULLY EXECUTED/COMMERCIAL OPERATION | [24 empty] | IFS-2016-001-36 | DISIS-2016-001-3 | 02 NEBRASKA | Wayne County |  |  | 230 | 230
SPP |  |  | 2016-03-31 |  |  |  | Wind | [7 empty] | 300 | [13 empty] | OK |  |  | Chisholm-Gracemont 345kV | 2021-06-01 | 2023-03-21 | [6 empty] | GEN-2016-037 |  | AEP | [29 empty] | ER | [7 empty] | IA FULLY EXECUTED/COMMERCIAL OPERATION | [24 empty] | IFS-2017-001-32 | DISIS-2017-001 | 04 SOUTHEAST | Washita County |  |  | 300 | 300
SPP |  |  | 2016-03-28 |  |  |  | Wind | [7 empty] | 44.6 | [13 empty] | MN |  |  | Granite Falls 115kV substation | 2018-11-17 | 2018-12-30 | [6 empty] | GEN-2016-036 |  | WAPA | [29 empty] | ER | [7 empty] | IA FULLY EXECUTED/COMMERCIAL OPERATION | [24 empty] | IFS-2016-002-42 | DISIS-2016-002-1 | 01 NORTH | Chippewa County |  |  | 44.6 | 44.6
SPP |  |  | 2016-03-30 |  |  |  | Wind | [7 empty] | 200 | [13 empty] | OK |  |  | Crescent Substation 138 kV | 2023-02-01 | 2024-04-11 | [6 empty] | GEN-2016-032 |  | OGE | [29 empty] | ER/NR | [7 empty] | IA FULLY EXECUTED/COMMERCIAL OPERATION | [24 empty] | IFS-2016-001-11 | DISIS-2016-001-3 | 04 SOUTHEAST | Kingfisher Co |  |  | 200 | 200
SPP |  |  | 2016-03-25 |  |  |  | Wind | [7 empty] | 1.5 | [13 empty] | OK |  |  | Rose Hill (Open Sky)-Sooner (Ranch Road) 345kV | 2016-11-30 | 2016-12-17 | [6 empty] | GEN-2016-031 |  | OGE | [29 empty] | ER | [7 empty] | IA FULLY EXECUTED/COMMERCIAL OPERATION | [24 empty] | IFS-2016-001-10 | DISIS-2016-001-3 | 04 SOUTHEAST | Kay County |  |  | 1.5 | 1.5
SPP |  |  | 2016-03-30 |  |  |  | Solar | [7 empty] | 100 | [13 empty] | OK |  |  | Brown 138kV | 2021-08-28 | 2026-03-31 | [6 empty] | GEN-2016-030 |  | OGE | [29 empty] | ER/NR | [7 empty] | IA FULLY EXECUTED/ON SCHEDULE | [24 empty] | IFS-2016-001-26 | DISIS-2016-001-3 | 04 SOUTHEAST | Johnston Co |  |  | 100 | 100
SPP |  |  | 2016-03-29 |  |  |  | Wind | [7 empty] | 100 | [13 empty] | OK |  |  | Clayton 138 kV Sub | 2018-12-31 | 2019-12-27 | [6 empty] | GEN-2016-028 |  | AEP | [29 empty] | ER | [7 empty] | IA FULLY EXECUTED/COMMERCIAL OPERATION | [24 empty] | IFS-2016-001-38 | DISIS-2016-001-3 | 04 SOUTHEAST | Le Flore Co |  |  | 100 | 100
SPP |  |  | 2016-03-31 |  |  |  | Wind | [7 empty] | 151.8 | [13 empty] | OK |  |  | Rose Hill (Open Sky)-Sooner (Ranch Road) 345kV | 2017-12-31 | 2020-12-10 | [6 empty] | GEN-2016-022 |  | OGE | [29 empty] | ER | [7 empty] | IA FULLY EXECUTED/COMMERCIAL OPERATION | [24 empty] | IFS-2016-001-29 | DISIS-2016-001-3 | 04 SOUTHEAST | Newkirk, Kay County |  |  | 151.8 | 151.8
SPP |  |  | 2016-03-31 |  |  |  | Wind | [7 empty] | 298.47 | [13 empty] | NE |  |  | Hoskins 345kV | 2018-12-01 | 2022-03-09 | [6 empty] | GEN-2016-021 |  | NPPD | [29 empty] | ER | [7 empty] | IA FULLY EXECUTED/COMMERCIAL OPERATION | [24 empty] | IFS-2016-001-31 | DISIS-2016-001-3 | 02 NEBRASKA | Dixon County |  |  | 298.47 | 298.47
SPP |  |  | 2016-04-01 |  |  |  | Wind | [7 empty] | 148.4 | [13 empty] | OK |  |  | Moreland 138kV Substation | 2018-12-31 | 2020-12-18 | [6 empty] | GEN-2016-020 |  | WFEC | [29 empty] | ER | [7 empty] | IA FULLY EXECUTED/COMMERCIAL OPERATION | [24 empty] | IFS-2016-001-27 | DISIS-2016-001-3 | 04 SOUTHEAST | Woodward County |  |  | 148.4 | 148.4
SPP |  |  | 2016-03-29 |  |  |  | Wind | [7 empty] | 250.24 | [13 empty] | SD |  |  | Chappelle Creek 345kV | 2017-12-01 | 2020-11-23 | [6 empty] | GEN-2016-017 |  | BEPC | [29 empty] | ER | [7 empty] | IA FULLY EXECUTED/COMMERCIAL OPERATION | [24 empty] | IFS-2016-001-08 | DISIS-2016-001-3 | 01 NORTH | Hyde County |  |  | 250.24 | 250.24
SPP |  |  | 2016-03-29 |  |  |  | Thermal |  |  |  | CT |  |  |  | 10 | [13 empty] | MO |  |  | LaRussell Energy Center 161kV | 2003-04-25 | 2020-04-30 | [6 empty] | GEN-2016-014 |  | EDE | [29 empty] | ER | [7 empty] | IA FULLY EXECUTED/COMMERCIAL OPERATION | [24 empty] | IFS-2016-001-04 | DISIS-2016-001-3 | 03 CENTRAL | Joplin |  |  | 10 | 10
SPP |  |  | 2016-03-29 |  |  |  | Thermal |  |  |  | CT |  |  |  | 10 | [13 empty] | MO |  |  | LaRussell Energy Center 161kV | 2003-04-25 | 2020-04-30 | [6 empty] | GEN-2016-013 |  | EDE | [29 empty] | ER | [7 empty] | IA FULLY EXECUTED/COMMERCIAL OPERATION | [24 empty] | IFS-2016-001-03 | DISIS-2016-001-3 | 03 CENTRAL | Joplin |  |  | 10 | 10
SPP |  |  | 2016-03-24 |  |  |  | Thermal |  |  |  | Steam Turbine |  |  |  | 29 | [13 empty] | OK |  |  | Osage 69 kV Sub | 2018-09-30 | 2020-11-18 | [6 empty] | GEN-2016-009 |  | OGE | [29 empty] | ER | [7 empty] | IA FULLY EXECUTED/COMMERCIAL OPERATION | [24 empty] | IFS-2016-001-02 | DISIS-2016-001-3 | 03 CENTRAL | Ponca City |  |  | 29 | 29
SPP |  |  | 2016-03-28 |  |  |  | Wind | [7 empty] | 100.05 | [13 empty] | ND |  |  | Valley City 115 kV | 2018-12-31 | 2024-12-31 | [6 empty] | GEN-2016-007 |  | WAPA | [29 empty] | ER | [7 empty] | IA FULLY EXECUTED/ON SCHEDULE | [24 empty] | IFS-2016-001-37 | DISIS-2016-001-3 | 01 NORTH | Barnes |  |  | 100.05 | 100.05
SPP |  |  | 2016-03-10 |  |  |  | Wind | [7 empty] | 202 | [13 empty] | ND |  |  | Basin Electric 230 kV | 2022-10-05 | 2025-12-31 | [6 empty] | GEN-2016-004 |  | BEPC | [29 empty] | ER/NR | [7 empty] | IA FULLY EXECUTED/ON SCHEDULE | [24 empty] | IFS-2016-001-25 | DISIS-2016-001-3 | 01 NORTH | Oliver |  |  | 202 | 202
SPP |  |  | 2016-03-15 |  |  |  | Wind | [7 empty] | 250.4 | [13 empty] | OK |  |  | Badger-Woodward EHV Dbl Ckt 345kV | 2017-12-31 | 2022-12-21 | [6 empty] | GEN-2016-003 |  | OGE | [29 empty] | ER | [7 empty] | IA FULLY EXECUTED/COMMERCIAL OPERATION | [24 empty] | IFS-2016-001-45 | DISIS-2016-001-3 | 04 SOUTHEAST | Ellis |  |  | 250.4 | 250.4
SPP |  |  | 2015-10-19 |  |  |  | Wind | [7 empty] | 150 | [13 empty] | ND |  |  | Brady 230kV substation | 2017-12-31 | 2016-12-29 | [6 empty] | GEN-2015-096 |  | BEPC | [29 empty] | ER | [7 empty] | IA FULLY EXECUTED/COMMERCIAL OPERATION | [24 empty] | IFS-2015-002-43 | DISIS-2015-002-7 | 01 NORTH | Hettinger County |  |  | 150 | 150
SPP |  |  | 2015-09-29 |  |  |  | Wind | [7 empty] | 250 | [13 empty] | OK |  |  | Gracemont 345kV | 2017-12-01 | 2025-12-31 | [6 empty] | GEN-2015-093 |  | OGE | [29 empty] | ER | [7 empty] | IA FULLY EXECUTED/ON SCHEDULE | [24 empty] | IFS-2015-002-37 | DISIS-2015-002-7 | 04 SOUTHEAST | Caddo |  |  | 250 | 250
SPP |  |  | 2015-09-29 |  |  |  | Wind | [7 empty] | 220 | [13 empty] | KS |  |  | Thistle-Wichita Dbl Ckt (Buffalo Flats) 345kV | 2017-12-01 | 2018-12-14 | [6 empty] | GEN-2015-090 |  | WERE | [29 empty] | ER | [7 empty] | IA FULLY EXECUTED/COMMERCIAL OPERATION | [24 empty] | IFS-2015-002-21 | DISIS-2015-002-7 | 03 CENTRAL | Pratt |  |  | 220 | 220
SPP |  |  | 2015-10-13 |  |  |  | Wind | [7 empty] | 200 | [13 empty] | SD |  |  | Utica 230 kV Substation | 2017-06-30 | 2020-04-22 | [6 empty] | GEN-2015-089 |  | WAPA | [29 empty] | ER | [7 empty] | IA FULLY EXECUTED/COMMERCIAL OPERATION | [24 empty] | IFS-2016-001-05 | DISIS-2016-001-3 | 01 NORTH | Bon Homme |  |  | 200 | 200
SPP |  |  | 2015-09-30 |  |  |  | Wind | [7 empty] | 300 | [13 empty] | NE |  |  | Tobias 345kV Substation | 2019-01-01 | 2020-12-29 | [6 empty] | GEN-2015-088 |  | NPPD | [29 empty] | ER/NR | [7 empty] | IA FULLY EXECUTED/COMMERCIAL OPERATION | [24 empty] | IFS-2015-002-32 | DISIS-2015-002-7 | 02 NEBRASKA | Saline |  |  | 300 | 300
SPP |  |  | 2015-09-28 |  |  |  | Wind | [7 empty] | 200 | [13 empty] | OK |  |  | Beaver County - Woodward EHV Dbl Ckt (Badger) 345kV | 2017-12-01 | 2020-11-25 | [6 empty] | GEN-2015-082 |  | OGE | [29 empty] | ER | [7 empty] | IA FULLY EXECUTED/COMMERCIAL OPERATION | [24 empty] | IFS-2016-001-28 | DISIS-2016-001-3 | 05 SOUTHWEST | Beaver |  |  | 200 | 200
SPP |  |  | 2015-09-28 |  |  |  | Wind | [7 empty] | 200.1 | [13 empty] | KS |  |  | Emporia 345kV | 2018-12-31 | 2019-12-19 | [6 empty] | GEN-2015-073 |  | WERE | [29 empty] | ER/NR | [7 empty] | IA FULLY EXECUTED/COMMERCIAL OPERATION | [24 empty] | IFS-2015-002-20 | DISIS-2015-002-7 | 03 CENTRAL | Lyon County |  |  | 200.1 | 200.1
SPP |  |  | 2015-09-21 |  |  |  | Wind | [7 empty] | 300 | [13 empty] | KS |  |  | Union Ridge 230kV | 2017-12-01 | 2018-12-17 | [6 empty] | GEN-2015-069 |  | WERE | [29 empty] | ER | [7 empty] | IA FULLY EXECUTED/COMMERCIAL OPERATION | [24 empty] | IFS-2015-002-06 | DISIS-2015-002-7 | 03 CENTRAL | Dickenson / Marion Counties |  |  | 300 | 300
SPP |  |  | 2015-10-07 |  |  |  | Wind | [7 empty] | 248.4 | [13 empty] | OK |  |  | Sooner - Cleveland 345kV | 2017-12-01 | 2025-12-31 | [6 empty] | GEN-2015-066 |  | OGE | [29 empty] | ER | [7 empty] | IA FULLY EXECUTED/ON SCHEDULE | [24 empty] | IFS-2015-002-38 | DISIS-2015-002-7 | 04 SOUTHEAST | Pawnee |  |  | 248.4 | 248.4
SPP |  |  | 2015-10-07 |  |  |  | Wind | [7 empty] | 202.4 | [13 empty] | KS |  |  | Mingo 345kV | 2017-11-01 | 2019-07-01 | [6 empty] | GEN-2015-065 |  | SUNC | [29 empty] | ER | [7 empty] | IA FULLY EXECUTED/COMMERCIAL OPERATION | [24 empty] | IFS-2015-002-19 | DISIS-2015-002-7 | 03 CENTRAL | Thomas County |  |  | 202.4 | 202.4
SPP |  |  | 2015-10-07 |  |  |  | Wind | [7 empty] | 197.8 | [13 empty] | KS |  |  | Mingo 115kV | 2017-11-01 | 2020-03-26 | [6 empty] | GEN-2015-064 |  | SUNC | [29 empty] | ER | [7 empty] | IA FULLY EXECUTED/COMMERCIAL OPERATION | [24 empty] | IFS-2015-002-18 | DISIS-2015-002-7 | 03 CENTRAL | Thomas County |  |  | 197.8 | 197.8
SPP |  |  | 2015-10-06 |  |  |  | Wind | [7 empty] | 300 | [13 empty] | OK |  |  | Woodring-Matthewson 345kV | 2017-12-01 | 2018-01-01 | [6 empty] | GEN-2015-063 |  | OGE | [29 empty] | ER | [7 empty] | IA FULLY EXECUTED/COMMERCIAL OPERATION | [24 empty] | IFS-2015-002-16 | DISIS-2015-002-7 | 04 SOUTHEAST | Kingfisher County |  |  | 300 | 300
SPP |  |  | 2015-10-06 |  |  |  | Wind | [7 empty] | 4.5 | [13 empty] | OK |  |  | Breckinridge 138kV | 2016-03-01 | 2021-12-31 | [6 empty] | GEN-2015-062 |  | OGE | [29 empty] | ER | [7 empty] | IA FULLY EXECUTED/ON SCHEDULE | [24 empty] | IFS-2015-002-15 | DISIS-2015-002-7 | 04 SOUTHEAST | Garfield County |  |  | 4.5 | 4.5
SPP |  |  | 2015-10-06 |  |  |  | Wind | [7 empty] | 100 | [13 empty] | OK |  |  | Minco 345kV | 2016-12-01 | 2018-12-22 | [6 empty] | GEN-2015-057 |  | OGE | [29 empty] | ER | [7 empty] | IA FULLY EXECUTED/COMMERCIAL OPERATION | [24 empty] | IFS-2015-002-33 | DISIS-2015-002-7 | 04 SOUTHEAST | Grady County |  |  | 100 | 100
SPP |  |  | 2015-10-05 |  |  |  | Wind | [7 empty] | 300 | [13 empty] | KS |  |  | Open Sky-Rose Hill 345kV | 2017-12-01 | 2025-06-01 | [6 empty] | GEN-2015-052 |  | WERE | [29 empty] | ER | [7 empty] | IA FULLY EXECUTED/ON SCHEDULE | [24 empty] | IFS-2015-002-03 | DISIS-2015-002-7 | 03 CENTRAL | Sumner |  |  | 300 | 300
SPP |  |  | 2015-10-05 |  |  |  | Wind | [7 empty] | 200 | [13 empty] | OK |  |  | Cleo Corner 138kV | 2017-12-01 | 2021-04-14 | [6 empty] | GEN-2015-048 |  | OGE | [29 empty] | ER | [7 empty] | IA FULLY EXECUTED/COMMERCIAL OPERATION | [24 empty] | IFS-2015-002-11 | DISIS-2015-002-7 | 04 SOUTHEAST | Major County, OK |  |  | 200 | 200
SPP |  |  | 2015-10-05 |  |  |  | Wind | [7 empty] | 300 | [13 empty] | OK |  |  | Sooner 345kV | 2017-12-01 | 2018-01-01 | [6 empty] | GEN-2015-047 |  | OGE | [29 empty] | ER | [7 empty] | IA FULLY EXECUTED/COMMERCIAL OPERATION | [24 empty] | IFS-2015-002-02 | DISIS-2015-002-7 | 04 SOUTHEAST | Noble County |  |  | 300 | 300
SPP |  |  | 2015-10-05 |  |  |  | Wind | [7 empty] | 300 | [13 empty] | ND |  |  | Tande 345kV | 2017-12-01 | 2021-05-27 | [6 empty] | GEN-2015-046 |  | BEPC | [29 empty] | ER | [7 empty] | IA FULLY EXECUTED/COMMERCIAL OPERATION | [24 empty] | IFS-2015-002-46 | DISIS-2015-002-7 | 01 NORTH | Williams County |  |  | 300 | 300
SPP |  |  | 2015-10-05 |  |  |  | Battery/Storage | [7 empty] | 20 | [13 empty] | OK |  |  | Lawton East Side-Sunnyside (Terry Road) 345kV | 2017-12-01 | 2020-02-02 | [6 empty] | GEN-2015-045 |  | AEP | [29 empty] | ER | [7 empty] | IA FULLY EXECUTED/COMMERCIAL OPERATION | [24 empty] | IFS-2015-002-10 | DISIS-2015-002-7 | 04 SOUTHEAST | Grady County |  |  | 20 | 20
SPP |  |  | 2015-09-30 |  |  |  | Thermal |  |  |  | CT |  |  |  | 5 | [13 empty] | TX |  |  | TUCO 345kV | 2015-07-01 | 2019-10-19 | [6 empty] | GEN-2015-041 |  | SPS | [29 empty] | ER | [7 empty] | IA FULLY EXECUTED/COMMERCIAL OPERATION | [24 empty] | IFS-2015-002-41 | DISIS-2016-001 | 05 SOUTHWEST | Hale County |  |  | 5 | 0
SPP |  |  | 2015-09-10 |  |  |  | Wind | [7 empty] | 303.6 | [13 empty] | OK |  |  | Johnston County 345kV | 2017-12-31 | 2020-12-13 | [6 empty] | GEN-2015-036 |  | OGE | [29 empty] | ER | [7 empty] | IA FULLY EXECUTED/COMMERCIAL OPERATION | [24 empty] | IFS-2016-001-44 | DISIS-2016-001-3 | 04 SOUTHEAST | Johnston County |  |  | 303.6 | 303.6
SPP |  |  | 2015-08-28 |  |  |  | Wind | [7 empty] | 200 | [13 empty] | OK |  |  | Rose Hill (Open Sky)-Sooner (Ranch Road) 345kV | 2017-10-31 | 2020-12-10 | [6 empty] | GEN-2015-034 |  | OGE | [29 empty] | ER | [7 empty] | IA FULLY EXECUTED/COMMERCIAL OPERATION | [24 empty] | IFS-2015-002-08 | DISIS-2015-002-7 | 04 SOUTHEAST | Kay County |  |  | 200 | 200
SPP |  |  | 2015-03-26 |  |  |  | Wind | [7 empty] | 220 | [13 empty] | KS |  |  | Tap Thistle â€“ Wichita 345kV Dbl CKT | 2016-12-31 | 2016-12-19 | [6 empty] | GEN-2015-025 |  | WERE | [29 empty] | ER | [7 empty] | IA FULLY EXECUTED/COMMERCIAL OPERATION | [24 empty] | IFS-2015-001-03 | DISIS-2015-001-4 | 03 CENTRAL | Pratt |  |  | 220 | 220
SPP |  |  | 2015-03-26 |  |  |  | Wind | [7 empty] | 220 | [13 empty] | KS |  |  | Thistle-Wichita Dbl Ckt (Buffalo Flats) 345kV | 2016-12-31 | 2016-12-09 | [6 empty] | GEN-2015-024 |  | WERE | [29 empty] | ER | [7 empty] | IA FULLY EXECUTED/COMMERCIAL OPERATION | [24 empty] | IFS-2015-001-02 | DISIS-2015-001-4 | 03 CENTRAL | Pratt County |  |  | 220 | 220
SPP |  |  | 2015-03-31 |  |  |  | Wind | [7 empty] | 300.7 | [13 empty] | NE |  |  | Grand Prairie-Grand Island (Holt County NE) 345kV | 2019-12-31 | 2024-04-01 | [6 empty] | GEN-2015-023 |  | NPPD | [29 empty] | ER/NR | [7 empty] | IA FULLY EXECUTED/ON SCHEDULE | [24 empty] | IFS-2015-001-08 | DISIS-2015-001-4 | 02 NEBRASKA | Antelope & Wheeler County |  |  | 300.7 | 300.7
SPP |  |  | 2015-04-01 |  |  |  | Solar | [7 empty] | 20 | [13 empty] | KS |  |  | Johnson Corner 115kV | 2016-12-31 | 2020-04-07 | [6 empty] | GEN-2015-021 |  | SUNC | [29 empty] | ER/NR | [7 empty] | IA FULLY EXECUTED/COMMERCIAL OPERATION | [24 empty] | IFS-2015-001-16 | DISIS-2015-001-4 | 03 CENTRAL | Stanton |  |  | 20 | 20
SPP |  |  | 2015-03-20 |  |  |  | Wind | [7 empty] | 200 | [13 empty] | KS |  |  | Tap Marmaton - Centerville 161kV | 2017-12-31 | 2019-09-11 | [6 empty] | GEN-2015-016 |  | KCPL | [29 empty] | ER/NR | [7 empty] | IA FULLY EXECUTED/COMMERCIAL OPERATION | [24 empty] | IFS-2015-001-05 | DISIS-2015-001-4 | 03 CENTRAL | Allen County |  |  | 200 | 200
SPP |  |  | 2015-03-27 |  |  |  | Wind | [7 empty] | 154.56 | [13 empty] | OK |  |  | Tap Medford Tap â€“ Coyote 138kV | 2016-07-31 | 2017-12-08 | [6 empty] | GEN-2015-015 |  | OGE | [29 empty] | ER/NR | [7 empty] | IA FULLY EXECUTED/COMMERCIAL OPERATION | [24 empty] | IFS-2015-001-14 | DISIS-2015-001-4 | 04 SOUTHEAST | Grant County |  |  | 154.56 | 154.56
SPP |  |  | 2015-03-31 |  |  |  | Wind | [7 empty] | 150 | [13 empty] | TX |  |  | Tap Cochran - Lehman 115kV substation | 2016-12-01 | 2018-12-15 | [6 empty] | GEN-2015-014 |  | SPS | [29 empty] | ER | [7 empty] | IA FULLY EXECUTED/COMMERCIAL OPERATION | [24 empty] | IFS-2015-001-20 | DISIS-2015-001-4 | 05 SOUTHWEST | Cochran County |  |  | 150 | 150
SPP |  |  | 2015-03-31 |  |  |  | Solar | [7 empty] | 120 | [13 empty] | OK |  |  | Snyder 138kV | 2016-12-01 | 2024-05-23 | [6 empty] | GEN-2015-013 |  | WFEC | [29 empty] | ER/NR | [7 empty] | IA FULLY EXECUTED/COMMERCIAL OPERATION | [24 empty] | IFS-2015-001-18 | DISIS-2015-001-4 | 04 SOUTHEAST | Kiowa County |  |  | 120 | 120
SPP |  |  | 2015-03-25 |  |  |  | Wind | [7 empty] | 160 | [13 empty] | NE |  |  | Hoskins 345kV | 2019-11-08 | 2019-12-31 | [6 empty] | GEN-2015-007 |  | NPPD | [29 empty] | ER | [7 empty] | IA FULLY EXECUTED/COMMERCIAL OPERATION | [24 empty] | IFS-2015-001-01 | DISIS-2015-001-4 | 02 NEBRASKA | Wayne County |  |  | 160 | 160
SPP |  |  | 2015-03-25 |  |  |  | Wind | [7 empty] | 200.1 | [13 empty] | MO |  |  | Mullen Creek-Sibley (Ketchum) 345kV | 2017-12-31 | 2016-12-16 | [6 empty] | GEN-2015-005 |  | GMO | [29 empty] | ER | [7 empty] | IA FULLY EXECUTED/COMMERCIAL OPERATION | [24 empty] | IFS-2015-001-04 | DISIS-2015-001-4 | 03 CENTRAL | DeKalb County |  |  | 200.1 | 200.1
SPP |  |  | 2015-03-04 |  |  |  | Wind | [7 empty] | 200 | [13 empty] | OK |  |  | Rose Hill (Open Sky)-Sooner (Ranch Road) 345kV | 2016-12-31 | 2016-12-17 | [6 empty] | GEN-2015-001 |  | OGE | [29 empty] | ER | [7 empty] | IA FULLY EXECUTED/COMMERCIAL OPERATION | [24 empty] | IFS-2015-001-15 | DISIS-2015-001-4 | 04 SOUTHEAST | Kay |  |  | 200 | 200
SPP |  |  | 2014-09-30 |  |  |  | Wind | [7 empty] | 248.4 | [13 empty] | OK |  |  | Otter 138kV | 2016-12-01 | 2018-12-21 | [6 empty] | GEN-2014-064 |  | OGE | [29 empty] | ER | [7 empty] | IA FULLY EXECUTED/COMMERCIAL OPERATION | [24 empty] | IFS-2014-002-24 | DISIS-2014-002-6 | 04 SOUTHEAST | Garfield |  |  | 248.4 | 248.4
SPP |  |  | 2014-09-29 |  |  |  | Wind | [7 empty] | 249.9 | [13 empty] | OK |  |  | Lawton East Side-Sunnyside (Terry Road) 345kV | 2016-12-31 | 2016-12-01 | [6 empty] | GEN-2014-057 |  | AEP | [29 empty] | ER | [7 empty] | IA FULLY EXECUTED/COMMERCIAL OPERATION | [24 empty] | IFS-2014-002-22 | DISIS-2014-002-6 | 04 SOUTHEAST | Grady |  |  | 249.9 | 249.9
SPP |  |  | 2014-09-29 |  |  |  | Wind | [7 empty] | 250 | [13 empty] | OK |  |  | Minco 345kV | 2016-12-31 | 2018-12-22 | [6 empty] | GEN-2014-056 |  | OGE | [29 empty] | ER | [7 empty] | IA FULLY EXECUTED/COMMERCIAL OPERATION | [24 empty] | IFS-2014-002-21 | DISIS-2014-002-6 | 04 SOUTHEAST | Canadian |  |  | 250 | 250
SPP |  |  | 2014-09-26 |  |  |  | Wind | [7 empty] | 320 | [13 empty] | TX |  |  | Castro 115kV | 2016-09-01 | 2016-12-30 | [6 empty] | GEN-2014-040 |  | SPS | [29 empty] | ER | [7 empty] | IA FULLY EXECUTED/COMMERCIAL OPERATION | [24 empty] | IFS-2014-002-14 | DISIS-2014-002-6 | 05 SOUTHWEST | Castro |  |  | 320 | 320
SPP |  |  | 2014-09-29 |  |  |  | Solar | [7 empty] | 30 | [13 empty] | NM |  |  | Chaves County 115kV | 2016-12-31 | 2023-04-24 | [6 empty] | GEN-2014-035 |  | SPS | [29 empty] | ER | [7 empty] | IA FULLY EXECUTED/COMMERCIAL OPERATION | [24 empty] | IFS-2014-002-12 | DISIS-2014-002-6 | 05 SOUTHWEST | Chaves |  |  | 30 | 30
SPP |  |  | 2014-09-29 |  |  |  | Solar | [7 empty] | 70 | [13 empty] | NM |  |  | Chaves County 115kV | 2016-12-31 | 2016-10-21 | [6 empty] | GEN-2014-034 |  | SPS | [29 empty] | ER | [7 empty] | IA FULLY EXECUTED/COMMERCIAL OPERATION | [24 empty] | IFS-2014-002-11 | DISIS-2014-002-6 | 05 SOUTHWEST | Chaves |  |  | 70 | 70
SPP |  |  | 2014-09-29 |  |  |  | Solar | [7 empty] | 70 | [13 empty] | NM |  |  | Chaves County 115kV | 2016-12-31 | 2016-08-25 | [6 empty] | GEN-2014-033 |  | SPS | [29 empty] | ER | [7 empty] | IA FULLY EXECUTED/COMMERCIAL OPERATION | [24 empty] | IFS-2014-002-10 | DISIS-2014-002-6 | 05 SOUTHWEST | Chaves |  |  | 70 | 70
SPP |  |  | 2014-09-29 |  |  |  | Wind | [7 empty] | 10.2 | [13 empty] | NE |  |  | Meadow Grove 230kV | 2015-10-01 | 2014-05-01 | [6 empty] | GEN-2014-032 |  | NPPD | [29 empty] | ER/NR | [7 empty] | IA FULLY EXECUTED/COMMERCIAL OPERATION | [24 empty] | IFS-2014-002-09 | DISIS-2014-002-6 | 02 NEBRASKA | Antelope |  |  | 10.2 | 10.2
SPP |  |  | 2014-09-26 |  |  |  | Wind | [7 empty] | 35.8 | [13 empty] | NE |  |  | Meadow Grove 230kV | 2015-10-01 | 2016-03-30 | [6 empty] | GEN-2014-031 |  | NPPD | [29 empty] | ER/NR | [7 empty] | IA FULLY EXECUTED/COMMERCIAL OPERATION | [24 empty] | IFS-2014-002-08 | DISIS-2014-002-6 | 02 NEBRASKA | Antelope County |  |  | 35.8 | 35.8
SPP |  |  | 2014-09-25 |  |  |  | Thermal |  |  |  | CC |  |  |  | 50 | [13 empty] | KS |  |  | Riverton 161kV | 2016-01-01 | 2016-04-01 | [6 empty] | GEN-2014-028 |  | EDE | [29 empty] | ER | [7 empty] | IA FULLY EXECUTED/COMMERCIAL OPERATION | [24 empty] | IFS-2014-002-07 | DISIS-2014-002-6 | 03 CENTRAL | Cherokee County |  |  | 0 | 50
SPP |  |  | 2014-09-25 |  |  |  | Wind | [7 empty] | 2.42 | [13 empty] | KS |  |  | Tap Nekoma - Bazine (Walnut Creek) 69kV | 2015-10-15 | 2015-12-01 | [6 empty] | GEN-2014-025 |  | MIDW | [29 empty] | ER | [7 empty] | IA FULLY EXECUTED/COMMERCIAL OPERATION | [24 empty] | IFS-2014-002-05 | DISIS-2014-002-6 | 03 CENTRAL | Rush |  |  | 2.42 | 2.42
SPP |  |  | 2014-09-02 |  |  |  | Wind | [7 empty] | 300 | [13 empty] | MO |  |  | Nebraska City-Mullen Creek (Holt County MO) 345kV | 2016-12-01 | 2017-11-07 | [6 empty] | GEN-2014-021 |  | GMO | [29 empty] | ER/NR | [7 empty] | IA FULLY EXECUTED/COMMERCIAL OPERATION | [24 empty] | IFS-2014-002-04 | DISIS-2014-002-6 | 03 CENTRAL | Atchison |  |  | 300 | 300
SPP |  |  | 2014-07-14 |  |  |  | Wind | [7 empty] | 100 | [13 empty] | OK |  |  | Tuttle 138kV | 2014-12-31 | 2017-10-10 | [6 empty] | GEN-2014-020 |  | AEP | [29 empty] | ER/NR | [7 empty] | IA FULLY EXECUTED/COMMERCIAL OPERATION | [24 empty] | IFS-2014-002-03 | DISIS-2014-002-6 | 04 SOUTHEAST | Grady |  |  | 100 | 100
SPP |  |  | 2014-03-31 |  |  |  | Wind | [7 empty] | 73.5 | [13 empty] | NE |  |  | Meadow Grove 230kV | 2014-12-31 | 2015-12-18 | [6 empty] | GEN-2014-013 |  | NPPD | [29 empty] | ER/NR | [7 empty] | IA FULLY EXECUTED/COMMERCIAL OPERATION | [24 empty] | IFS-2014-001-07 | DISIS-2014-001-1 | 02 NEBRASKA | Antelope / Boone |  |  | 73.5 | 73.5
SPP |  |  | 2014-02-19 |  |  |  | Wind | [7 empty] | 5.7 | [13 empty] | OK |  |  | Minco 345kV |  | 2015-06-01 | [6 empty] | GEN-2014-005 |  | OGE | [29 empty] | ER | [7 empty] | IA FULLY EXECUTED/COMMERCIAL OPERATION | [24 empty] | IFS-2014-001-05 | DISIS-2014-001-1 | 04 SOUTHEAST | Caddo |  |  | 5.7 | 5.7
SPP |  |  | 2014-02-19 |  |  |  | Wind | [7 empty] | 4 | [13 empty] | NE |  |  | Steele City 115kV |  | 2013-10-29 | [6 empty] | GEN-2014-004 |  | NPPD | [29 empty] | ER | [7 empty] | IA FULLY EXECUTED/COMMERCIAL OPERATION | [24 empty] | IFS-2014-001-04 | DISIS-2014-001-1 | 02 NEBRASKA | Jefferson |  |  | 4 | 4
SPP |  |  | 2014-02-18 |  |  |  | Wind | [7 empty] | 10.5 | [13 empty] | OK |  |  | Tatonga 345kV | 2014-12-31 | 2015-04-08 | [6 empty] | GEN-2014-002 |  | OGE | [29 empty] | ER | [7 empty] | IA FULLY EXECUTED/COMMERCIAL OPERATION | [24 empty] | IFS-2014-001-02 | DISIS-2014-001-1 | 04 SOUTHEAST | Dewey |  |  | 10.5 | 10.5
SPP |  |  | 2015-11-24 |  |  |  | Wind | [7 empty] | 103.24 | [13 empty] | SD |  |  | Sulphur 115kV | 2015-12-15 | 2020-09-24 | [6 empty] | GEN-2014-001IS |  | WAPA | [29 empty] | ER | [7 empty] | IA FULLY EXECUTED/COMMERCIAL OPERATION | [24 empty] | IFS-2015-001-21 | DISIS-2015-002 Prior Queued | 01 NORTH | Butte |  |  | 103.24 | 103.24
SPP |  |  | 2014-01-15 |  |  |  | Wind | [7 empty] | 200.6 | [13 empty] | KS |  |  | Tap Wichita - Emporia Energy Center 345kV | 2014-07-15 | 2023-08-11 | [6 empty] | GEN-2014-001 |  | WERE | [29 empty] | ER | [7 empty] | IA FULLY EXECUTED/COMMERCIAL OPERATION | [24 empty] | IFS-2014-001-08 | DISIS-2014-001-1 | 03 CENTRAL | Marion |  |  | 200.6 | 200.6
SPP |  |  | 2013-09-30 |  |  |  | Thermal |  |  |  | Gas |  |  |  | 28 | [13 empty] | KS |  |  | Goodman Energy Center 115kV | 2015-12-31 | 2016-02-27 | [6 empty] | GEN-2013-033 |  | MIDW | [29 empty] | ER/NR | [7 empty] | IA FULLY EXECUTED/COMMERCIAL OPERATION | [24 empty] | IFS-2013-002-07 | DISIS-2013-002-2 | 03 CENTRAL | Ellis |  |  | 28 | 28
SPP |  |  | 2013-09-30 |  |  |  | Wind | [7 empty] | 202.5 | [13 empty] | NE |  |  | Antelope 115kV | 2016-12-31 | 2018-12-20 | [6 empty] | GEN-2013-032 |  | NPPD | [29 empty] | ER | [7 empty] | IA FULLY EXECUTED/COMMERCIAL OPERATION | [24 empty] | IFS-2013-002-06 | DISIS-2013-002-2 | 02 NEBRASKA | Antelope |  |  | 202.5 | 202.5
SPP |  |  | 2013-09-30 |  |  |  | Wind | [7 empty] | 299 | [13 empty] | OK |  |  | Renfrow 345kV | 2015-12-15 | 2016-04-08 | [6 empty] | GEN-2013-029 |  | OGE | [29 empty] | ER | [7 empty] | IA FULLY EXECUTED/COMMERCIAL OPERATION | [24 empty] | IFS-2013-002-04 | DISIS-2013-002-2 | 04 SOUTHEAST | Grant |  |  | 299 | 299
SPP |  |  | 2013-09-30 |  |  |  | Thermal |  |  |  | Gas |  |  |  | 538 | [13 empty] | OK |  |  | Tap N Tulsa - GRDA 1 345kV | 2016-04-16 | 2017-12-23 | [6 empty] | GEN-2013-028 |  | GRDA | [29 empty] | ER | [7 empty] | IA FULLY EXECUTED/COMMERCIAL OPERATION | [24 empty] | IFS-2013-002-03 | DISIS-2013-002-2 | 04 SOUTHEAST | Mayes |  |  | 495 | 538
SPP |  |  | 2013-09-30 |  |  |  | Wind | [7 empty] | 148.4 | [13 empty] | TX |  |  | Tolk - Yoakum 230kV | 2016-03-31 | 2018-12-10 | [6 empty] | GEN-2013-027 |  | SPS | [29 empty] | ER/NR | [7 empty] | IA FULLY EXECUTED/COMMERCIAL OPERATION | [24 empty] | IFS-2014-002-02 | DISIS-2014-002-6 | 05 SOUTHWEST | Bailey |  |  | 148.4 | 148.4
SPP |  |  | 2013-09-05 |  |  |  | Solar | [7 empty] | 25 | [13 empty] | NM |  |  | Norton 115kV Switching Station | 2015-05-01 | 2016-12-07 | [6 empty] | GEN-2013-022 |  | SPS | [29 empty] | ER/NR | [7 empty] | IA FULLY EXECUTED/COMMERCIAL OPERATION | [24 empty] | IFS-2013-002-02 | DISIS-2013-002-2 | 05 SOUTHWEST | Quay |  |  | 25 | 25
SPP |  |  | 2013-04-17 |  |  |  | Hybrid |  |  |  | Wind/Solar |  |  |  | 73.6 | [13 empty] | NE |  |  | Monolith 115kV | 2014-06-30 | 2026-12-01 | [6 empty] | GEN-2013-019 |  | NPPD | [29 empty] | ER/NR | [7 empty] | IA FULLY EXECUTED/ON SCHEDULE | [24 empty] | IFS-2013-002-01 | DISIS-2013-002-2 | 02 NEBRASKA | Lancaster |  |  | 73.6 | 73.6
SPP |  |  | 2013-03-29 |  |  |  | Thermal |  |  |  | CT |  |  |  | 203 | [13 empty] | TX |  |  | TUCO 345kV | 2016-12-01 | 2019-10-19 | [6 empty] | GEN-2013-016 |  | SPS | [29 empty] | ER | [7 empty] | IA FULLY EXECUTED/COMMERCIAL OPERATION | [24 empty] | IFS-2013-001-03 | DISIS-2013-001-4 | 05 SOUTHWEST | Hale |  |  | 191 | 203
SPP |  |  | 2013-03-28 |  |  |  | Thermal |  |  |  | Gas |  |  |  | 147 | [13 empty] | OK |  |  | Redbud 345kV | 2014-11-30 | 2014-08-11 | [6 empty] | GEN-2013-012 |  | OGE | [29 empty] | ER | [7 empty] | IA FULLY EXECUTED/COMMERCIAL OPERATION | [25 empty] | DISIS-2013-001-4 | 04 SOUTHEAST | Logan County |  |  | 68 | 147
SPP |  |  | 2013-03-28 |  |  |  | Thermal |  |  |  | Coal |  |  |  | 30 | [13 empty] | AR |  |  | Turk 138kV |  | 2012-12-18 | [6 empty] | GEN-2013-011 |  | AEP | [29 empty] | ER | [7 empty] | IA FULLY EXECUTED/COMMERCIAL OPERATION | [24 empty] | IFS-2013-001-02 | DISIS-2013-001-4 | 04 SOUTHEAST | Hempstead |  |  | 40 | 30
SPP |  |  | 2013-03-27 |  |  |  | Wind | [7 empty] | 1.2 | [13 empty] | NE |  |  | Steele City 115kV | 2013-12-31 | 2013-12-31 | [6 empty] | GEN-2013-008 |  | NPPD | [29 empty] | ER | [7 empty] | IA FULLY EXECUTED/COMMERCIAL OPERATION | [25 empty] | DISIS-2013-001-4 | 02 NEBRASKA | Jefferson |  |  | 1.2 | 1.2
SPP |  |  | 2013-03-25 |  |  |  | Wind | [7 empty] | 100 | [13 empty] | OK |  |  | Tap Prices Falls - Carter 138kV | 2014-12-31 | 2015-11-23 | [6 empty] | GEN-2013-007 |  | OGE | [29 empty] | ER/NR | [7 empty] | IA FULLY EXECUTED/COMMERCIAL OPERATION | [25 empty] | DISIS-2013-001-4 | 04 SOUTHEAST | Murray |  |  | 100 | 100
SPP |  |  | 2013-03-01 |  |  |  | Hybrid |  |  |  | Wind/Solar |  |  |  | 50.6 | [13 empty] | NE |  |  | Monolith 115kV | 2013-12-31 | 2026-12-01 | [6 empty] | GEN-2013-002 |  | NPPD | [29 empty] | ER/NR | [7 empty] | IA FULLY EXECUTED/ON SCHEDULE | [24 empty] | IFS-2013-001-01 | DISIS-2013-001-4 | 02 NEBRASKA | Lancaster |  |  | 50.6 | 50.6
SPP |  |  | 2012-12-05 |  |  |  | Thermal |  |  |  | Gas |  |  |  | 2 | [13 empty] | KS |  |  | Sheffield 69kV | 2013-11-30 | 2013-11-01 | [6 empty] | GEN-2012-044 |  | WERE | [29 empty] | ER | [7 empty] | IA FULLY EXECUTED/COMMERCIAL OPERATION | [27 empty] | Crawford |  |  | 2 | 2
SPP |  |  | 2012-09-30 |  |  |  | Thermal |  |  |  | CT |  |  |  | 121.5 | [13 empty] | OK |  |  | Rose Hill (Open Sky)-Sooner (Ranch Road) 345kV | 2015-04-15 | 2015-04-15 | [6 empty] | GEN-2012-041 |  | OGE | [29 empty] | ER | [7 empty] | IA FULLY EXECUTED/COMMERCIAL OPERATION | [25 empty] | DISIS-2012-002-6 | 04 SOUTHEAST | Kay |  |  | 85.3 | 121.5
SPP |  |  | 2012-09-30 |  |  |  | Thermal |  |  |  | CT |  |  |  | 203 | [13 empty] | TX |  |  | TUCO 345kV | 2015-03-01 | 2015-03-01 | [6 empty] | GEN-2012-037 |  | SPS | [29 empty] | ER | [7 empty] | IA FULLY EXECUTED/COMMERCIAL OPERATION | [25 empty] | DISIS-2012-002-6 | 05 SOUTHWEST | Hale |  |  | 196 | 203
SPP |  |  | 2012-09-30 |  |  |  | Thermal |  |  |  | CT |  |  |  | 7 | [13 empty] | TX |  |  | Mustang 230kV | 2013-06-01 | 2013-03-01 | [6 empty] | GEN-2012-036 |  | SPS | [29 empty] | ER | [7 empty] | IA FULLY EXECUTED/COMMERCIAL OPERATION | [25 empty] | DISIS-2012-002-6 | 05 SOUTHWEST | Yoakum |  |  | 7 | 7
SPP |  |  | 2012-09-30 |  |  |  | Thermal |  |  |  | CT |  |  |  | 7 | [13 empty] | TX |  |  | Mustang 230kV | 2013-06-01 | 2015-04-01 | [6 empty] | GEN-2012-035 |  | SPS | [29 empty] | ER | [7 empty] | IA FULLY EXECUTED/COMMERCIAL OPERATION | [25 empty] | DISIS-2012-002-6 | 05 SOUTHWEST | Yoakum |  |  | 7 | 7
SPP |  |  | 2012-09-30 |  |  |  | Thermal |  |  |  | CT |  |  |  | 7 | [13 empty] | TX |  |  | Mustang 230kV | 2013-06-01 | 2015-04-01 | [6 empty] | GEN-2012-034 |  | SPS | [29 empty] | ER | [7 empty] | IA FULLY EXECUTED/COMMERCIAL OPERATION | [25 empty] | DISIS-2012-002-6 | 05 SOUTHWEST | Yoakum |  |  | 7 | 7
SPP |  |  | 2012-09-28 |  |  |  | Wind | [7 empty] | 98.82 | [13 empty] | OK |  |  | Breckinridge 138kV | 2014-12-01 | 2015-09-01 | [6 empty] | GEN-2012-033 |  | OGE | [29 empty] | ER | [7 empty] | IA FULLY EXECUTED/COMMERCIAL OPERATION | [25 empty] | DISIS-2012-002-6 | 04 SOUTHEAST | Garfield |  |  | 98.82 | 98.82
SPP |  |  | 2012-09-28 |  |  |  | Wind | [7 empty] | 299 | [13 empty] | OK |  |  | Rose Hill-(Ranch Road) Sooner (Open Sky) 345kV | 2014-11-30 | 2015-06-30 | [6 empty] | GEN-2012-032 |  | OGE | [29 empty] | ER | [7 empty] | IA FULLY EXECUTED/COMMERCIAL OPERATION | [25 empty] | DISIS-2012-002-6 | 04 SOUTHEAST | Kay |  |  | 299 | 299
SPP |  |  | 2012-09-28 |  |  |  | Wind | [7 empty] | 74 | [13 empty] | OK |  |  | Gotebo 69kV | 2014-12-01 | 2015-12-22 | [6 empty] | GEN-2012-028 |  | WFEC | [29 empty] | ER | [7 empty] | IA FULLY EXECUTED/COMMERCIAL OPERATION | [25 empty] | DISIS-2012-002-6 | 04 SOUTHEAST | Washita |  |  | 74 | 74
SPP |  |  | 2012-09-28 |  |  |  | Wind | [7 empty] | 180 | [13 empty] | KS |  |  | Clark County 345kV | 2015-12-31 | 2017-06-01 | [6 empty] | GEN-2012-024 |  | SUNC | [29 empty] | ER | [7 empty] | IA FULLY EXECUTED/COMMERCIAL OPERATION | [24 empty] | IFS-2012-002-01 | DISIS-2012-002-6 | 03 CENTRAL | Ford |  |  | 180 | 180
SPP |  |  | 2012-09-26 |  |  |  | Thermal |  |  |  | Gas |  |  |  | 4.8 | [13 empty] | NE |  |  | Terry Bundy Generating Station 115kV | 2013-08-01 | 2013-12-01 | [6 empty] | GEN-2012-021 |  | LES | [29 empty] | ER | [7 empty] | IA FULLY EXECUTED/COMMERCIAL OPERATION | [25 empty] | DISIS-2012-002-6 | 02 NEBRASKA | Lincoln |  |  | 4.8 | 4.8
SPP |  |  | 2012-09-26 |  |  |  | Wind | [7 empty] | 478 | [13 empty] | TX |  |  | TUCO 230kV | 2015-09-30 | 2019-06-28 | [6 empty] | GEN-2012-020 |  | SPS | [29 empty] | ER | [7 empty] | IA FULLY EXECUTED/COMMERCIAL OPERATION | [25 empty] | DISIS-2012-002-6 | 05 SOUTHWEST | Abernathy County |  |  | 478 | 478
SPP |  |  | 2012-03-29 |  |  |  | Thermal |  |  |  | Gas |  |  |  | 120 | [13 empty] | KS |  |  | Rubart 115kV | 2014-04-01 | 2014-04-15 | [6 empty] | GEN-2012-007 |  | SUNC | [29 empty] | ER/NR | [7 empty] | IA FULLY EXECUTED/COMMERCIAL OPERATION | [25 empty] | DISIS-2012-001-4 | 03 CENTRAL | Grant County |  |  | 120 | 120
SPP |  |  | 2012-03-27 |  |  |  | Wind | [7 empty] | 40.8 | [13 empty] | OK |  |  | Pooleville-Ratliff (Carter County) 138kV | 2013-12-31 | 2014-11-21 | [6 empty] | GEN-2012-004 |  | OGE | [29 empty] | ER/NR | [7 empty] | IA FULLY EXECUTED/COMMERCIAL OPERATION | [25 empty] | DISIS-2012-001-4 | 04 SOUTHEAST | Carter County |  |  | 40.8 | 40.8
SPP |  |  | 2012-03-08 |  |  |  | Wind | [7 empty] | 61.2 | [13 empty] | TX |  |  | Tap Grassland Â- Borden County 230 kv | 2012-11-30 | 2012-12-21 | [6 empty] | GEN-2012-001 |  | SPS | [29 empty] | ER | [7 empty] | IA FULLY EXECUTED/COMMERCIAL OPERATION | [25 empty] | DISIS-2012-001-4 | 05 SOUTHWEST | Lynn County Texas |  |  | 61.2 | 61.2
SPP |  |  | 2011-09-30 |  |  |  | Wind | [7 empty] | 150 | [13 empty] | KS |  |  | Creswell 138kV | 2013-12-31 | 2015-12-30 | [6 empty] | GEN-2011-057 |  | WERE | [29 empty] | ER | [7 empty] | IA FULLY EXECUTED/COMMERCIAL OPERATION | [25 empty] | DISIS-2011-002-6 | 03 CENTRAL | Sumner County |  |  | 150 | 150
SPP |  |  | 2012-03-08 |  |  |  | Hydro | [7 empty] | 4.5 | [13 empty] | NE |  |  | John 2 115kV | 2012-06-30 | 2012-10-31 | [6 empty] | GEN-2011-056B |  | NPPD | [29 empty] | ER | [7 empty] | IA FULLY EXECUTED/COMMERCIAL OPERATION | [25 empty] | DISIS-2011-002-6 | 02 NEBRASKA | North Platte - Lexington |  |  | 4.5 | 4.5
SPP |  |  | 2012-03-08 |  |  |  | Hydro | [7 empty] | 3.6 | [13 empty] | NE |  |  | John 1 115kV | 2012-06-30 | 2012-10-31 | [6 empty] | GEN-2011-056A |  | NPPD | [29 empty] | ER | [7 empty] | IA FULLY EXECUTED/COMMERCIAL OPERATION | [25 empty] | DISIS-2011-002-6 | 02 NEBRASKA | North Platte - Lexington |  |  | 3.6 | 3.6
SPP |  |  | 2011-09-30 |  |  |  | Hydro | [7 empty] | 3.6 | [13 empty] | NE |  |  | Jeffrey 115kV | 2012-06-30 | 2012-10-31 | [6 empty] | GEN-2011-056 |  | NPPD | [29 empty] | ER | [7 empty] | IA FULLY EXECUTED/COMMERCIAL OPERATION | [25 empty] | DISIS-2011-002-6 | 02 NEBRASKA | North Platte - Lexington |  |  | 3.6 | 3.6
SPP |  |  | 2011-09-30 |  |  |  | Wind | [7 empty] | 300 | [13 empty] | OK |  |  | Cimarron 345kV | 2013-11-30 | 2014-12-31 | [6 empty] | GEN-2011-054 |  | OGE | [29 empty] | ER | [7 empty] | IA FULLY EXECUTED/COMMERCIAL OPERATION | [25 empty] | DISIS-2011-002-6 | 04 SOUTHEAST | Canadian County |  |  | 300 | 300
SPP |  |  | 2011-09-30 |  |  |  | Wind | [7 empty] | 108 | [13 empty] | OK |  |  | Tap Rush Springs Â- Marlow 138kV | 2013-12-31 | 2016-12-13 | [6 empty] | GEN-2011-050 |  | AEP | [29 empty] | ER | [7 empty] | IA FULLY EXECUTED/COMMERCIAL OPERATION | [25 empty] | DISIS-2011-002-6 | 04 SOUTHEAST | Grady County |  |  | 108 | 108
SPP |  |  | 2011-09-30 |  |  |  | Thermal |  |  |  | CT |  |  |  | 175 | [13 empty] | TX |  |  | Mustang 230kV | 2013-03-01 | 2013-03-01 | [6 empty] | GEN-2011-048 |  | SPS | [29 empty] | ER/NR | [7 empty] | IA FULLY EXECUTED/COMMERCIAL OPERATION | [25 empty] | DISIS-2011-002-6 | 05 SOUTHWEST | Denver City |  |  | 165 | 175
SPP |  |  | 2011-09-29 |  |  |  | Thermal |  |  |  | CT |  |  |  | 23 | [13 empty] | NM |  |  | Tucumcari 115kV | 2013-06-01 | 2013-09-05 | [6 empty] | GEN-2011-046 |  | SPS | [29 empty] | ER | [7 empty] | IA FULLY EXECUTED/COMMERCIAL OPERATION | [25 empty] | DISIS-2011-002-6 | 05 SOUTHWEST | Quay County |  |  | 23 | 23
SPP |  |  | 2011-09-29 |  |  |  | Thermal |  |  |  | NG/CT |  |  |  | 205 | [13 empty] | TX |  |  | Jones 230kV | 2013-06-01 | 2013-05-01 | [6 empty] | GEN-2011-045 |  | SPS | [29 empty] | ER | [7 empty] | IA FULLY EXECUTED/COMMERCIAL OPERATION | [25 empty] | DISIS-2011-002-6 | 05 SOUTHWEST | Lubbock |  |  | 180 | 205
SPP |  |  | 2011-09-16 |  |  |  | Wind | [7 empty] | 111 | [13 empty] | OK |  |  | Pooleville-Ratliff (Carter County) 138kV | 2012-12-31 | 2014-11-21 | [6 empty] | GEN-2011-040 |  | OGE | [29 empty] | ER/NR | [7 empty] | IA FULLY EXECUTED/COMMERCIAL OPERATION | [25 empty] | DISIS-2011-002-6 | 04 SOUTHEAST | Murray County |  |  | 111 | 111
SPP |  |  | 2011-07-01 |  |  |  | Wind | [7 empty] | 6.6 | [13 empty] | OK |  |  | Blue Canyon 5 138kV | 2012-01-01 | 2013-02-05 | [6 empty] | GEN-2011-037 |  | WFEC | [29 empty] | ER | [7 empty] | IA FULLY EXECUTED/COMMERCIAL OPERATION | [25 empty] | DISIS-2011-002-6 | 04 SOUTHEAST | Apache |  |  | 6.6 | 6.6
SPP |  |  | 2011-03-31 |  |  |  | Wind | [7 empty] | 120 | [13 empty] | NE |  |  | Wakefield 230kV | 2012-12-31 | 2018-12-17 | [6 empty] | GEN-2011-027 |  | NPPD | [29 empty] | ER/NR | [7 empty] | IA FULLY EXECUTED/COMMERCIAL OPERATION | [25 empty] | DISIS-2011-001-8 | 02 NEBRASKA | Winside |  |  | 120 | 120
SPP |  |  | 2011-03-31 |  |  |  | Wind | [7 empty] | 79.96 | [13 empty] | TX |  |  | Tap Floyd County - Crosby County 115kV | 2012-06-30 | 2018-12-15 | [6 empty] | GEN-2011-025 |  | SPS | [29 empty] | ER | [7 empty] | IA FULLY EXECUTED/COMMERCIAL OPERATION | [25 empty] | DISIS-2011-001-8 | 05 SOUTHWEST | Lorenzo |  |  | 79.96 | 79.96
SPP |  |  | 2011-03-31 |  |  |  | Wind | [7 empty] | 299 | [13 empty] | TX |  |  | Hitchland 345kV | 2012-12-31 | 2022-09-08 | [6 empty] | GEN-2011-022 |  | SPS | [29 empty] | ER | [7 empty] | IA FULLY EXECUTED/COMMERCIAL OPERATION | [25 empty] | DISIS-2011-001-8 | 05 SOUTHWEST | Hansford |  |  | 299 | 299
SPP |  |  | 2011-03-31 |  |  |  | Wind | [7 empty] | 165.6 | [13 empty] | OK |  |  | Woodward EHV 345kV | 2012-12-31 | 2027-10-31 | [6 empty] | GEN-2011-020 |  | OGE | [29 empty] | ER/NR | [7 empty] | IA FULLY EXECUTED/ON SCHEDULE | [25 empty] | DISIS-2011-001-8 | 04 SOUTHEAST | Ellis |  |  | 165.6 | 165.6
SPP |  |  | 2011-03-31 |  |  |  | Wind | [7 empty] | 175 | [13 empty] | OK |  |  | Woodward EHV 345kV | 2012-12-31 | 2020-12-31 | [6 empty] | GEN-2011-019 |  | OGE | [29 empty] | ER/NR | [7 empty] | IA FULLY EXECUTED/ON SCHEDULE | [25 empty] | DISIS-2011-001-8 | 04 SOUTHEAST | Woodward County |  |  | 175 | 175
SPP |  |  | 2011-03-31 |  |  |  | Wind | [7 empty] | 73.6 | [13 empty] | NE |  |  | Steele City 115kV | 2013-12-01 | 2013-12-31 | [6 empty] | GEN-2011-018 |  | NPPD | [29 empty] | ER/NR | [7 empty] | IA FULLY EXECUTED/COMMERCIAL OPERATION | [25 empty] | DISIS-2011-001-8 | 02 NEBRASKA | Jefferson County |  |  | 73.6 | 73.6
SPP |  |  | 2011-03-31 |  |  |  | Wind | [7 empty] | 198 | [13 empty] | OK |  |  | Beaver CountyÂ-Woodward EHV Dbl Ckt (Badger) 345kV | 2013-12-31 | 2016-12-20 | [6 empty] | GEN-2011-014 |  | OGE | [29 empty] | ER | [7 empty] | IA FULLY EXECUTED/COMMERCIAL OPERATION | [25 empty] | DISIS-2011-001-8 | 05 SOUTHWEST | Beaver County |  |  | 198 | 198
SPP |  |  | 2011-03-31 |  |  |  | Thermal |  |  |  | Coal |  |  |  | 50 | [13 empty] | MO |  |  | Iatan 345kV | 2010-12-31 | 2012-06-05 | [6 empty] | GEN-2011-011 |  | KCPL | [29 empty] | ER | [7 empty] | IA FULLY EXECUTED/COMMERCIAL OPERATION | [25 empty] | DISIS-2011-001-8 | 03 CENTRAL | Weston |  |  | 50 | 50
SPP |  |  | 2011-03-30 |  |  |  | Wind | [7 empty] | 100.8 | [13 empty] | OK |  |  | Minco 345kV | 2012-12-01 | 2012-10-01 | [6 empty] | GEN-2011-010 |  | OGE | [29 empty] | ER | [7 empty] | IA FULLY EXECUTED/COMMERCIAL OPERATION | [25 empty] | DISIS-2011-001-8 | 04 SOUTHEAST | Caddo County |  |  | 100.8 | 100.8
SPP |  |  | 2011-03-29 |  |  |  | Wind | [7 empty] | 600 | [13 empty] | KS |  |  | Clark County 345kV | 2015-12-01 | 2016-12-21 | [6 empty] | GEN-2011-008 |  | SUNC | [29 empty] | ER | [7 empty] | IA FULLY EXECUTED/COMMERCIAL OPERATION | [25 empty] | DISIS-2011-001-8 | 03 CENTRAL | Clark County |  |  | 600 | 600
SPP |  |  | 2010-10-27 |  |  |  | Wind | [7 empty] | 201 | [13 empty] | KS |  |  | Rice County 230kV | 2012-08-01 | 2012-09-28 | [6 empty] | GEN-2010-057 |  | MIDW | [29 empty] | ER/NR | [7 empty] | IA FULLY EXECUTED/COMMERCIAL OPERATION | [25 empty] | DISIS-2011-001-8 | 03 CENTRAL | Lincoln County |  |  | 201 | 201
SPP |  |  | 2010-09-30 |  |  |  | Thermal |  |  |  | Gas |  |  |  | 4.5 | [13 empty] | OK |  |  | Wekiwa 138kV | 2011-12-31 | 2013-02-27 | [6 empty] | GEN-2010-055 |  | AEP | [29 empty] | ER | [7 empty] | IA FULLY EXECUTED/COMMERCIAL OPERATION | [25 empty] | DISIS-2011-001-8 | 04 SOUTHEAST | Sand Springs |  |  | 4.5 | 4.5
SPP |  |  | 2010-09-30 |  |  |  | Wind | [7 empty] | 200 | [13 empty] | NE |  |  | Wakefield 230kV | 2012-12-15 | 2018-12-17 | [6 empty] | GEN-2010-051 |  | NPPD | [29 empty] | ER | [7 empty] | IA FULLY EXECUTED/COMMERCIAL OPERATION | [25 empty] | DISIS-2010-002-6 | 02 NEBRASKA | Dixon County |  |  | 200 | 200
SPP |  |  | 2010-08-19 |  |  |  | Wind | [7 empty] | 300 | [13 empty] | OK |  |  | Cimarron 345kV | 2011-11-30 | 2012-11-23 | [6 empty] | GEN-2010-040 |  | OGE | [29 empty] | ER | [7 empty] | IA FULLY EXECUTED/COMMERCIAL OPERATION | [25 empty] | DISIS-2010-002-6 | 04 SOUTHEAST | Canadian County |  |  | 300 | 300
SPP |  |  | 2010-06-30 |  |  |  | Hydro | [7 empty] | 4.6 | [13 empty] | KS |  |  | 6th Street 115kV | 2012-08-01 | 2012-08-01 | [6 empty] | GEN-2010-036 |  | WERE | [29 empty] | ER | [7 empty] | IA FULLY EXECUTED/COMMERCIAL OPERATION | [25 empty] | DISIS-2010-002-6 | 03 CENTRAL | Douglas County |  |  | 4.6 | 4.6
SPP |  |  | 2010-03-31 |  |  |  | Wind | [7 empty] | 358.8 | [13 empty] | TX |  |  | Hitchland 345kV | 2013-12-31 | 2022-12-31 | [6 empty] | GEN-2010-014 |  | SPS | [29 empty] | ER | [7 empty] | IA FULLY EXECUTED/COMMERCIAL OPERATION | [25 empty] | DISIS-2010-001-8 | 05 SOUTHWEST | Hansford County |  |  | 358.8 | 358.8
SPP |  |  | 2010-03-31 |  |  |  | Wind | [7 empty] | 29.7 | [13 empty] | OK |  |  | Tatonga 345kV | 2011-12-31 | 2012-02-28 | [6 empty] | GEN-2010-011 |  | OGE | [29 empty] | ER | [7 empty] | IA FULLY EXECUTED/COMMERCIAL OPERATION | [25 empty] | DISIS-2010-001-8 | 04 SOUTHEAST | Dewey County |  |  | 29.7 | 29.7
SPP |  |  | 2010-03-29 |  |  |  | Wind | [7 empty] | 165.6 | [13 empty] | KS |  |  | Buckner 345kV | 2011-12-01 | 2012-12-31 | [6 empty] | GEN-2010-009 |  | SUNC | [29 empty] | ER | [7 empty] | IA FULLY EXECUTED/COMMERCIAL OPERATION | [25 empty] | DISIS-2010-001-8 | 03 CENTRAL | Gray County |  |  | 165.6 | 165.6
SPP |  |  | 2010-03-24 |  |  |  | Thermal |  |  |  | Gas |  |  |  | 205 | [13 empty] | TX |  |  | Jones 230kV | 2012-06-01 | 2011-06-30 | [6 empty] | GEN-2010-006 |  | SPS | [29 empty] | ER | [7 empty] | IA FULLY EXECUTED/COMMERCIAL OPERATION | [25 empty] | DISIS-2010-001-8 | 05 SOUTHWEST | Lubbock |  |  | 180 | 205
SPP |  |  | 2010-03-15 |  |  |  | Wind | [7 empty] | 299.2 | [13 empty] | KS |  |  | Viola 345kV | 2012-12-01 | 2021-12-31 | [6 empty] | GEN-2010-005 |  | WERE | [29 empty] | ER | [7 empty] | IA FULLY EXECUTED/COMMERCIAL OPERATION | [25 empty] | DISIS-2010-001-8 | 03 CENTRAL | Harper County |  |  | 299.2 | 299.2
SPP |  |  | 2010-03-08 |  |  |  | Wind | [7 empty] | 99.5 | [13 empty] | KS |  |  | Waverly 345kV | 2011-12-31 | 2014-07-31 | [6 empty] | GEN-2010-003 |  | WERE | [29 empty] | ER | [7 empty] | IA FULLY EXECUTED/COMMERCIAL OPERATION | [25 empty] | DISIS-2010-001-8 | 03 CENTRAL | Coffey County |  |  | 99.5 | 99.5
SPP |  |  | 2010-03-03 |  |  |  | Wind | [7 empty] | 300 | [13 empty] | OK |  |  | Hitchland-Woodward EHV Dbl Ckt (Beaver County) 345kV | 2012-01-01 | 2015-05-15 | [6 empty] | GEN-2010-001 |  | OGE | [29 empty] | ER | [7 empty] | IA FULLY EXECUTED/COMMERCIAL OPERATION | [25 empty] | DISIS-2010-002-6 | 05 SOUTHWEST | Beaver County |  |  | 300 | 300
SPP |  |  | 2009-08-31 |  |  |  | Wind | [7 empty] | 72 | [13 empty] | KS |  |  | Tap Smittyville - Knob Hill 115KV | 2012-12-31 | 2016-09-03 | [6 empty] | GEN-2009-040 |  | WERE | [29 empty] | ER | [7 empty] | IA FULLY EXECUTED/COMMERCIAL OPERATION | [25 empty] | DISIS-2010-001-8 | 03 CENTRAL | Marshall County |  |  | 72 | 72
SPP |  |  | 2009-06-19 |  |  |  | Wind | [7 empty] | 59.8 | [13 empty] | OK |  |  | TAP Deer Creek â€“ Sinclair 69kV | 2011-12-31 | 2012-11-01 | [6 empty] | GEN-2009-025 |  | OGE | [29 empty] | ER | [7 empty] | IA FULLY EXECUTED/COMMERCIAL OPERATION | [25 empty] | DISIS-2009-001-6 | 04 SOUTHEAST | Kay County |  |  | 59.8 | 59.8
SPP |  |  | 2009-04-15 |  |  |  | Wind | [7 empty] | 48.3 | [13 empty] | KS |  |  | Tap Nekoma - Bazine (Walnut Creek) 69kV | 2011-12-31 | 2015-10-15 | [6 empty] | GEN-2009-020 |  | MIDW | [29 empty] | ER | [7 empty] | IA FULLY EXECUTED/COMMERCIAL OPERATION | [25 empty] | DISIS-2010-001-8 | 03 CENTRAL | Rush County |  |  | 48.3 | 48.3
SPP |  |  | 2009-03-10 |  |  |  | Wind | [7 empty] | 198.69 | [13 empty] | KS |  |  | South Hays 230kV | 2011-09-01 | 2015-12-01 | [6 empty] | GEN-2009-008 |  | MIDW | [29 empty] | ER | [7 empty] | IA FULLY EXECUTED/COMMERCIAL OPERATION | [25 empty] | DISIS-2010-001-8 | 03 CENTRAL | Ness County |  |  | 198.69 | 198.69
SPP |  |  | 2008-12-12 |  |  |  | Thermal |  |  |  | CT |  |  |  | 72 | [13 empty] | MO |  |  | Pleasant Hill 161kV | 2009-05-01 | 2002-02-15 | [6 empty] | GEN-2008-129 |  | MIPU | [29 empty] | ER | [7 empty] | IA FULLY EXECUTED/COMMERCIAL OPERATION | [25 empty] | DISIS-2009-001-6 | 03 CENTRAL | Cass County |  |  | 643 | 675
SPP |  |  | 2008-11-14 |  |  |  | Wind | [7 empty] | 200.1 | [13 empty] | KS |  |  | Clark County-Spearville Ckt 1 (Ironwood) 345kV | 2016-01-01 | 2017-02-28 | [6 empty] | GEN-2008-124 |  | SUNC | [29 empty] | ER | [7 empty] | IA FULLY EXECUTED/COMMERCIAL OPERATION | [25 empty] | DISIS-2009-001-6 | 03 CENTRAL | Ford County |  |  | 200.1 | 200.1
SPP |  |  | 2008-11-12 |  |  |  | Wind | [7 empty] | 89.66 | [13 empty] | NE |  |  | Tap Pauline - Hildreth (Rosemont) 115kV | 2016-12-31 | 2017-11-16 | [6 empty] | GEN-2008-123N |  | NPPD | [29 empty] | ER | [7 empty] | IA FULLY EXECUTED/COMMERCIAL OPERATION | [25 empty] | DISIS-2010-001-8 | 02 NEBRASKA | Webster County |  |  | 89.66 | 89.66
SPP |  |  | 2008-10-08 |  |  |  | Wind | [7 empty] | 60 | [13 empty] | NE |  |  | S1399 161kV | 2009-12-31 | [7 empty] | GEN-2008-119O |  | OPPD | [29 empty] | ER | [7 empty] | IA FULLY EXECUTED/COMMERCIAL OPERATION | [25 empty] | ICS-2008-001 Prior Queued | 02 NEBRASKA | Richardson County |  |  | 60 | 60
SPP |  |  | 2008-08-22 |  |  |  | Wind | [7 empty] | 99.5 | [13 empty] | KS |  |  | Waverly 345kV | 2011-12-31 | 2015-11-30 | [6 empty] | GEN-2008-098 |  | WERE | [29 empty] | ER | [7 empty] | IA FULLY EXECUTED/COMMERCIAL OPERATION | [25 empty] | DISIS-2010-001-8 | 03 CENTRAL | Coffey County |  |  | 99.5 | 99.5
SPP |  |  | 2008-08-18 |  |  |  | Wind | [7 empty] | 200.5 | [13 empty] | KS |  |  | Post Rock 230kV | 2011-12-01 | 2015-11-30 | [6 empty] | GEN-2008-092 |  | MIDW | [29 empty] | ER | [7 empty] | IA FULLY EXECUTED/COMMERCIAL OPERATION | [25 empty] | DISIS-2009-001-6 | 03 CENTRAL | Ellis County |  |  | 200.5 | 200.5
SPP |  |  | 2008-08-08 |  |  |  | Wind | [7 empty] | 201 | [13 empty] | NE |  |  | Meadow Grove 230kV |  | 2014-12-31 | [6 empty] | GEN-2008-086N02 |  | NPPD | [29 empty] | ER | [7 empty] | IA FULLY EXECUTED/COMMERCIAL OPERATION | [25 empty] | DISIS-2009-001-6 | 02 NEBRASKA | Antelope County |  |  | 201 | 201
SPP |  |  | 2008-07-29 |  |  |  | Wind | [7 empty] | 98.9 | [13 empty] | KS |  |  | Crooked Creek 115kV | 2010-12-01 | 2011-11-02 | [6 empty] | GEN-2008-079 |  | MKEC | [29 empty] | ER | [7 empty] | IA FULLY EXECUTED/COMMERCIAL OPERATION | [25 empty] | DISIS-2009-001-6 | 03 CENTRAL | Gray County |  |  | 98.9 | 98.9
SPP |  |  | 2008-05-30 |  |  |  | Wind | [7 empty] | 161 | [13 empty] | TX |  |  | Potter County 345kV | 2010-12-31 | 2014-12-31 | [6 empty] | GEN-2008-051 |  | SPS | [29 empty] | ER | [7 empty] | IA FULLY EXECUTED/COMMERCIAL OPERATION | [25 empty] | DISIS-2009-001-6 | 05 SOUTHWEST | Oldham County |  |  | 161 | 161
SPP |  |  | 2008-05-16 |  |  |  | Wind | [7 empty] | 263.13 | [13 empty] | OK |  |  | Hitchland-Woodward EHV Dbl Ckt (Beaver County) 345kV | 2012-12-31 | 2014-12-31 | [6 empty] | GEN-2008-047 |  | OGE | [29 empty] | ER | [7 empty] | IA FULLY EXECUTED/COMMERCIAL OPERATION | [25 empty] | DISIS-2010-001-8 | 05 SOUTHWEST | Beaver County |  |  | 263.13 | 263.13
SPP |  |  | 2008-05-15 |  |  |  | Wind | [7 empty] | 197.8 | [13 empty] | OK |  |  | Tatonga 345kV | 2011-12-01 | 2012-02-28 | [6 empty] | GEN-2008-044 |  | OGE | [29 empty] | ER | [7 empty] | IA FULLY EXECUTED/COMMERCIAL OPERATION | [25 empty] | DISIS-2010-001-8 | 04 SOUTHEAST | Dewey County |  |  | 197.8 | 197.8
SPP |  |  | 2008-05-12 |  |  |  | Wind | [7 empty] | 99 | [13 empty] | OK |  |  | Tap Washita - Blue Canyon Wind 138kV | 2011-11-30 | 2011-12-17 | [6 empty] | GEN-2008-037 |  | WFEC | [29 empty] | ER | [7 empty] | IA FULLY EXECUTED/COMMERCIAL OPERATION | [25 empty] | DISIS-2010-001-8 | 04 SOUTHEAST | Commanche County |  |  | 99 | 99
SPP |  |  | 2008-03-28 |  |  |  | Wind | [7 empty] | 150 | [13 empty] | OK |  |  | Hobart Junction 138kV | 2010-12-01 | 2012-11-30 | [6 empty] | GEN-2008-023 |  | AEP | [29 empty] | ER | [7 empty] | IA FULLY EXECUTED/COMMERCIAL OPERATION | [25 empty] | DISIS-2009-001-6 | 04 SOUTHEAST | Washita County |  |  | 150 | 150
SPP |  |  | 2008-03-28 |  |  |  | Wind | [7 empty] | 299.65 | [13 empty] | NM |  |  | Eddy County-Tolk (Crossroads) 345kV | 2011-09-01 | 2015-11-15 | [6 empty] | GEN-2008-022 |  | SPS | [29 empty] | ER | [7 empty] | IA FULLY EXECUTED/COMMERCIAL OPERATION | [25 empty] | DISIS-2010-001-8 | 05 SOUTHWEST | Chaves County |  |  | 299.65 | 299.65
SPP |  |  | 2008-03-24 |  |  |  | Thermal |  |  |  | Nuclear |  |  |  | 42 | [13 empty] | KS |  |  | Wolf Creek 345kV | 2011-05-16 | 2011-05-16 | [6 empty] | GEN-2008-021 |  | WERE | [29 empty] | ER | [7 empty] | IA FULLY EXECUTED/COMMERCIAL OPERATION | [27 empty] | Coffey County |  |  | 42 | 42
SPP |  |  | 2008-03-17 |  |  |  | Wind | [7 empty] | 250 | [13 empty] | KS |  |  | Finney 345kV | 2012-12-31 | 2013-12-13 | [6 empty] | GEN-2008-018 |  | SPS | [29 empty] | ER | [7 empty] | IA FULLY EXECUTED/COMMERCIAL OPERATION | [25 empty] | ICS-2008-001-6 | 03 CENTRAL | Finney County |  |  | 250 | 250
SPP |  |  | 2008-02-19 |  |  |  | Wind | [7 empty] | 300 | [13 empty] | OK |  |  | Hunter 345kV | 2010-10-01 | 2012-12-07 | [6 empty] | GEN-2008-013 |  | OGE | [29 empty] | ER | [7 empty] | IA FULLY EXECUTED/COMMERCIAL OPERATION | [25 empty] | ICS-2008-001-6 | 04 SOUTHEAST | Garfield County |  |  | 300 | 300
SPP |  |  | 2008-01-31 |  |  |  | Thermal |  |  |  | Gas |  |  |  | 30 | [13 empty] | LA |  |  | Arsenal Hill 138kV | 2010-06-01 | 2010-06-16 | [6 empty] | GEN-2008-006 |  | AEP | [29 empty] | ER | [7 empty] | IA FULLY EXECUTED/COMMERCIAL OPERATION | [27 empty] | Caddo Parish |  |  | 20 | 30
SPP |  |  | 2008-01-28 |  |  |  | Hydro | [7 empty] | 16 | [13 empty] | OK |  |  |  | 2009-01-09 | 2009-09-02 | [6 empty] | GEN-2008-005 |  | GRDA | [29 empty] | ER | [7 empty] | IA FULLY EXECUTED/COMMERCIAL OPERATION | [27 empty] | Mayes County |  |  | 16 | 16
SPP |  |  | 2008-01-25 |  |  |  | Wind | [7 empty] | 101.2 | [13 empty] | OK |  |  | Woodward EHV 138kV | 2009-08-31 | 2009-12-14 | [6 empty] | GEN-2008-003 |  | OGE | [29 empty] | ER | [7 empty] | IA FULLY EXECUTED/COMMERCIAL OPERATION | [25 empty] | ICS-2008-001-6 | 04 SOUTHEAST | Woodward |  |  | 101.2 | 101.2
SPP |  |  | 2008-01-22 |  |  |  | Thermal |  |  |  | Coal |  |  |  | 65 | [13 empty] | MO |  |  |  | 2009-01-01 | 2009-04-12 | [6 empty] | GEN-2008-002 |  | KACP | [29 empty] | ER | [7 empty] | IA FULLY EXECUTED/COMMERCIAL OPERATION | [27 empty] | Platte County |  |  | 65 | 65
SPP |  |  | 2007-12-27 |  |  |  | Wind | [7 empty] | 424 | [13 empty] | OK |  |  | Woodward EHV 345kV | 2011-12-31 | 2016-12-21 | [6 empty] | GEN-2007-062 |  | OGE | [29 empty] | ER | [7 empty] | IA FULLY EXECUTED/COMMERCIAL OPERATION | [25 empty] | ICS-2008-001-6 | 04 SOUTHEAST | Harper County |  |  | 424 | 424
SPP |  |  | 2007-11-09 |  |  |  | Thermal |  |  |  | Gas |  |  |  | 150 | [13 empty] | OK |  |  | Anadarko 138kV | 2009-05-01 | 2009-07-01 | [6 empty] | GEN-2007-052 |  | WFEC | [29 empty] | ER | [7 empty] | IA FULLY EXECUTED/COMMERCIAL OPERATION | [25 empty] | ICS-2008-001-6 | 04 SOUTHEAST | Caddo County |  |  | 150 | 150
SPP |  |  | 2007-10-22 |  |  |  | Wind | [7 empty] | 151.8 | [13 empty] | OK |  |  | Woodward EHV 138kV | 2009-10-01 | 2010-12-23 | [6 empty] | GEN-2007-050 |  | OGE | [29 empty] | ER | [7 empty] | IA FULLY EXECUTED/COMMERCIAL OPERATION | [25 empty] | ICS-2008-001-6 | 04 SOUTHEAST | Woodward County |  |  | 151.8 | 151.8
SPP |  |  | 2007-10-15 |  |  |  | Wind | [7 empty] | 200 | [13 empty] | OK |  |  | Hitchland 115kV | 2011-12-31 | 2015-12-15 | [6 empty] | GEN-2007-046 |  | SPS | [29 empty] | ER | [7 empty] | IA FULLY EXECUTED/COMMERCIAL OPERATION | [25 empty] | ICS-2008-001-6 | 05 SOUTHWEST | Texas County |  |  | 200 | 200
SPP |  |  | 2007-10-02 |  |  |  | Wind | [7 empty] | 299.2 | [13 empty] | OK |  |  | Tatonga 345kV | 2009-12-01 | 2014-12-31 | [6 empty] | GEN-2007-044 |  | OGE | [29 empty] | ER | [7 empty] | IA FULLY EXECUTED/COMMERCIAL OPERATION | [25 empty] | ICS-2008-001-6 | 04 SOUTHEAST | Blaine County |  |  | 299.2 | 299.2
SPP |  |  | 2007-10-02 |  |  |  | Wind | [7 empty] | 200 | [13 empty] | OK |  |  | Minco 345kV | 2009-12-01 | 2010-11-01 | [6 empty] | GEN-2007-043 |  | OGE | [29 empty] | ER | [7 empty] | IA FULLY EXECUTED/COMMERCIAL OPERATION | [25 empty] | ICS-2008-001-6 | 04 SOUTHEAST | Grady County |  |  | 200 | 200
SPP |  |  | 2007-09-25 |  |  |  | Wind | [7 empty] | 131.1 | [13 empty] | KS |  |  | Buckner 345kV | 2010-12-15 | 2012-06-09 | [6 empty] | GEN-2007-040 |  | SUNC | [29 empty] | ER | [7 empty] | IA FULLY EXECUTED/COMMERCIAL OPERATION | [25 empty] | DISIS-2009-001-6 | 03 CENTRAL | Gray County |  |  | 131.1 | 131.1
SPP |  |  | 2007-05-24 |  |  |  | Wind | [7 empty] | 299.2 | [13 empty] | KS |  |  | Viola 345kV | 2009-12-31 | 2012-10-01 | [6 empty] | GEN-2007-025 |  | WERE | [29 empty] | ER | [7 empty] | IA FULLY EXECUTED/COMMERCIAL OPERATION | [25 empty] | ICS-2008-001-6 | 03 CENTRAL | Barber County |  |  | 299.2 | 299.2
SPP |  |  | 2007-05-09 |  |  |  | Wind | [7 empty] | 198.9 | [13 empty] | OK |  |  | Tatonga 345kV | 2009-08-01 | 2014-12-31 | [6 empty] | GEN-2007-021 |  | OGE | [29 empty] | ER | [7 empty] | IA FULLY EXECUTED/COMMERCIAL OPERATION | [25 empty] | ICS-2008-001-6 | 04 SOUTHEAST | Dewey County |  |  | 198.9 | 198.9
SPP |  |  | 2007-03-19 |  |  |  | Wind | [7 empty] | 81 | [13 empty] | NE |  |  | Bloomfield 115kV | 2009-01-01 | [7 empty] | GEN-2007-011N08 |  | NPPD | [29 empty] | ER | [7 empty] | IA FULLY EXECUTED/COMMERCIAL OPERATION | [25 empty] | ICS-2008-001 Prior Queued | 02 NEBRASKA | Knox County |  |  | 81 | 81
SPP |  |  | 2006-12-05 |  |  |  | Wind | [7 empty] | 129.6 | [13 empty] | OK |  |  | Dewey 138kV | 2009-12-31 | 2011-06-06 | [6 empty] | GEN-2006-046 |  | OGE | [29 empty] | ER | [7 empty] | IA FULLY EXECUTED/COMMERCIAL OPERATION | [25 empty] | ICS-2008-001 Prior Queued | 04 SOUTHEAST | Dewey |  |  | 129.6 | 129.6
SPP |  |  | 2006-12-04 |  |  |  | Wind | [7 empty] | 40.5 | [13 empty] | NE |  |  | North Petersburg 115kV | 2010-01-01 | 2011-12-31 | [6 empty] | GEN-2006-044N |  | NPPD | [29 empty] | ER | [7 empty] | IA FULLY EXECUTED/COMMERCIAL OPERATION | [25 empty] | DISIS-2009-001-6 | 02 NEBRASKA | Petersburg |  |  | 40.5 | 40.5
SPP |  |  | 2006-12-04 |  |  |  | Wind | [7 empty] | 370 | [13 empty] | TX |  |  | Hitchland 345kV | 2010-10-01 | 2022-12-31 | [6 empty] | GEN-2006-044 |  | SPS | [29 empty] | ER | [7 empty] | IA FULLY EXECUTED/COMMERCIAL OPERATION | [25 empty] | ICS-2008-001 Prior Queued | 05 SOUTHWEST | Hansford |  |  | 370 | 370
SPP |  |  | 2006-11-17 |  |  |  | Wind | [7 empty] | 99 | [13 empty] | OK |  |  | Sweetwater 230kV | 2008-08-01 | 2009-12-15 | [6 empty] | GEN-2006-043 |  | AEP | [29 empty] | ER | [7 empty] | IA FULLY EXECUTED/COMMERCIAL OPERATION | [25 empty] | ICS-2008-001 Prior Queued | 04 SOUTHEAST | Beckham County |  |  | 99 | 99
SPP |  |  | 2006-10-26 |  |  |  | Wind | [7 empty] | 80 | [13 empty] | NE |  |  | Petersburg North 115kV | 2011-05-01 | 2011-10-31 | [6 empty] | GEN-2006-038N019 |  | NPPD | [29 empty] | ER | [7 empty] | IA FULLY EXECUTED/COMMERCIAL OPERATION | [25 empty] | ICS-2008-001 Prior Queued | 02 NEBRASKA | Boone County |  |  | 80 | 80
SPP |  |  | 2006-10-17 |  |  |  | Wind | [7 empty] | 80 | [13 empty] | NE |  |  | Broken Bow 115kV | 2010-12-01 | 2012-12-31 | [6 empty] | GEN-2006-038N005 |  | NPPD | [29 empty] | ER | [7 empty] | IA FULLY EXECUTED/COMMERCIAL OPERATION | [25 empty] | ICS-2008-001 Prior Queued | 02 NEBRASKA | Custer County |  |  | 80 | 80
SPP |  |  | 2006-10-03 |  |  |  | Wind | [7 empty] | 75 | [13 empty] | NE |  |  | Broken Bow 115kV | 2010-01-01 | 2014-12-31 | [6 empty] | GEN-2006-037N1 |  | NPPD | [29 empty] | ER | [7 empty] | IA FULLY EXECUTED/COMMERCIAL OPERATION | [25 empty] | DISIS-2009-001-6 | 02 NEBRASKA | Custer County |  |  | 75 | 75
SPP |  |  | 2006-08-29 |  |  |  | Wind | [7 empty] | 132 | [13 empty] | OK |  |  | Sweetwater 230kV | 2008-12-01 | 2012-04-27 | [6 empty] | GEN-2006-035 |  | AEP | [29 empty] | ER | [7 empty] | IA FULLY EXECUTED/COMMERCIAL OPERATION | [25 empty] | ICS-2008-001 Prior Queued | 04 SOUTHEAST | Beckham County |  |  | 132 | 132
SPP |  |  | 2006-08-16 |  |  |  | Thermal |  |  |  | Gas |  |  |  | 75.6 | [13 empty] | KS |  |  | Knoll 115kV | 2008-06-01 | 2008-06-01 | [6 empty] | GEN-2006-031 |  | MIDW | [29 empty] | ER | [7 empty] | IA FULLY EXECUTED/COMMERCIAL OPERATION | [26 empty] | 03 CENTRAL | Ellis County |  |  | 75.6 | 75.6
SPP |  |  | 2006-08-11 |  |  |  | Thermal |  |  |  | Gas |  |  |  | 360 | [13 empty] | KS |  |  | Emporia 345kV | 2009-05-01 | 2009-06-01 | [6 empty] | GEN-2006-028 |  | WERE | [29 empty] | ER | [7 empty] | IA FULLY EXECUTED/COMMERCIAL OPERATION | [27 empty] | Lyon |  |  | 300 | 360
SPP |  |  | 2006-08-11 |  |  |  | Thermal |  |  |  | Gas |  |  |  | 380 | [13 empty] | KS |  |  | Emporia 345kV | 2008-05-01 | 2008-06-01 | [6 empty] | GEN-2006-027 |  | WERE | [29 empty] | ER | [7 empty] | IA FULLY EXECUTED/COMMERCIAL OPERATION | [27 empty] | Lyon |  |  | 310 | 380
SPP |  |  | 2006-07-26 |  |  |  | Thermal |  |  |  | Gas |  |  |  | 604 | [13 empty] | NM |  |  | Hobbs 230kV & Hobbs 115kV | 2008-06-01 | 2008-06-01 | [6 empty] | GEN-2006-026 |  | SPS | [29 empty] | ER | [7 empty] | IA FULLY EXECUTED/COMMERCIAL OPERATION | [25 empty] | ICS-2008-001 Prior Queued | 05 SOUTHWEST | Lea |  |  | 604 | 604
SPP |  |  | 2006-07-07 |  |  |  | Wind | [7 empty] | 18.9 | [13 empty] | OK |  |  | Buffalo Bear Tap 69kV | 2007-12-31 | 2008-12-31 | [6 empty] | GEN-2006-024S |  | WFEC | [29 empty] | ER | [7 empty] | IA FULLY EXECUTED/COMMERCIAL OPERATION | [25 empty] | ICS-2008-001 Prior Queued | 04 SOUTHEAST | Harper |  |  | 18.9 | 18.9
SPP |  |  | 2006-06-21 |  |  |  | Wind | [7 empty] | 94 | [13 empty] | KS |  |  | Flat Ridge Tap 138kV | 2008-05-31 | 2008-12-01 | [6 empty] | GEN-2006-021 |  | ITCGP | [29 empty] | ER | [7 empty] | IA FULLY EXECUTED/COMMERCIAL OPERATION | [25 empty] | ICS-2008-001 Prior Queued | 03 CENTRAL | Barber County |  |  | 94 | 94
SPP |  |  | 2010-12-31 |  |  |  | Wind | [7 empty] | 20 | [13 empty] | TX |  |  | DWS Frisco 115kV | 2007-09-01 | 2012-03-01 | [6 empty] | GEN-2006-020S |  | SPS | [29 empty] | ER | [7 empty] | IA FULLY EXECUTED/COMMERCIAL OPERATION | [25 empty] | ICS-2008-001 Prior Queued | 05 SOUTHWEST | Hansford |  |  | 20 | 20
SPP |  |  | 2006-06-20 |  |  |  | Wind | [7 empty] | 42 | [13 empty] | NE |  |  | Bloomfield 115kV | 2009-01-01 | [7 empty] | GEN-2006-020N |  | NPPD | [29 empty] | ER | [7 empty] | IA FULLY EXECUTED/COMMERCIAL OPERATION | [25 empty] | ICS-2008-001 Prior Queued | 02 NEBRASKA | Bloomfield |  |  | 42 | 42
SPP |  |  | 2006-06-19 |  |  |  | Thermal |  |  |  | Coal |  |  |  | 275 | [13 empty] | MO |  |  |  | 2010-06-01 | 2011-01-01 | [6 empty] | GEN-2006-019 |  | SPRM | [29 empty] | ER | [7 empty] | IA FULLY EXECUTED/COMMERCIAL OPERATION | [27 empty] | Greene |  |  | 275 | 275
SPP |  |  | 2010-06-01 |  |  |  | Thermal |  |  |  | CT |  |  |  | 168.1 | [13 empty] | TX |  |  | TUCO 230kV | 2007-06-01 | 2011-03-22 | [6 empty] | GEN-2006-018 |  | SPS | [29 empty] | ER | [7 empty] | IA FULLY EXECUTED/COMMERCIAL OPERATION | [25 empty] | ICS-2008-001 Prior Queued | 05 SOUTHWEST | Hale |  |  | 168.1 | 168.1
SPP |  |  | 2006-04-24 |  |  |  | Thermal |  |  |  | Gas |  |  |  | 150 | [13 empty] | TX |  |  | Mustang 230kV | 2007-04-01 | 2007-06-01 | [6 empty] | GEN-2006-015 |  | SPS | [29 empty] | ER | [7 empty] | IA FULLY EXECUTED/COMMERCIAL OPERATION | [26 empty] | 05 SOUTHWEST | Denver City |  |  | 150 | 150
SPP |  |  | 2006-02-27 |  |  |  | Thermal |  |  |  | Coal |  |  |  | 620 | [13 empty] | AR |  |  | Turk 138kV | 2011-06-01 | 2012-12-20 | [6 empty] | GEN-2006-010 |  | AEP | [29 empty] | ER | [7 empty] | IA FULLY EXECUTED/COMMERCIAL OPERATION | [26 empty] | 04 SOUTHEAST | Hempstead Co. |  |  | 610 | 620
SPP |  |  | 2006-02-27 |  |  |  | Thermal |  |  |  | Gas |  |  |  | 550 | [13 empty] | LA |  |  | Arsenal Hill 138kV | 2008-06-01 | 2010-06-26 | [6 empty] | GEN-2006-008 |  | AEP | [29 empty] | ER | [7 empty] | IA FULLY EXECUTED/COMMERCIAL OPERATION | [27 empty] | Caddo Prsh. |  |  | 490 | 550
SPP |  |  | 2006-01-09 |  |  |  | Wind | [7 empty] | 100.8 | [13 empty] | OK |  |  | Sweetwater 230kV | 2006-12-31 | 2010-12-28 | [6 empty] | GEN-2006-002 |  | AEP | [29 empty] | ER | [7 empty] | IA FULLY EXECUTED/COMMERCIAL OPERATION | [25 empty] | ICS-2008-001 Prior Queued | 04 SOUTHEAST | Beckham |  |  | 100.8 | 100.8
SPP |  |  | 2005-12-13 |  |  |  | Thermal |  |  |  | Gas |  |  |  | 181 | [13 empty] | OK |  |  |  | 2007-06-01 | 2007-03-22 | [6 empty] | GEN-2005-024 |  | AEP | [29 empty] | ER | [7 empty] | IA FULLY EXECUTED/COMMERCIAL OPERATION | [27 empty] | Tulsa County |  |  | 172 | 181
SPP |  |  | 2005-12-13 |  |  |  | Thermal |  |  |  | Gas |  |  |  | 177 | [13 empty] | OK |  |  |  | 2007-06-01 | 2007-12-27 | [6 empty] | GEN-2005-022 |  | AEP | [29 empty] | ER | [7 empty] | IA FULLY EXECUTED/COMMERCIAL OPERATION | [27 empty] | Caddo County |  |  | 168 | 177
SPP |  |  | 2005-08-22 |  |  |  | Wind | [7 empty] | 199.8 | [13 empty] | KS |  |  | Caney River 345kV | 2007-11-01 | 2011-07-05 | [6 empty] | GEN-2005-013 |  | WERE | [29 empty] | ER | [7 empty] | IA FULLY EXECUTED/COMMERCIAL OPERATION | [25 empty] | ICS-2008-001 Prior Queued | 03 CENTRAL | Elk County |  |  | 199.8 | 199.8
SPP |  |  | 2005-08-08 |  |  |  | Wind | [7 empty] | 248.4 | [13 empty] | KS |  |  | Clark County-Spearville Ckt 1 (Ironwood) 345kV | 2015-12-31 | 2012-09-01 | [6 empty] | GEN-2005-012 |  | SUNC | [29 empty] | ER | [7 empty] | IA FULLY EXECUTED/COMMERCIAL OPERATION | [25 empty] | ICS-2008-001 Prior Queued | 03 CENTRAL | Ford County |  |  | 248.4 | 248.4
SPP |  |  | 2005-04-01 |  |  |  | Wind | [7 empty] | 120 | [13 empty] | OK |  |  | Woodward 138kV | 2007-07-31 | 2007-06-30 | [6 empty] | GEN-2005-008 |  | OGE | [29 empty] | ER | [7 empty] | IA FULLY EXECUTED/COMMERCIAL OPERATION | [25 empty] | ICS-2008-001 Prior Queued | 04 SOUTHEAST | Harper County |  |  | 120 | 120
SPP |  |  | 2005-01-21 |  |  |  | Wind | [7 empty] | 30.6 | [13 empty] | OK |  |  | Washita 138kV | 2005-12-01 | 2005-12-15 | [6 empty] | GEN-2005-003 |  | WFEC | [29 empty] | ER | [7 empty] | IA FULLY EXECUTED/COMMERCIAL OPERATION | [25 empty] | ICS-2008-001 Prior Queued | 04 SOUTHEAST | Caddo & Kiowa Counties |  |  | 30.6 | 30.6
SPP |  |  | 2004-11-29 |  |  |  | Thermal |  |  |  | Coal |  |  |  | 75 | [13 empty] | NE |  |  | Columbus Co 115kV | 2009-01-01 | [7 empty] | GEN-2004-023N |  | NPPD | [29 empty] | ER | [7 empty] | IA FULLY EXECUTED/COMMERCIAL OPERATION | [25 empty] | ICS-2008-001 Prior Queued | 02 NEBRASKA | Columbus |  |  | 75 | 75
SPP |  |  | 2004-10-26 |  |  |  | Wind | [7 empty] | 20.6 | [13 empty] | OK |  |  | Washita 138kV | 2005-12-01 | 2005-12-15 | [6 empty] | GEN-2004-023 |  | WFEC | [29 empty] | ER | [7 empty] | IA FULLY EXECUTED/COMMERCIAL OPERATION | [25 empty] | ICS-2008-001 Prior Queued | 04 SOUTHEAST | Apache |  |  | 20.6 | 20.6
SPP |  |  | 2004-10-20 |  |  |  | Thermal | [7 empty] | 11 | [13 empty] | NE |  |  |  | 2005-01-01 | [7 empty] | GEN-2004-022N |  | NPPD | [29 empty] | ER | [7 empty] | IA FULLY EXECUTED/COMMERCIAL OPERATION | [27 empty] | Hastings |  |  | 11 | 11
SPP |  |  | 2004-10-08 |  |  |  | Wind | [7 empty] | 27 | [13 empty] | OK |  |  | Clinton Junction-Weatherford Southeast 138kV | 2005-12-31 | 2006-01-01 | [6 empty] | GEN-2004-020 |  | AEP | [29 empty] | ER | [7 empty] | IA FULLY EXECUTED/COMMERCIAL OPERATION | [25 empty] | ICS-2008-001 Prior Queued | 04 SOUTHEAST | Custer County |  |  | 27 | 27
SPP |  |  | 2004-10-04 |  |  |  | Thermal |  |  |  | Gas |  |  |  | 0.1 | [13 empty] | NE |  |  |  | 2005-01-01 | [7 empty] | GEN-2004-019N |  | NPPD | [29 empty] | ER | [7 empty] | IA FULLY EXECUTED/COMMERCIAL OPERATION | [27 empty] | Colfax County |  |  | 0.1 | 0.1
SPP |  |  | 2004-09-20 |  |  |  | Thermal |  |  |  | Nuclear |  |  |  | 22 | [13 empty] | NE |  |  |  | 2005-01-01 | [7 empty] | GEN-2004-018N1 |  | NPPD | [29 empty] | ER | [7 empty] | IA FULLY EXECUTED/COMMERCIAL OPERATION | [27 empty] | Brownsville |  |  | 22 | 22
SPP |  |  | 2004-09-13 |  |  |  | Hydro | [7 empty] | 5 | [13 empty] | NE |  |  |  | 2007-01-01 | [7 empty] | GEN-2004-017N |  | NPPD | [29 empty] | ER | [7 empty] | IA FULLY EXECUTED/COMMERCIAL OPERATION | [27 empty] | Columbus |  |  | 5 | 5
SPP |  |  | 2004-08-23 |  |  |  | Thermal |  |  |  | CT/ST |  |  |  | 250 | [13 empty] | KS |  |  | Riverton 161kV | 2007-01-01 | [7 empty] | GEN-2004-017 |  | EDE | [29 empty] | ER/NR | [7 empty] | IA FULLY EXECUTED/COMMERCIAL OPERATION | [26 empty] | 03 CENTRAL | Riverton SE Cherokee Cnty |  |  | 250 | 250
SPP |  |  | 2004-07-12 |  |  |  | Thermal |  |  |  | CT |  |  |  | 150 | [13 empty] | TX |  |  |  | 2006-04-01 | 2006-04-01 | [6 empty] | GEN-2004-015 |  | SPS | [29 empty] | ER | [7 empty] | IA FULLY EXECUTED/COMMERCIAL OPERATION | [26 empty] | 05 SOUTHWEST | Denver City/Yoakum |  |  | 150 | 150
SPP |  |  | 2004-04-22 |  |  |  | Wind | [7 empty] | 152 | [13 empty] | KS |  |  | Spearville 230kV | 2005-11-15 | 2012-12-31 | [6 empty] | GEN-2004-014 |  | MKEC | [29 empty] | ER | [7 empty] | IA FULLY EXECUTED/COMMERCIAL OPERATION | [25 empty] | ICS-2008-001 Prior Queued | 03 CENTRAL | Edwards |  |  | 152 | 152
SPP |  |  | 2004-03-26 |  |  |  | Thermal |  |  |  | Coal |  |  |  | 850 | [13 empty] | MO |  |  |  | 2009-06-01 | 2012-06-05 | [6 empty] | GEN-2004-008 |  | KCPL | [29 empty] | ER | [7 empty] | IA FULLY EXECUTED/COMMERCIAL OPERATION | [26 empty] | 03 CENTRAL | Platte County |  |  | 850 | 850
SPP |  |  | 2004-01-21 |  |  |  | Thermal |  |  |  | Nuclear |  |  |  | 48 | [13 empty] | NE |  |  |  | 2007-01-01 | [7 empty] | GEN-2004-002O |  | OPPD | [29 empty] | ER | [7 empty] | IA FULLY EXECUTED/COMMERCIAL OPERATION | [27 empty] | Washington County |  |  | 48 | 48
SPP |  |  | 2003-12-31 |  |  |  | Wind | [7 empty] | 120 | [13 empty] | OK |  |  | Clinton Junction-Weatherford Southeast 138kV | 2004-12-31 | 2006-01-01 | [6 empty] | GEN-2003-022 |  | AEP | [29 empty] | ER | [7 empty] | IA FULLY EXECUTED/COMMERCIAL OPERATION | [25 empty] | ICS-2008-001 Prior Queued | 04 SOUTHEAST | Custer/Wasita |  |  | 120 | 120
SPP |  |  | 2003-12-29 |  |  |  | Wind | [7 empty] | 75 | [13 empty] | NE |  |  | Ainsworth Wind Tap 115kV | 2005-10-01 | [7 empty] | GEN-2003-021N |  | NPPD | [29 empty] | ER | [7 empty] | IA FULLY EXECUTED/COMMERCIAL OPERATION | [25 empty] | ICS-2008-001 Prior Queued | 02 NEBRASKA | Ainsworth |  |  | 75 | 75
SPP |  |  | 2003-12-29 |  |  |  | Wind | [7 empty] | 159.1 | [13 empty] | TX |  |  | Martin 115kV | 2007-06-01 | 2012-08-01 | [6 empty] | GEN-2003-020 |  | SPS | [29 empty] | ER | [7 empty] | IA FULLY EXECUTED/COMMERCIAL OPERATION | [25 empty] | ICS-2008-001 Prior Queued | 05 SOUTHWEST | Carson County |  |  | 159.1 | 159.1
SPP |  |  | 2003-11-24 |  |  |  | Wind | [7 empty] | 249.3 | [13 empty] | KS |  |  | Smoky Hills Tap 230kV | 2006-11-01 | 2006-11-01 | [6 empty] | GEN-2003-019 |  | MIDW | [29 empty] | ER | [7 empty] | IA FULLY EXECUTED/COMMERCIAL OPERATION | [25 empty] | ICS-2008-001 Prior Queued | 03 CENTRAL | Salina NC Ellsworth Cnty |  |  | 249.3 | 249.3
SPP |  |  | 2003-10-15 |  |  |  | Thermal |  |  |  | Nuclear |  |  |  | 50 | [13 empty] | NE |  |  |  | 2007-01-01 | [7 empty] | GEN-2003-017N |  | NPPD | [29 empty] | ER | [7 empty] | IA FULLY EXECUTED/COMMERCIAL OPERATION | [27 empty] | Brownsville |  |  | 50 | 50
SPP |  |  | 2003-07-15 |  |  |  | Thermal |  |  |  | Coal |  |  |  | 700 | [13 empty] | NE |  |  |  | 2009-05-01 | [7 empty] | GEN-2003-008O |  | OPPD | [29 empty] | ER | [7 empty] | IA FULLY EXECUTED/COMMERCIAL OPERATION | [27 empty] | Otoe County |  |  | 700 | 700
SPP |  |  | 2003-07-09 |  |  |  | Wind | [7 empty] | 201 | [13 empty] | KS |  |  | Elm Creek 230kV | [8 empty] | GEN-2003-006A |  | MKEC | [29 empty] | ER | [7 empty] | IA FULLY EXECUTED/COMMERCIAL OPERATION | [25 empty] | ICS-2008-001 Prior Queued | 03 CENTRAL | Cloud County |  |  | 201 | 201
SPP |  |  | 2003-06-05 |  |  |  | Wind | [7 empty] | 99 | [13 empty] | OK |  |  | Anadarko - Paradise (Blue Canyon) 138kV | 2006-12-01 | [7 empty] | GEN-2003-005 |  | WFEC | [29 empty] | ER | [7 empty] | IA FULLY EXECUTED/COMMERCIAL OPERATION | [25 empty] | ICS-2008-001 Prior Queued | 04 SOUTHEAST | Apache |  |  | 99 | 99
SPP |  |  | 2003-06-05 |  |  |  | Wind | [7 empty] | 100 | [13 empty] | OK |  |  | Washita 138kV | 2005-12-01 | 2005-12-15 | [6 empty] | GEN-2003-004 |  | WFEC | [29 empty] | ER | [7 empty] | IA FULLY EXECUTED/COMMERCIAL OPERATION | [25 empty] | ICS-2008-001 Prior Queued | 04 SOUTHEAST | Apache |  |  | 100 | 100
SPP |  |  | 2002-10-31 |  |  |  | Wind | [7 empty] | 100.5 | [13 empty] | KS |  |  | Spearville 230kV | 2006-06-01 | [7 empty] | GEN-2002-025A |  | MKEC | [29 empty] | ER | [7 empty] | IA FULLY EXECUTED/COMMERCIAL OPERATION | [25 empty] | ICS-2008-001 Prior Queued | 03 CENTRAL | Spearville |  |  | 100.5 | 100.5
SPP |  |  | 2002-09-28 |  |  |  | Wind | [7 empty] | 0.8 | [13 empty] | NE |  |  | Harmony 115kV | [8 empty] | GEN-2002-023N |  | NPPD | [29 empty] | ER | [7 empty] | IA FULLY EXECUTED/COMMERCIAL OPERATION | [27 empty] | Harmony |  |  | 0.8 | 0.8
SPP |  |  | 2002-09-12 |  |  |  | Wind | [7 empty] | 239.2 | [13 empty] | TX |  |  | Bushland 230kV | 2006-12-15 | [7 empty] | GEN-2002-022 |  | SPS | [29 empty] | ER | [7 empty] | IA FULLY EXECUTED/COMMERCIAL OPERATION | [25 empty] | ICS-2008-001 Prior Queued | 05 SOUTHWEST | Oldham County (Wildorado) |  |  | 239.2 | 239.2
SPP |  |  | 2002-07-19 |  |  |  | Wind | [7 empty] | 67.2 | [13 empty] | TX |  |  | Hansford 115kV | 2006-09-30 | 2006-09-30 | [6 empty] | GEN-2002-009 |  | SPS | [29 empty] | ER | [7 empty] | IA FULLY EXECUTED/COMMERCIAL OPERATION | [25 empty] | ICS-2008-001 Prior Queued | 05 SOUTHWEST | Hansford County |  |  | 67.2 | 67.2
SPP |  |  | 2002-07-19 |  |  |  | Wind | [7 empty] | 240 | [13 empty] | TX |  |  | Hitchland 345kV | 2007-11-01 | 2008-12-30 | [6 empty] | GEN-2002-008 |  | SPS | [29 empty] | ER | [7 empty] | IA FULLY EXECUTED/COMMERCIAL OPERATION | [25 empty] | ICS-2008-001 Prior Queued | 05 SOUTHWEST | Hansford County |  |  | 240 | 240
SPP |  |  | 2002-04-28 |  |  |  | Wind | [7 empty] | 123 | [13 empty] | OK |  |  | Red Hills Tap 138kV | 2006-12-31 | 2008-12-31 | [6 empty] | GEN-2002-005 |  | WFEC | [29 empty] | ER | [7 empty] | IA FULLY EXECUTED/COMMERCIAL OPERATION | [25 empty] | ICS-2008-001 Prior Queued | 04 SOUTHEAST | Hammon |  |  | 123 | 123
SPP |  |  | 2002-04-16 |  |  |  | Thermal |  |  |  | Gas |  |  |  | 80 | [13 empty] | NE |  |  |  | 2003-12-01 | [7 empty] | GEN-2002-004N |  | NPPD | [29 empty] | ER | [7 empty] | IA FULLY EXECUTED/COMMERCIAL OPERATION | [27 empty] | Grand Island |  |  | 80 | 80
SPP |  |  | 2002-04-12 |  |  |  | Wind | [7 empty] | 153 | [13 empty] | KS |  |  | Latham 345kV | 2003-09-30 | 2005-12-15 | [6 empty] | GEN-2002-004 |  | WERE | [29 empty] | ER | [7 empty] | IA FULLY EXECUTED/COMMERCIAL OPERATION | [25 empty] | ICS-2008-001 Prior Queued | 03 CENTRAL | Beaumont SE Butler Cnty |  |  | 153 | 153
SPP |  |  | 2001-11-27 |  |  |  | Thermal |  |  |  | CT |  |  |  | 50 | [13 empty] | MO |  |  | LaRussell Energy Center 161kV | 2003-06-01 | 2003-04-24 | [6 empty] | GEN-2001-040 |  | EDE | [29 empty] | ER | [7 empty] | IA FULLY EXECUTED/COMMERCIAL OPERATION | [26 empty] | 03 CENTRAL | LaRussell Energy Ctr. |  |  | 50 | 50
SPP |  |  | 2001-11-01 |  |  |  | Wind | [7 empty] | 100 | [13 empty] | KS |  |  | Central Plains Tap 115kV | 2008-12-01 | [7 empty] | GEN-2001-039M |  | SUNC | [29 empty] | ER | [7 empty] | IA FULLY EXECUTED/COMMERCIAL OPERATION | [25 empty] | ICS-2008-001 Prior Queued | 03 CENTRAL | Wichita County |  |  | 100 | 100
SPP |  |  | 2001-10-30 |  |  |  | Wind | [7 empty] | 104 | [13 empty] | KS |  |  | Shooting Star Tap 115kV | [8 empty] | GEN-2001-039A |  | MKEC | [29 empty] | ER | [7 empty] | IA FULLY EXECUTED/COMMERCIAL OPERATION | [25 empty] | ICS-2008-001 Prior Queued | 03 CENTRAL | Kiowa County |  |  | 104 | 104
SPP |  |  | 2001-10-18 |  |  |  | Wind | [7 empty] | 102 | [13 empty] | OK |  |  | FPL Moreland Tap 138kV | 2002-10-01 | 2003-11-12 | [6 empty] | GEN-2001-037 |  | OGE | [29 empty] | ER | [7 empty] | IA FULLY EXECUTED/COMMERCIAL OPERATION | [25 empty] | ICS-2008-001 Prior Queued | 04 SOUTHEAST | Woodward |  |  | 102 | 102
SPP |  |  | 2001-10-15 |  |  |  | Wind | [7 empty] | 80 | [13 empty] | NM |  |  | Norton 115kV Switching Station | 2002-10-01 | 2004-12-31 | [6 empty] | GEN-2001-036 |  | SPS | [29 empty] | ER/NR | [7 empty] | IA FULLY EXECUTED/COMMERCIAL OPERATION | [25 empty] | ICS-2008-001 Prior Queued | 05 SOUTHWEST | Tucumcari |  |  | 80 | 80
SPP |  |  | 2001-09-17 |  |  |  | Wind | [7 empty] | 180 | [13 empty] | NM |  |  | San Juan Tap 230kV | 2002-10-01 | 2005-12-22 | [6 empty] | GEN-2001-033 |  | SPS | [29 empty] | ER | [7 empty] | IA FULLY EXECUTED/COMMERCIAL OPERATION | [25 empty] | ICS-2008-001 Prior Queued | 05 SOUTHWEST | Chaves County (Melrose) |  |  | 180 | 180
SPP |  |  | 2001-09-04 |  |  |  | Thermal |  |  |  | CT |  |  |  | 50 | [13 empty] | MO |  |  | LaRussell Energy Center 161kV | 2003-06-01 | 2003-04-25 | [6 empty] | GEN-2001-030 |  | EDE | [29 empty] | ER | [7 empty] | IA FULLY EXECUTED/COMMERCIAL OPERATION | [26 empty] | 03 CENTRAL | LaRussell Energy Center |  |  | 50 | 50
SPP |  |  | 2001-08-15 |  |  |  | Thermal |  |  |  | Gas |  |  |  | 250 | [13 empty] | NE |  |  |  | 2005-01-01 | 2005-01-01 | [6 empty] | GEN-2001-029N |  | NPPD | [29 empty] | ER | [7 empty] | IA FULLY EXECUTED/COMMERCIAL OPERATION | [27 empty] | Beatrice |  |  | 250 | 250
SPP |  |  | 2001-07-24 |  |  |  | Wind | [7 empty] | 74.25 | [13 empty] | OK |  |  | Washita 138kV | 2003-10-01 | 2003-10-01 | [6 empty] | GEN-2001-026 |  | WFEC | [29 empty] | ER | [7 empty] | IA FULLY EXECUTED/COMMERCIAL OPERATION | [25 empty] | ICS-2008-001 Prior Queued | 04 SOUTHEAST | Meers |  |  | 74.25 | 74.25
SPP |  |  | 2001-07-09 |  |  |  | Thermal |  |  |  | CT |  |  |  | 630 | [13 empty] | AR |  |  | SWEPCO Tontitown 161kV Substation | 2007-05-01 | 2007-07-01 | [6 empty] | GEN-2001-024 |  | AEP | [29 empty] | ER | [7 empty] | IA FULLY EXECUTED/COMMERCIAL OPERATION | [27 empty] | Washington County |  |  | 580 | 630
SPP |  |  | 2001-05-15 |  |  |  | Thermal |  |  |  | Gas |  |  |  | 47 | [13 empty] | KS |  |  | Chanute NW Neosho Cnty By Tioga Sub | 2002-01-01 | 2002-01-01 | [6 empty] | GEN-2001-018 |  | WERE | [29 empty] | ER | [7 empty] | IA FULLY EXECUTED/COMMERCIAL OPERATION | [27 empty] | Neosho County |  |  | 47 | 47
SPP |  |  | 2001-04-24 |  |  |  | Wind | [7 empty] | 94.5 | [13 empty] | OK |  |  | Ft Supply 138kV | 2007-06-30 | 2007-04-15 | [6 empty] | GEN-2001-014 |  | WFEC | [29 empty] | ER | [7 empty] | IA FULLY EXECUTED/COMMERCIAL OPERATION | [25 empty] | ICS-2008-001 Prior Queued | 04 SOUTHEAST | Sleeping Bear |  |  | 94.5 | 94.5
NEISO | Woonsocket Substation – Tifft ST BESS | 1594 | 2024-11-15 |  |  |  | OT |  |  |  | BAT | [7 empty] | 4.5 | [8 empty] | Providence | RI |  |  | RIE feeder 26W7, Woonsocket Substation |  | 2026-12-31 | [38 empty] | G | 4.5 | 4.5 | [39 empty] | 2024-11-15 16:01 | 2026-12-31 | FALSE | FALSE
NEISO | Point St Substation – Aldrich St BESS | 1593 | 2024-11-15 |  |  |  | OT |  |  |  | BAT | [7 empty] | 3 | [8 empty] | Providence | RI |  |  | RIE feeder 76F6, Point St Substation |  | 2026-12-31 | [38 empty] | G | 3 | 3 | [39 empty] | 2024-11-15 16:02 | 2026-12-31 | FALSE | FALSE
NEISO | SHELD BESS | 1592 | 2024-08-21 |  |  |  | OT |  |  |  | BAT | [7 empty] | 3 | [8 empty] | Hampden | MA |  |  | South Hadley Electric Light Department 13.8KV |  | 2025-09-01 | [38 empty] | G | 3 | 3 | [39 empty] | 2024-08-21 13:40 | 2025-09-01 | FALSE | FALSE
NEISO | Chase Hill Substation - Western RI DER Study #3 | 1591 | 2024-08-19 |  |  |  | PV |  |  |  | SUN | [7 empty] | 2.375 | [8 empty] | Washington | RI |  |  | RIE Feeder 155F2, Chase Hill Substation |  | 2026-12-31 | [38 empty] | G | 2.375 | 2.375 | [39 empty] | 2024-08-19 17:49 | 2026-12-01 | FALSE | FALSE
NEISO | Tower Hill Substation - Western RI DER Study #3 | 1590 | 2024-08-19 |  |  |  | PV |  |  |  | SUN | [7 empty] | 3.06 | [8 empty] | Washington | RI |  |  | RIE Feeder 88F7, Tower Hill Substation |  | 2026-12-31 | [38 empty] | G | 3.06 | 3.06 | [39 empty] | 2024-08-19 17:46 | 2026-12-01 | FALSE | FALSE
NEISO | Kent County Substation - Western RI DER Study #3 | 1589 | 2024-08-19 |  |  |  | PV |  |  |  | SUN | [7 empty] | 21.748 | [8 empty] | Kent | RI |  |  | RIE feeder 3309 and 3311, Kent County Substation |  | 2026-12-31 | [38 empty] | G | 21.748 | 21.748 | [39 empty] | 2024-08-19 17:44 | 2026-12-01 | FALSE | FALSE
NEISO | Wood River Substation - Western RI DER Study #3 | 1588 | 2024-08-19 |  |  |  | PV |  |  |  | SUN | [7 empty] | 49 | [8 empty] | Washington | RI |  |  | RIE feeder 85T2 and 85T3, Wood River Substation |  | 2026-12-31 | [38 empty] | G | 49 | 49 | [39 empty] | 2024-08-19 17:39 | 2026-12-01 | FALSE | FALSE
NEISO | Battery Storage | 1587 | 2024-08-15 |  |  |  | OT |  |  |  | BAT | [7 empty] | 3 | [8 empty] | Worcester | MA |  |  | West Boylston Denton Lovell Substation T2 Transformer fed from the P142W. Distribution Feeder -F23 Hartwell Feeder |  | 2025-10-15 | [38 empty] | G | 3 | 3 | [39 empty] | 2024-08-20 09:52 | 2025-09-15 | FALSE | FALSE
NEISO | Battery Storage | 1586 | 2024-08-14 |  |  |  | OT |  |  |  | BAT | [7 empty] | 16 | [8 empty] | Chittenden | VT |  |  | Global Foundries 13.8 kV bus |  | 2026-04-01 | [38 empty] | G | 16 | 16 | [39 empty] | 2024-08-14 13:10 | 2026-03-01 | FALSE | FALSE
NEISO | HGE Group Study | 1585 | 2024-08-13 |  |  |  | OT |  |  |  | BAT | [7 empty] | 12.98 | [8 empty] | Hampden | MA |  |  | Holyoke 52W via 52W6 Circuit or New Circuit |  | 2026-01-01 | [38 empty] | G | 12.98 | 12.98 | [39 empty] | 2024-08-13 15:56 | 2025-03-01 | FALSE | FALSE
NEISO | HGE Group Study | 1584 | 2024-08-13 |  |  |  | GT |  |  |  | NG | [7 empty] | 4 | [8 empty] | Hampden | MA |  |  | Holyoke 44P via New 34.5 kV Circuit |  | 2026-01-01 | [38 empty] | G | 4 | 4 | [39 empty] | 2024-08-13 15:52 | 2026-01-01 | FALSE | FALSE
NEISO | HGE Group Study | 1583 | 2024-08-13 |  |  |  | OT |  |  |  | BAT | [7 empty] | 4.95 | [8 empty] | Hampden | MA |  |  | Holyoke 17L via 17L16 Circuit |  | 2025-02-15 | [38 empty] | G | 4.95 | 4.95 | [39 empty] | 2024-08-13 15:53 | 2025-02-15 | FALSE | FALSE
NEISO | Paxton BESS | 1582 | 2024-07-29 |  |  |  | OT |  |  |  | BAT | [7 empty] | 3 | [8 empty] | Worcester | MA |  |  | Paxton Municipal Light Department 13.8KV |  | 2024-12-02 | [38 empty] | G | 3 | 3 | [39 empty] | 2024-10-24 14:30 | 2024-11-25 | TRUE | TRUE
NEISO | TMLP Landfill Solar | 1581 | 2024-07-29 |  |  |  | PV |  |  |  | SUN | [7 empty] | 2.99 | [8 empty] | Bristol | MA |  |  | TMLP Dist Feeder 1841.32 Station 18 13.8kV/115kV |  | 2025-01-25 | [38 empty] | G | 2.99 | 2.99 | [39 empty] | 2024-07-31 17:03 | 2025-01-24 | FALSE | FALSE
NEISO | RMLD DER Group Study | 1580 | 2024-07-29 |  |  |  | OT |  |  |  | BAT | [7 empty] | 9.98 | [8 empty] | Middlesex | MA |  |  | RMLD Station 3/NG S145 & T146 Lines |  | 2025-06-16 | [38 empty] | G | 9.98 | 9.98 | [39 empty] | 2024-07-31 16:51 | 2025-06-15 | FALSE | FALSE
NEISO | RMLD DER Group Study | 1579 | 2024-07-29 |  |  |  | OT |  |  |  | BAT | [7 empty] | 4.996 | [8 empty] | Middlesex | MA |  |  | RMLD Station 4/EE 211-503 & 211-504 Lines |  | 2025-02-16 | [38 empty] | G | 4.996 | 4.996 | [39 empty] | 2024-07-31 16:46 | 2025-02-15 | FALSE | FALSE
NEISO | Solar | 1578 | 2024-06-26 |  |  |  | PV |  |  |  | SUN | [7 empty] | 20 | [8 empty] | Oxford | ME |  |  | CMP 115kV Woodstock Substation |  | 2028-06-06 | [33 empty] | 2024-08-12 |  |  |  |  | G | 20 | 20 | [5 empty] | Under Study | [33 empty] | 2024-08-12 18:17 | 2028-05-20 | FALSE | FALSE
NEISO | Solar | 1577 | 2024-06-26 |  |  |  | PV |  |  |  | SUN | [7 empty] | 20 | [8 empty] | Knox | ME |  |  | CMP 115KV SECTION 80 |  | 2028-06-06 | [33 empty] | 2024-08-12 |  |  |  |  | G | 20 | 20 | [39 empty] | 2024-08-12 18:15 | 2028-05-20 | FALSE | FALSE
NEISO | Solar | 1576 | 2024-06-26 |  |  |  | PV |  |  |  | SUN | [7 empty] | 20 | [8 empty] | Cheshire | NH |  |  | Eversource 115kV Section L-163, approximately 2.6 miles north of North Keene Substation. |  | 2028-06-06 | [33 empty] | 2024-08-12 |  |  |  |  | G | 20 | 20 | [39 empty] | 2024-08-12 18:14 | 2028-05-20 | FALSE | FALSE
NEISO | Solar | 1575 | 2024-06-26 |  |  |  | PV |  |  |  | SUN | [7 empty] | 20 | [8 empty] | Oxford | ME |  |  | CMP 115kV Woodstock Substation |  | 2028-06-06 | [33 empty] | 2024-08-12 |  |  |  |  | G | 20 | 20 | [39 empty] | 2024-08-12 18:12 | 2028-05-20 | FALSE | FALSE
NEISO | Battery Storage | 1574 | 2024-06-26 |  |  |  | OT |  |  |  | BAT | [7 empty] | 20 | [8 empty] | Merrimack | NH |  |  | EVERSOURCE 115KV SECTION C196, APPROXIMATELY 1.5 MILES SOUTH OF THE MERRIMACK SUBSTATION. |  | 2028-06-06 | [33 empty] | 2024-08-12 |  |  |  |  | G | 20 | 20 | [39 empty] | 2024-08-12 18:11 | 2028-05-20 | FALSE | FALSE
NEISO | Solar | 1573 | 2024-06-26 |  |  |  | PV |  |  |  | SUN | [7 empty] | 20 | [8 empty] | York | ME |  |  | CMP 34.5kV Line 182, located approximately 2.5 miles from the West Buxton Substation. |  | 2028-06-06 | [33 empty] | 2024-08-12 |  |  |  |  | G | 20 | 20 | [39 empty] | 2024-08-12 18:09 | 2028-05-20 | FALSE | FALSE
NEISO | Solar | 1572 | 2024-06-24 |  |  |  | PV |  |  |  | SUN | [7 empty] | 8.084 | [8 empty] | Windham | VT |  |  | Vernon #13 69kV |  | 2026-06-30 | [33 empty] | 2024-08-06 |  |  |  |  | G | 4.042 | 4.042 | [39 empty] | 2024-08-06 17:18 | 2026-06-23 | FALSE | FALSE
NEISO | Battery Storage | 1571 | 2024-06-13 |  |  |  | OT |  |  |  | BAT | [7 empty] | 19.73 | [8 empty] | Worcester | MA |  |  | 42.066328, -71.864144 National Grid 69 kV Substation the East Webster 412 substation. |  | 2027-06-30 |  |  | Not Started | [35 empty] | G | 19.73 | 19.73 | [5 empty] | Under Study | [33 empty] | 2024-11-05 10:47 | 2027-02-28 | FALSE | FALSE
NEISO | Battery Storage | 1570 | 2024-06-13 |  |  |  | OT |  |  |  | BAT | [7 empty] | 19.73 | [8 empty] | Worcester | MA |  |  | National Grid 69kV line tap on line A-1S Coordinates: 42.493823759032914, -71.77425691308422. Based off the ISO-NE system diagram, it is assumed that the eastern circuit is A-1S and is the preferred connection. however seeking this to be confirmed with ISO-NE" |  | 2027-06-30 | [33 empty] | 2024-09-27 |  |  |  |  | G | 19.73 | 19.73 | [39 empty] | 2024-09-27 12:52 | 2027-02-28 | FALSE | FALSE
NEISO | Non-controllable objective ETU to enable 2400 MW injection | 1569 | 2024-06-13 | [15 empty] | 2400 | [8 empty] | New London | CT |  |  |  |  | 2031-06-30 |  | Not Started | [36 empty] | ETU | [7 empty] | Under Study | [33 empty] | 2025-01-06 11:32 | 2030-12-30 | FALSE | FALSE
NEISO | Battery Storage | 1568 | 2024-06-12 |  |  |  | OT |  |  |  | BAT | [7 empty] | 312.84 | [8 empty] | Washington | RI |  |  | The Primary Point of Interconnection will be a direct interconnection to the 115-kV bus at Davisville Substation Expansion owned by RI_NGRID. |  | 2027-01-31 |  | Not Started | [36 empty] | G | 152.7552 | 152.7552 | [5 empty] | Under Study | [33 empty] | 2024-12-01 10:15 | 2026-11-30 | FALSE | FALSE
NEISO | Battery Storage | 1567 | 2024-06-11 |  |  |  | OT |  |  |  | BAT | [7 empty] | 514.8 | [8 empty] | Middlesex | MA |  |  | The Primary Point of Interconnection will be a direct interconnection will be located on the IC’s property (Lat, long: 42°41'23.38"N, 71°26'20.43"W) by tapping the 345-kV Line 326-2 (Sandy Pond-Lawrence Rd), owned by RI_NGRID, at approx. 8.4 miles from the 345-kV Lawerence Rd Substation. |  | 2027-01-31 |  |  | Not Started | [35 empty] | G | 514.8 | 514.8 | [5 empty] | Under Study | [33 empty] | 2024-11-05 16:49 | 2026-11-30 | FALSE | FALSE
NEISO | Wind | 1566 | 2024-06-11 |  |  |  | WT |  |  |  | WND | [7 empty] | 197.4 | [8 empty] | Aroostook | ME |  |  | Orrington – Albion Road 345kV |  | 2028-10-01 | [38 empty] | G | 197.4 | 197.4 | [39 empty] | 2024-06-11 17:36 | 2028-05-01 | FALSE | FALSE
NEISO | Battery Storage | 1565 | 2024-06-10 |  |  |  | OT |  |  |  | BAT | [7 empty] | 81 | [8 empty] | Bristol | MA |  |  | Interconnect at the 115kV Sykes Rd Substation owned by MA_NGRID. |  | 2027-01-31 | [33 empty] | 2024-09-11 |  |  |  |  | G | 81 | 81 | [39 empty] | 2024-09-11 17:06 | 2026-11-30 | FALSE | FALSE
NEISO | Battery Storage | 1564 | 2024-06-06 |  |  |  | OT |  |  |  | BAT | [7 empty] | 100.955 | [8 empty] | Windham | VT |  |  | Vernon 115 kV (Line K-40) Coordinates: 42.78270705350802, -72.51706642321578 |  | 2027-09-30 |  |  | Not Started | [35 empty] | G | 100.955 | 100.955 | [5 empty] | Under Study | [33 empty] | 2024-11-05 10:57 | 2027-03-30 | FALSE | FALSE
NEISO | Solar | 1563 | 2024-06-06 |  |  |  | PV |  |  |  | SUN | [7 empty] | 165 | [8 empty] | Somerset | ME |  |  | CMP 115kV Line 83 |  | 2028-06-06 |  |  | Not Started | [35 empty] | G | 165 | 165 | [5 empty] | Under Study | [33 empty] | 2024-11-05 10:51 | 2028-06-06 | FALSE | FALSE
NEISO | Battery Storage | 1562 | 2024-06-07 |  |  |  | OT |  |  |  | BAT | [7 empty] | 45.29 | [8 empty] | Litchfield | CT |  |  | Eversource 115 kV Line from Frost Bridge #8R to Carmel Hill #11S |  | 2027-06-01 | [33 empty] | 2024-08-28 |  |  |  |  | G | 45.29 | 45.29 | [39 empty] | 2024-08-28 16:38 | 2026-12-01 | FALSE | FALSE
NEISO | Battery Storage | 1561 | 2024-06-06 |  |  |  | OT |  |  |  | BAT | [7 empty] | 141.6 | [8 empty] | Litchfield | CT |  |  | 115 kV line between Rocky River and Bulls Bridge substations |  | 2027-04-01 |  |  | Not Started | [35 empty] | G | 141.6 | 141.6 | [5 empty] | Under Study | [33 empty] | 2024-11-22 12:39 | 2027-03-01 | FALSE | FALSE
NEISO | Battery Storage | 1560 | 2024-06-06 |  |  |  | OT |  |  |  | BAT | [7 empty] | 133.796 | [8 empty] | Bristol | MA |  |  | Non-PTF 115KV lines ET and W owned by TMLP between Cleary Flood Substation and Substation #16 (W Water St), approximately 1.26 miles from Cleary Flood. Project will interconnect half of the new MW capability to each line. |  | 2027-04-01 |  |  | Not Started | [35 empty] | G | 133.796 | 133.796 | [5 empty] | Under Study | [33 empty] | 2024-11-05 15:33 | 2027-03-01 | FALSE | FALSE
NEISO | Battery Storage | 1559 | 2024-06-06 |  |  |  | OT |  |  |  | BAT | [7 empty] | 93.2 | [8 empty] | New London | CT |  |  | 115 kV line 1070 between Ft Hill Farms and Stockhouse Substations, interconnected by a new three-breaker ring bus approximately 2.5 miles from Ft Hill Farms substation and 5.2 miles from Stockhouse Substations. |  | 2027-05-01 |  |  | Not Started | [35 empty] | G | 93.2 | 93.2 | [5 empty] | Under Study | [33 empty] | 2024-11-05 14:51 | 2027-04-01 | FALSE | FALSE
NEISO | Battery Storage | 1558 | 2024-06-06 |  |  |  | OT |  |  |  | BAT | [7 empty] | 141.5 | [8 empty] | Bristol | MA |  |  | 115 kV line W4S between Grand Army Substation and Pottersville Substation. Approximately 0.43 miles from Grand Army - 115KV Substation and approximately 2.33 miles from Pottersville / Somerset substations |  | 2028-01-01 |  |  | Not Started | [35 empty] | G | 141.5 | 141.5 | [5 empty] | Under Study | [33 empty] | 2024-11-05 14:50 | 2027-12-01 | FALSE | FALSE
NEISO | Battery Storage | 1557 | 2024-06-06 |  |  |  | OT |  |  |  | BAT | [7 empty] | 240.1577 | [8 empty] | Essex | MA |  |  | 115 kV Wakefield Junction Substation |  | 2028-01-01 |  |  | Not Started | [35 empty] | G | 240.1577 | 240.1577 | [5 empty] | Under Study | [33 empty] | 2024-11-05 14:50 | 2027-12-01 | FALSE | FALSE
NEISO | Battery Storage | 1556 | 2024-06-06 |  |  |  | OT |  |  |  | BAT | [7 empty] | 204.818 | [8 empty] | Worcester | MA |  |  | Eversource 345 kV Line 3361, approximately 3.2 miles from Sherman Road and 7.6 miles from Blackstone. |  | 2027-10-11 |  |  | Not Started | [35 empty] | G | 204.818 | 204.818 | [5 empty] | Under Study | [33 empty] | 2024-11-06 16:02 | 2027-09-27 | FALSE | FALSE
NEISO | Battery Storage | 1555 | 2024-06-06 |  |  |  | OT |  |  |  | BAT | [7 empty] | 214.1568 | [8 empty] | Essex | MA |  |  | 115KV Line Q-169 between Resco-Saugus Tap and Melrose #2 Tap. Approximately 2.4 miles from Melrose #2 Tap and approximately 2.35 miles from Resco-Saugus Tap |  | 2028-01-01 |  |  | Not Started | [35 empty] | G | 214.1568 | 214.1568 | [5 empty] | Under Study | [33 empty] | 2024-11-05 14:48 | 2027-12-01 | FALSE | FALSE
NEISO | Battery Storage | 1554 | 2024-06-07 |  |  |  | OT |  |  |  | BAT | [7 empty] | 414.632 | [8 empty] | Providence | RI |  |  | NEP transmission line: 345 kV line 359, approximately 10.55 miles from West Farnum and 10.81 miles from Kent County substations. |  | 2027-10-11 |  |  | Not Started | [30 empty] | 2024-11-07 |  |  |  |  | G | 414.632 | 414.632 | [5 empty] | Under Study | [33 empty] | 2024-11-07 12:08 | 2027-09-27 | FALSE | FALSE
NEISO | Battery Storage | 1553 | 2024-06-04 |  |  |  | OT |  |  |  | BAT | [7 empty] | 135.6 | [8 empty] | Middlesex | MA |  |  | Primary Point of Interconnection - National Grid Tewksbury 115kV substation, Open position opposite the J-162 line |  | 2028-05-01 |  |  | Not Started | [35 empty] | G | 126.401 | 126.401 | [5 empty] | Under Study | [33 empty] | 2024-12-01 10:13 | 2028-04-15 | FALSE | FALSE
NEISO | Battery Storage | 1552 | 2024-06-04 |  |  |  | OT |  |  |  | BAT | [7 empty] | 133.2 | [8 empty] | Hartford | CT |  |  | Eversource Energy Corporation owned 115 kV Line 1756 |  | 2028-04-01 |  |  | Not Started | [30 empty] | 2024-11-22 |  |  |  |  | G | 133.2 | 133.2 | [5 empty] | Under Study | [33 empty] | 2024-11-22 12:47 | 2028-03-15 | FALSE | FALSE
NEISO | Battery Storage | 1551 | 2024-05-31 |  |  |  | OT |  |  |  | BAT | [7 empty] | 190 | [8 empty] | Worcester | MA |  |  | The Primary Point of Interconnection will be located on the IC’s property (Lat, long: 42°21'44.53"N, 72° 2'22.57"W) by tapping the 115-kV Line A127-4 (Barre-Paxton) at approx. 6km from Barre Substation owned by MA_NGRID. |  | 2027-01-31 |  |  | Not Started | [35 empty] | G | 190 | 190 | [5 empty] | Under Study | [33 empty] | 2024-11-07 14:50 | 2026-11-30 | FALSE | FALSE
NEISO | Battery Storage | 1550 | 2024-05-31 |  |  |  | OT |  |  |  | BAT | [7 empty] | 76 | [8 empty] | Plymouth | MA |  |  | The Primary Point of Interconnection will be located on the IC’s property (Lat, long: 41°58'7.22"N, 71° 1'18.59"W) by tapping the 115-kV Line U6-4 (Bridgewater-Raynham) at approx. 7,87 Km from Bridgewater Substation. The Alternative Point of Interconnection will be a direct interconnection to the 115-kV bus at Bridgewater Substation owned by MA_NGRID. |  | 2027-01-31 | [33 empty] | 2024-08-02 |  |  |  |  | G | 76 | 76 | [39 empty] | 2024-08-02 09:25 | 2026-11-30 | FALSE | FALSE
NEISO | Battery Storage | 1549 | 2024-06-03 |  |  |  | OT |  |  |  | BAT | [7 empty] | 108 | [8 empty] | Providence | RI |  |  | The Primary Point of Interconnection will be a direct interconnection to the 115-kV bus at Highland Park Substation owned by RI_NGRID. The Alternative Point of Interconnection will be located on the IC’s property (Lat, long: 41°59'46.60"N, 71°28'16.01"W) by tapping the 115-kV Line J16 (Riverside-Highland Park) at approx. 0.27 km from Highland Park Substation. |  | 2027-01-31 |  |  | Not Started | [30 empty] | 2024-10-18 |  |  |  |  | G | 108 | 108 | [5 empty] | Under Study | [33 empty] | 2024-10-18 17:11 | 2026-11-30 | FALSE | FALSE
NEISO | Battery Storage | 1548 | 2024-05-31 |  |  |  | OT |  |  |  | BAT | [7 empty] | 165.76 | [8 empty] | Providence | RI |  |  | Primary POI: 42.001693, -71.710650, Eversource Line 347, Sherman Road to Killingly 345kV Alternate POI: 42.001693, -71.710650, Eversource West Farnum to Lake Road 345kV |  | 2028-03-01 |  | Not Started | [31 empty] | 2024-10-17 |  |  |  |  | G | 165.76 | 165.76 | [5 empty] | Under Study | [33 empty] | 2024-10-17 12:46 | 2028-01-01 | FALSE | FALSE
NEISO | Solar | 1547 | 2024-05-31 |  |  |  | PV |  |  |  | SUN | [7 empty] | 19.6 | [8 empty] | Penobscot | ME |  |  | Clifton Switchyard in Clifton, Maine. |  | 2027-12-01 |  |  | Not Started | [35 empty] | G | [7 empty] | Under Study | [33 empty] | 2024-11-05 10:51 | 2027-11-01 | FALSE | FALSE
NEISO | Battery Storage | 1546 | 2024-05-30 |  |  |  | OT |  |  |  | BAT | [7 empty] | 202.07 | [8 empty] | Berkshire | MA |  |  | MA_WMECO Partridge 115kV substation. |  | 2030-06-06 |  | Not Started | [36 empty] | G | 202.07 | 202.07 | [5 empty] | Under Study | [33 empty] | 2024-11-05 10:51 | 2029-12-05 | FALSE | FALSE
NEISO | Battery Storage | 1545 | 2024-05-30 |  |  |  | OT |  |  |  | BAT | [7 empty] | 100.7521 | [8 empty] | Franklin | MA |  |  | MA_WMECO 115 kV Erving Substation Bus No. 116107 |  | 2028-08-01 |  | Not Started | [36 empty] | G | 100.7521 | 100.7521 | [5 empty] | Under Study | [33 empty] | 2024-11-05 10:51 | 2028-04-01 | FALSE | FALSE
NEISO | Battery Storage | 1544 | 2024-05-29 |  |  |  | OT |  |  |  | BAT | [7 empty] | 0 | [8 empty] | Franklin | MA |  |  | 115 kV B128 line; 18.88 miles from Barre B128 and 5.3 miles from French King |  | 2029-12-30 | [33 empty] | 2024-07-03 |  |  |  |  | G | 105 | 105 | [39 empty] | 2024-07-03 15:02 | 2029-07-09 | FALSE | FALSE
NEISO | Battery Storage | 1543 | 2024-05-28 |  |  |  | OT |  |  |  | BAT | [7 empty] | 588.3 | [8 empty] | Barnstable | MA |  |  | The project will tap the Bourne-Jordan Pond (342) 345kV line with a new three breaker ring bus to connect the project. |  | 2028-12-01 |  | Not Started | [36 empty] | G | 588.3 | 588.3 | [5 empty] | Under Study | [33 empty] | 2024-11-05 10:50 | 2028-09-15 | FALSE | FALSE
NEISO | Battery Storage | 1542 | 2024-05-28 |  |  |  | OT |  |  |  | BAT | [7 empty] | 202.07 | [8 empty] | Hampden | MA |  |  | MA_WMECO Blandford 115kV substation |  | 2030-01-24 |  | Not Started | [36 empty] | G | 202.07 | 202.07 | [5 empty] | Under Study | [33 empty] | 2024-11-05 10:50 | 2029-12-23 | FALSE | FALSE
NEISO | Battery Storage | 1541 | 2024-05-28 |  |  |  | OT |  |  |  | BAT | [7 empty] | 101 | [8 empty] | Middlesex | MA |  |  | 42.385528, -71.490823 on Hudson-Sudbury 115kV line |  | 2028-05-31 |  |  | Not Started | [35 empty] | G | 101 | 101 | [5 empty] | Under Study | [33 empty] | 2024-12-01 10:11 | 2028-05-01 | FALSE | FALSE
NEISO | EE CT DER Group Study | 1540 | 2024-05-15 |  |  |  | OT |  |  |  | BAT | [7 empty] | 19.999 | [8 empty] | Hartford | CT |  |  | EE Enfield 12C |  | 2025-12-31 | [38 empty] | G | 19.999 | 19.999 | [39 empty] | 2024-05-15 14:44 | 2025-12-31 | FALSE | FALSE
NEISO | EE CT DER Group Study | 1539 | 2024-05-15 |  |  |  | OT |  |  |  | BAT | [7 empty] | 20 | [8 empty] | Middlesex | CT |  |  | EE 30K DOOLEY |  | 2027-04-05 | [38 empty] | G | 20 | 20 | [39 empty] | 2024-05-15 14:42 | 2027-04-05 | FALSE | FALSE
NEISO | EE CT DER Group Study | 1538 | 2024-05-15 |  |  |  | OT |  |  |  | BAT | [7 empty] | 4.99 | [8 empty] | New London | CT |  |  | EE Flanders 11Y |  | 2025-12-31 | [38 empty] | G | 4.99 | 4.99 | [39 empty] | 2024-05-15 14:39 | 2025-12-31 | FALSE | FALSE
NEISO | EE CT DER Group Study | 1537 | 2024-05-15 |  |  |  | OT |  |  |  | BAT | [7 empty] | 4.99 | [8 empty] | New London | CT |  |  | EE 1Q UNCASVILLE |  | 2025-12-31 | [38 empty] | G | 4.99 | 4.99 | [39 empty] | 2024-05-15 14:36 | 2025-12-21 | FALSE | FALSE
NEISO | EE CT DER Group Study | 1536 | 2024-05-15 |  |  |  | PV |  |  |  | SUN | [7 empty] | 3.74 | [8 empty] | Litchfield | CT |  |  | EE WINSTED 33B/CAMPVILLE |  | 2024-07-01 | [33 empty] | 2024-05-29 |  |  |  |  | G | 3.74 | 3.74 | [39 empty] | 2024-05-29 11:46 | 2024-07-01 | FALSE | FALSE
NEISO | EE 2024 SEMA/Cape ASO Group Study | 1535 | 2024-05-08 |  |  |  | OT |  |  |  | SUN BAT | [7 empty] | 2.805 | [8 empty] | Barnstable | MA |  |  | EE STA_946 Mashpee |  | 2026-12-31 | [38 empty] | G | 2.805 | 2.805 | [39 empty] | 2024-05-15 13:50 | 2026-12-31 | FALSE | FALSE
NEISO | EE 2024 SEMA/Cape ASO Group Study | 1534 | 2024-05-08 |  |  |  | OT |  |  |  | SUN BAT | [7 empty] | 4.98 | [8 empty] | Plymouth | MA |  |  | EE STA_646 Crystal Spring |  | 2026-12-31 | [38 empty] | G | 4.98 | 4.98 | [39 empty] | 2024-05-10 16:10 | 2026-12-31 | FALSE | FALSE
NEISO | EE 2024 SEMA/Cape ASO Group Study | 1533 | 2024-05-08 |  |  |  | OT |  |  |  | SUN BAT | [7 empty] | 16.94 | [8 empty] | Plymouth | MA |  |  | EE STA_713 Tremont |  | 2026-12-31 | [38 empty] | G | 16.94 | 16.94 | [39 empty] | 2024-05-10 16:07 | 2026-12-31 | FALSE | FALSE
NEISO | EE 2024 SEMA/Cape ASO Group Study | 1532 | 2024-05-08 |  |  |  | OT |  |  |  | SUN BAT | [7 empty] | 4.999 | [8 empty] | Plymouth | MA |  |  | EE STA_727 Brook Street |  | 2026-12-31 | [38 empty] | G | 4.999 | 4.999 | [39 empty] | 2024-05-10 16:03 | 2026-12-31 | FALSE | FALSE
NEISO | EE 2024 SEMA/Cape ASO Group Study | 1531 | 2024-05-08 |  |  |  | OT |  |  |  | SUN BAT | [7 empty] | 4.98 | [8 empty] | Plymouth | MA |  |  | EE STA_745 Rochester |  | 2024-12-31 | [38 empty] | G | 4.98 | 4.98 | [39 empty] | 2024-05-15 13:49 | 2024-12-31 | FALSE | FALSE
NEISO | EE 2024 SEMA/Cape ASO Group Study | 1530 | 2024-05-08 |  |  |  | OT |  |  |  | SUN BAT | [7 empty] | 4.999 | [8 empty] | Bristol | MA |  |  | EE STA_624 Wing Lane |  | 2026-12-31 | [38 empty] | G | 4.999 | 4.999 | [39 empty] | 2024-05-10 16:00 | 2026-12-31 | FALSE | FALSE
NEISO | EE 2024 SEMA/Cape ASO Group Study | 1529 | 2024-05-08 |  |  |  | OT |  |  |  | BAT | [7 empty] | 4.99 | [8 empty] | Plymouth | MA |  |  | EE STA_738 Duxbury |  | 2024-12-31 | [38 empty] | G | 4.99 | 4.99 | [39 empty] | 2024-05-10 15:53 | 2024-12-31 | FALSE | FALSE
NEISO | EE 2024 SEMA/Cape ASO Group Study | 1528 | 2024-05-08 |  |  |  | OT |  |  |  | BAT | [7 empty] | 4.9992 | [8 empty] | Plymouth | MA |  |  | EE TA_739 Marshfield |  | 2026-12-31 | [38 empty] | G | 4.9992 | 4.9992 | [39 empty] | 2024-05-10 15:53 | 2026-12-31 | FALSE | FALSE
NEISO | EE 2024 SEMA/Cape ASO Group Study | 1527 | 2024-05-08 |  |  |  | OT |  |  |  | SUN BAT | [7 empty] | 2.5 | [8 empty] | Barnstable | MA |  |  | EE STA_933 Falmouth |  | 2026-12-31 | [38 empty] | G | 2.5 | 2.5 | [39 empty] | 2024-05-10 15:50 |  | FALSE | FALSE
NEISO | EE 2024 SEMA/Cape ASO Group Study | 1526 | 2024-05-08 |  |  |  | OT |  |  |  | SUN BAT | [7 empty] | 4.98 | [8 empty] | Bristol | MA |  |  | EE STA_636 Industrial Park |  | 2026-12-31 | [38 empty] | G | 4.98 | 4.98 | [39 empty] | 2024-05-10 15:53 | 2026-12-31 | FALSE | FALSE
NEISO | Battery Storage | 1525 | 2024-05-06 |  |  |  | OT |  |  |  | BAT | [7 empty] | 134.7 | [8 empty] | New Haven | CT |  |  | The Primary Point of Interconnection will be located on the IC’s property (Lat, long: 41°28'9.40"N, 73° 7'52.44"W) by tapping the 115-kV Line 1619 (Towantic-Stevenson) at approx. 1.8 Km from Towantic Substation. The Alternative Point of Interconnection will be a direct interconnection to the 115-kV bus at Oxford Substation owned by CT_CL&P. |  | 2027-01-31 | [33 empty] | 2024-06-25 |  |  |  |  | G | 134.7 | 134.7 | [39 empty] | 2024-06-25 16:30 | 2026-11-30 | FALSE | FALSE
NEISO | Battery Storage | 1524 | 2024-05-06 |  |  |  | OT |  |  |  | BAT | [7 empty] | 237.6 | [8 empty] | Hartford | CT |  |  | The Primary Point of Interconnection will be located on the IC’s property (Lat, long: 41°49'19.50"N, 72°43'23.49"W) by tapping the 115-kV Line 1751 (Bloomfield_J-NW.Hartford) at approx. 0.98 km from Bloomfield Substation owned by CT_CL&P. The Alternative Point of Interconnection will be a direct interconnection to the 115-kV bus at Bloomfield Substation owned by CT_CL&P. |  | 2027-01-31 |  |  | Not Started | [35 empty] | G | 237.6 | 237.6 | [5 empty] | Under Study | [33 empty] | 2024-11-05 10:50 | 2026-11-30 | FALSE | FALSE
NEISO | Battery Storage | 1523 | 2024-05-06 |  |  |  | OT |  |  |  | BAT | [7 empty] | 253.816 | [8 empty] | Norfolk | MA |  |  | National Grid’s 115kV South Wrentham substation |  | 2029-06-01 |  | Not Started | [36 empty] | G | 253.816 | 253.816 | [5 empty] | Under Study | [33 empty] | 2024-10-22 10:59 | 2029-04-01 | FALSE | FALSE
NEISO | Battery Storage | 1522 | 2024-04-25 |  |  |  | OT |  |  |  | BAT | [7 empty] | 150 | [8 empty] | Bristol | MA |  |  | Primary POI will be National Grid Line C-181 (Brayton Point to Reynolds Ave, 115 kV). Primary POI is 10.6 miles from Brayton Point and 1.9 miles from Reynolds Ave. POI Coords: 41.856375, -71.193471 |  | 2028-05-01 | [33 empty] | 2024-08-16 |  |  |  |  | G | 125.5 | 125.5 | [39 empty] | 2024-08-16 11:33 | 2028-04-15 | FALSE | FALSE
NEISO | Solar CNR only | 1521 | 2024-04-22 |  |  |  | PV |  |  |  | SUN | [7 empty] | 0 | [8 empty] | Addison | VT |  |  | Vergennes 115 kV Substation |  | 2026-05-31 | [38 empty] | G | 50 | 50 | [39 empty] | 2024-05-06 14:56 | 2026-05-01 | FALSE | FALSE
NEISO | Battery Storage | 1520 | 2024-04-16 |  |  |  | OT |  |  |  | BAT | [7 empty] | 125 | [8 empty] | New Haven | CT |  |  | Primary POI: Eversource Owned 115kV Line # 1142 Alternate POI 1: 115kV Express Feeder to Oxford 26N Substation Alternate POI 2: Eversource Owned 115kV Line # 1403 |  | 2028-05-01 |  |  | In Progress | [35 empty] | G | 125 | 125 | [5 empty] | Under Study | [33 empty] | 2024-08-23 10:13 | 2028-03-01 | FALSE | FALSE
NEISO | Offshore Wind | 1519 | 2024-04-12 |  |  |  | WT |  |  |  | WND | [7 empty] | 1200 | [9 empty] | RI |  |  | Kent County 345kV |  | 2031-04-10 |  | Not Started | [36 empty] | G | 1200 | 1200 | [5 empty] | Under Study | [33 empty] | 2024-06-21 10:20 | 2030-07-01 | FALSE | FALSE
NEISO | Battery Storage | 1518 | 2024-04-09 |  |  |  | OT |  |  |  | BAT | [7 empty] | 139.5 | [8 empty] | Berkshire | MA |  |  | Eversource, Partridge 115kV Substation |  | 2028-08-30 |  | Not Started | [36 empty] | G | 139.5 | 139.5 | [5 empty] | Under Study | [33 empty] | 2024-08-22 16:00 | 2028-05-31 | FALSE | FALSE
NEISO | Battery Storage | 1517 | 2024-04-09 |  |  |  | OT |  |  |  | BAT | [7 empty] | 365.8 | [8 empty] | Franklin | MA |  |  | National Grid 69kV Line E-5D Deerfeild-Shutesbury |  | 2028-08-30 |  | Not Started | [36 empty] | G | 365.8 | 365.8 | [5 empty] | Under Study | [33 empty] | 2024-06-20 10:23 | 2028-05-31 | FALSE | FALSE
NEISO | Battery Storage | 1516 | 2024-04-09 |  |  |  | OT |  |  |  | BAT | [7 empty] | 114.7 | [8 empty] | Windsor | VT |  |  | Vermont Electric Power Company (VELCO) Ascutney 115 kV Substation |  | 2028-08-30 |  | Not Started | [36 empty] | G | 114.7 | 114.7 | [5 empty] | Under Study | [33 empty] | 2024-06-06 09:24 | 2028-05-31 | FALSE | FALSE
NEISO | Battery Storage | 1515 | 2024-04-09 |  |  |  | OT |  |  |  | BAT | [7 empty] | 508.4 | [8 empty] | Berkshire | MA |  |  | Alps-Berkshire 345kV line |  | 2028-08-30 |  | Not Started | [36 empty] | G | 508.4 | 508.4 | [5 empty] | Under Study | [33 empty] | 2024-08-23 10:14 | 2028-05-31 | FALSE | FALSE
NEISO | Battery Storage | 1514 | 2024-04-08 |  |  |  | OT |  |  |  | BAT | [7 empty] | 408.1 | [8 empty] | Worcester | MA |  |  | National Grid Barre Tap-Wendell Depot Tap 115kV |  | 2028-08-30 |  | In Progress | [36 empty] | G | 408.1 | 408.1 | [5 empty] | Under Study | [33 empty] | 2024-08-23 10:13 | 2028-05-31 | FALSE | FALSE
NEISO | Battery Storage | 1513 | 2024-04-08 |  |  |  | OT |  |  |  | BAT | [7 empty] | 408.1 | [8 empty] | Worcester | MA |  |  | Bear Swamp- Pratts Junction 230kV |  | 2028-08-30 |  | In Progress | [36 empty] | G | 408.1 | 408.1 | [5 empty] | Under Study | [33 empty] | 2024-08-23 10:14 | 2028-05-31 | FALSE | FALSE
NEISO | Battery Storage + Solar | 1512 | 2024-04-08 |  |  |  | OT |  |  |  | SUN BAT | [7 empty] | 100.4637 | [8 empty] | Franklin | MA |  |  | New England Power Co, 115 kV, 2.25 miles from E131 TAP 113010 and 3.29 miles from HARRIMAN 113146) (115 kV) |  | 2027-12-31 | [33 empty] | 2024-05-29 |  |  |  |  | G | 100.4637 | 100.4637 | [39 empty] | 2024-05-29 11:05 | 2027-08-31 | FALSE | FALSE
NEISO | Battery Storage | 1511 | 2024-04-08 |  |  |  | OT |  |  |  | BAT | [7 empty] | 250.8939 | [8 empty] | Hampden | MA |  |  | Western Massachusetts Electric Company (Eversource Energy) 345kV Ludlow |  | 2027-12-31 | [33 empty] | 2024-05-14 |  |  |  |  | G | 250.8939 | 250.8939 | [39 empty] | 2024-05-15 08:54 | 2027-08-01 | FALSE | FALSE
NEISO | Battery Storage | 1510 | 2024-04-03 |  |  |  | OT |  |  |  | BAT | [7 empty] | 152.7552 | [8 empty] | Wocester | MA |  |  | Carpenter Hill substation, 115 kV bus, National Grid at open bay |  | 2027-12-31 |  | Not Started | [36 empty] | G | 152.7552 | 152.7552 | [5 empty] | Under Study | [33 empty] | 2024-08-23 09:40 | 2027-12-31 | FALSE | FALSE
NEISO | Battery Storage | 1509 | 2024-04-03 |  |  |  | OT |  |  |  | BAT | [7 empty] | 152.7552 | [8 empty] | Worcester | MA |  |  | 3-breaker ring bus tapping the W175 line. ESA sub located approximately 0.23 miles from West Charlton 115 kV substation at current coordinates 42° 8'10.02"N 72° 1'30.37"W |  | 2027-12-31 |  | In Progress | [36 empty] | G | 152.7552 | 152.7552 | [5 empty] | Under Study | [33 empty] | 2024-08-23 09:41 | 2027-12-31 | FALSE | FALSE
NEISO | Battery Storage | 1508 | 2024-04-01 |  |  |  | OT |  |  |  | BAT | [7 empty] | 167.1 | [8 empty] | Hartford | CT |  |  | Primary POI: 345kV Line, Agawam to North Bloomfield Line, POI: 42.031254, -72.698516 Alternative POI: 115kV Line, Tap156253 to North Bloomfield, POI: 42.031274, -72.698830 |  | 2028-04-01 | [33 empty] | 2024-09-26 |  |  |  |  | G | 167.1 | 167.1 | [39 empty] | 2024-09-26 13:16 | 2028-03-20 | FALSE | FALSE
NEISO | Solar Increase | 1507 | 2024-03-27 |  |  |  | PV |  |  |  | SUN | [7 empty] | 25 | [8 empty] | Hartford | CT |  |  | To interconnect at the POI of Gravel Pit Solar as an increase to (QP1030 + QP 1247 + QP 1357), the POI is the new Gravel Pit Solar substation at the new three-breaker ring bus on the 115 kV Connecticut Light & Power Company 1200 line between Barbour Hill and Windsor Locks. |  | 2028-12-15 |  |  | Not Started | [35 empty] | G | 177.4113 | 177.4113 | [5 empty] | Under Study | [33 empty] | 2024-07-29 11:14 | 2028-10-15 | FALSE | FALSE
NEISO | Battery Storage | 1506 | 2024-03-22 |  |  |  | OT |  |  |  | BAT | [7 empty] | 152.656 | [8 empty] | Middlesex | MA |  |  | The proposed POI is tapping Eversource’s 115kV transmission line from Hudson to Sudbury. |  | 2028-06-01 | [33 empty] | 2024-04-18 |  |  |  |  | G | 152.656 | 152.656 | [39 empty] | 2024-04-18 16:38 | 2028-05-01 | FALSE | FALSE
NEISO | Offshore Wind | 1505 | 2024-03-14 |  |  |  | WT |  |  |  | WND | [7 empty] | 1275 | [9 empty] | CT |  |  | Eversource 345kV Montville Substation |  | 2031-09-01 |  | Not Started | [36 empty] | G | 1275 | 1275 | [5 empty] | Under Study | [33 empty] | 2024-08-23 09:43 | 2031-03-01 | FALSE | FALSE
NEISO | Solar | 1504 | 2024-03-13 |  |  |  | PV |  |  |  | SUN | [7 empty] | 10 | [8 empty] | Belknap | NH |  |  | EE Laconia substation |  | 2025-12-31 | [33 empty] | 2024-03-20 |  |  |  |  | G | 10 | 10 | [39 empty] | 2024-03-20 16:55 | 2025-12-01 | FALSE | FALSE
NEISO | EE Lost Nation Group DG Study | 1503 | 2024-03-13 |  |  |  | PV |  |  |  | SUN | [7 empty] | 9.98 | [8 empty] | Coos | NH |  |  | EE Lost Nation substation |  | 2025-12-31 | [33 empty] | 2024-03-20 |  |  |  |  | G | 9.98 | 9.98 | [39 empty] | 2024-03-20 16:55 | 2025-12-01 | FALSE | FALSE
NEISO | Battery Storage | 1502 | 2024-03-28 |  |  |  | OT |  |  |  | BAT | [7 empty] | 19.3 | [8 empty] | Franklin | VT |  |  | Direct connection to VELCO 115kV Highgate substation (44.943833, -73.058515) |  | 2026-07-01 |  |  | Not Started | [35 empty] | G | [7 empty] | Under Study | [33 empty] | 2024-06-06 09:40 | 2026-06-01 | FALSE | FALSE
NEISO | Battery Storage | 1501 | 2024-02-29 |  |  |  | OT |  |  |  | BAT | [7 empty] | 167.1 | [8 empty] | New London | CT |  |  | Primary POI: 115kV line 1080 (41.5515028, -72.1253556) , Alternate POI: 115kV line 1000 (41.551478, -72.125294) |  | 2028-04-01 |  |  | Not Started | [30 empty] | 2024-12-11 |  |  |  |  | G | 167.1 | 167.1 | [5 empty] | Under Study | [33 empty] | 2024-12-11 11:57 | 2028-03-20 | FALSE | FALSE
NEISO | Offshore Wind CNR only | 1500 | 2024-02-20 |  |  |  | WT |  |  |  | WND | [7 empty] | 0 | [9 empty] | MA |  |  | National Grid Brayton Point 345kV Substation |  | 2033-11-04 | [38 empty] | G | 1249.5 | 1249.5 | [39 empty] | 2024-04-25 15:42 | 2033-03-27 | FALSE | FALSE
NEISO | Battery Storage | 1499 | 2024-02-13 |  |  |  | OT |  |  |  | BAT | [7 empty] | 115.6 | [8 empty] | Hampden | MA |  |  | Palmer 503 Substation new 115 kV line |  | 2026-10-31 |  | In Progress | [36 empty] | G | 115.6 | 115.6 | [5 empty] | Under Study | [33 empty] | 2024-08-23 10:15 | 2026-09-30 | FALSE | FALSE
NEISO | Battery Storage | 1498 | 2024-02-08 |  |  |  | OT |  |  |  | BAT | [7 empty] | 109.52 | [8 empty] | Fairfield | CT |  |  | Direct tap into the Pequonnock 115kV substation in Bridgeport, CT |  | 2027-12-31 |  |  | Not Started | [35 empty] | G | 109.52 | 110.87 | [5 empty] | Under Study | [33 empty] | 2024-05-09 11:34 | 2027-12-15 | FALSE | FALSE
NEISO | Solar | 1497 | 2024-02-07 |  |  |  | PV |  |  |  | SUN | [7 empty] | 68 | [8 empty] | Penobscot | ME |  |  | Tap on Enfield ME – Passadumkeag 115kV line |  | 2028-07-15 | [33 empty] | 2024-05-14 |  |  |  |  | G | 68 | 68 | [39 empty] | 2024-05-14 14:31 | 2028-04-15 | FALSE | FALSE
NEISO | Battery Storage addition(QP1192) | 1496 | 2024-02-07 |  |  |  | OT |  |  |  | SUN BAT | [7 empty] | 101.1158 | [8 empty] | Hartford | CT |  |  | To interconnect at the POI of Broadleaf Storage, via a shared facility. It is connected as a tap at existing 345 kV line between N. Bloomfield to Agawam Line. POI is approximately 3.6 mi north of N. Bloomfield and 11.5 mi south of Agawam. |  | 2027-12-15 |  |  | Not Started | [35 empty] | G | 202.2316 | 202.2316 | [5 empty] | Under Study | [33 empty] | 2024-05-01 10:31 | 2027-10-15 | FALSE | FALSE
NEISO | Battery Storage | 1495 | 2024-02-22 |  |  |  | OT |  |  |  | BAT | [7 empty] | 19.3 | [8 empty] | Windsor | VT |  |  | Direct connection to VELCO 115kV Windsor substation (43.48988, -72.40858) |  | 2026-07-01 |  |  | Not Started | [35 empty] | G | 19.3 | 19.3 | [5 empty] | Under Study | [33 empty] | 2024-04-09 15:32 | 2026-06-01 | FALSE | FALSE
NEISO | Walpole 146 110A - 2023 EE GB ASO | 1494 | 2024-01-26 |  |  |  | OT |  |  |  | SUN BAT | [7 empty] | 4.99 | [8 empty] | Norfolk | MA |  |  | Eversource Walpole 146 110A |  | 2026-12-31 | [38 empty] | G | 4.99 | 4.99 | [39 empty] | 2024-01-26 11:29 | 2026-12-31 | FALSE | FALSE
NEISO | Medway 65 110B - 2023 EE GB ASO | 1493 | 2024-01-26 |  |  |  | OT |  |  |  | SUN BAT | [7 empty] | 3.9 | [8 empty] | Middlesex | MA |  |  | Eversource Medway 65 110B |  | 2026-12-31 | [38 empty] | G | 3.9 | 3.9 | [39 empty] | 2024-01-26 11:26 | 2026-12-31 | FALSE | FALSE
NEISO | Medway 65 110A - 2023 EE GB ASO | 1492 | 2024-01-26 |  |  |  | OT |  |  |  | BAT | [7 empty] | 4.948 | [8 empty] | Middlesex | MA |  |  | Eversource Medway 65 110A |  | 2026-12-31 | [38 empty] | G | 4.948 | 4.948 | [39 empty] | 2024-01-26 11:23 | 2026-12-31 | FALSE | FALSE
NEISO | Canton 470 110A - 2023 EE GB ASO | 1491 | 2024-01-26 |  |  |  | OT |  |  |  | BAT | [7 empty] | 4.99 | [8 empty] | Norfolk | MA |  |  | Eversource Canton 470 110A |  | 2026-12-31 | [38 empty] | G | 4.99 | 4.99 | [39 empty] | 2024-01-26 11:20 | 2026-12-31 | FALSE | FALSE
NEISO | EE Mansfield Center DG Cluster | 1490 | 2024-01-17 |  |  |  | PV |  |  |  | SUN | [7 empty] | 19.975 | [8 empty] | Tolland | CT |  |  | EE Card St 11F |  | 2024-12-31 | [38 empty] | G | 19.975 | 19.975 | [39 empty] | 2024-01-23 16:46 | 2024-06-30 | FALSE | FALSE
NEISO | EE Mansfield Center DG Cluster | 1489 | 2024-01-17 |  |  |  | OT |  |  |  | SUN BAT | [7 empty] | 10.799 | [8 empty] | Tolland | CT |  |  | EE Mansfield 12J |  | 2025-07-27 | [38 empty] | G | 10.799 | 10.799 | [39 empty] | 2024-01-23 16:43 | 2024-12-29 | FALSE | FALSE
NEISO | Offshore Wind | 1488 | 2024-01-11 |  |  |  | WT |  |  |  | WND | [7 empty] | 1275 | [9 empty] | CT |  |  | ETU QP1309 (new switchyard proposed at intersection of 345kV transmission lines 364, 371, 383, 310, and 348) |  | 2031-09-01 |  | In Progress | [36 empty] | G | 1275 | 1275 | [5 empty] | Under Study | [33 empty] | 2024-09-25 16:47 | 2031-03-01 | FALSE | FALSE
NEISO | EE CT DG Group Study | 1487 | 2024-01-09 |  |  |  | PV |  |  |  | SUN | [7 empty] | 5 | [8 empty] | New Haven | CT |  |  | EE Oxford 26N |  | 2024-12-31 | [38 empty] | G | 5 | 5 | [39 empty] | 2024-01-10 13:38 | 2024-12-31 | FALSE | FALSE
NEISO | Battery Storage | 1486 | 2024-01-02 |  |  |  | OT |  |  |  | BAT | [7 empty] | 300 | [8 empty] | New Haven | CT |  |  | Bunker Hill 115kV substation |  | 2027-06-30 |  | In Progress | [36 empty] | G | 300 | 300 | [5 empty] | Under Study | [33 empty] | 2024-05-01 10:24 | 2027-04-30 | FALSE | FALSE
NEISO | Offshore Wind CNR | 1485 | 2024-01-02 |  |  |  | WT |  |  |  | WND | [7 empty] | 0 | [9 empty] | CT |  |  | Eversource (CL&P) 345kV Montville Substation |  | 2031-05-31 | [33 empty] | 2024-08-07 |  |  |  |  | G | 1200 | 1200 | [39 empty] | 2024-08-07 16:19 | 2031-01-31 | FALSE | FALSE
NEISO | CMP Moshers/Prides Corner 115 kV SS - Greater Portland Area DG Study | 1484 | 2023-12-29 |  |  |  | OT |  |  |  | SUN WAT | [7 empty] | 7.24 | [8 empty] | Cumberland | ME |  |  | CMP Moshers/Prides Corner 115 kV Substation |  | 2024-12-31 | [38 empty] | G | 7.24 | 7.24 | [39 empty] | 2024-06-28 14:14 | 2024-12-31 | TRUE | FALSE
NEISO | CMP Elm St 115 kV SS - Greater Portland Area DG Study | 1483 | 2023-12-29 |  |  |  | PV |  |  |  | SUN | [7 empty] | 4.97 | [8 empty] | Cumberland | ME |  |  | CMP Elm St 115 kV Substation |  | 2024-12-31 | [38 empty] | G | 4.97 | 4.97 | [39 empty] | 2024-06-28 14:14 | 2024-12-31 | TRUE | FALSE
NEISO | CMP Spring St 115 kV SS - Greater Portland Area DG Study | 1482 | 2023-12-29 |  |  |  | PV |  |  |  | SUN | [7 empty] | 4.98 | [8 empty] | Cumberland | ME |  |  | CMP Spring St 115 kV Substation |  | 2024-12-31 | [38 empty] | G | 4.98 | 4.98 | [39 empty] | 2024-06-28 14:14 | 2024-12-31 | TRUE | FALSE
NEISO | CMP Vallee Lane 115 kV SS - Louden-Biddeford Area DG Study | 1481 | 2023-12-29 |  |  |  | PV |  |  |  | SUN | [7 empty] | 1.99 | [8 empty] | Cumberland | ME |  |  | CMP Vallee Lane 115 kV Substation |  | 2024-12-31 | [38 empty] | G | 1.99 | 1.99 | [39 empty] | 2024-06-28 14:14 | 2024-12-31 | TRUE | FALSE
NEISO | CMP Biddeford IP 115 kV SS - Louden-Biddeford Area DG Study | 1480 | 2023-12-29 |  |  |  | PV |  |  |  | SUN | [7 empty] | 4.95 | [8 empty] | York | ME |  |  | CMP Biddeford IP 115 kV Substation |  | 2024-12-31 | [38 empty] | G | 4.95 | 4.95 | [39 empty] | 2024-02-26 14:04 | 2024-12-31 | TRUE | TRUE
NEISO | CMP West Buxton 115 kV SS - Louden-Biddeford Area DG Study | 1479 | 2023-12-29 |  |  |  | PV |  |  |  | SUN | [7 empty] | 4.5 | [8 empty] | York | ME |  |  | CMP West Buxton 115 kV Substation |  | 2024-12-31 | [38 empty] | G | 4.5 | 4.5 | [39 empty] | 2024-06-28 14:13 | 2024-12-31 | TRUE | FALSE
NEISO | Battery Storage | 1478 | 2023-12-28 |  |  |  | OT |  |  |  | BAT | [7 empty] | 50 | [8 empty] | Hampden | MA |  |  | A new 115kV POI Station tie-in to the Pleasant-Blandford Line adjacent to the existing Eversource Blanford Substation |  | 2028-05-25 |  | In Progress | [36 empty] | G | 50 | 50 | [5 empty] | Under Study | [33 empty] | 2024-03-08 12:29 | 2028-02-24 | FALSE | FALSE
NEISO | NG DG @ Sykes Road | 1477 | 2023-12-19 |  |  |  | OT |  |  |  | BAT | [7 empty] | 9.998 | [8 empty] | Bristol | MA |  |  | NG Sykes Rd 282TR (M13N) |  | 2025-12-31 | [38 empty] | G | 9.998 | 9.998 | [39 empty] | 2023-12-19 14:22 | 2025-12-31 | FALSE | FALSE
NEISO | NG NEMA Group DER Study | 1476 | 2023-12-18 |  |  |  | OT |  |  |  | BAT | [7 empty] | 5 | [8 empty] | Middlesex | MA |  |  | NG East Tewksbury T1 |  | 2025-12-31 | [38 empty] | G | 5 | 5 | [39 empty] | 2024-01-02 09:39 | 2025-12-31 | FALSE | FALSE
NEISO | NG NEMA Group DER Study | 1475 | 2023-12-18 |  |  |  | OT |  |  |  | SUN BAT | [7 empty] | 4.998 | [8 empty] | Essex | MA |  |  | NG Newbury 60-4T |  | 2025-12-31 | [38 empty] | G | 4.998 | 4.998 | [39 empty] | 2024-01-02 09:38 | 2025-12-31 | FALSE | FALSE
NEISO | NG NEMA Group DER Study | 1474 | 2023-12-18 |  |  |  | OT |  |  |  | BAT | [7 empty] | 9.982 | [8 empty] | Essex | MA |  |  | NG King St T3 |  | 2025-12-31 | [38 empty] | G | 9.982 | 9.982 | [39 empty] | 2024-01-02 09:38 | 2025-12-31 | FALSE | FALSE
NEISO | Battery Storage | 1473 | 2023-12-14 |  |  |  | OT |  |  |  | BAT | [7 empty] | 202.07 | [8 empty] | Hampden | MA |  |  | MA_WMECO Blandford 115kV substation |  | 2028-04-04 | [33 empty] | 2024-01-22 |  |  |  |  | G | 202.07 | 202.07 | [39 empty] | 2024-01-26 10:25 | 2028-02-23 | FALSE | FALSE
NEISO | Battery Storage | 1472 | 2023-12-12 |  |  |  | OT |  |  |  | BAT | [7 empty] | 108 | [8 empty] | Providence | RI |  |  | The Primary Point of Interconnection will be a direct interconnection to the 115-kV bus at Highland Park Substation owned by RI_NGRID. The Alternative Point of Interconnection will be located on the IC’s property (Lat, long: 41°59'46.60"N, 71°28'16.01"W) by tapping the 115-kV Line J16 (Riverside-Highland Park) at approx. 0.27 km from Highland Park Substation. |  | 2027-01-31 | [33 empty] | 2024-01-09 |  |  |  |  | G | 108 | 108 | [39 empty] | 2024-01-26 08:54 | 2026-11-30 | FALSE | FALSE
NEISO | Battery Storage | 1471 | 2023-12-12 |  |  |  | OT |  |  |  | BAT | [7 empty] | 134.7 | [8 empty] | New Haven | CT |  |  | The Primary Point of Interconnection will be located on the IC’s property (Lat, long: 41°28'9.40"N, 73° 7'52.44"W) by tapping the 115-kV Line 1619 (Towantic-Stevenson) at approx. 1.8 Km from Towantic Substation. The Alternative Point of Interconnection will be a direct interconnection to the 115-kV bus at Oxford Substation owned by CT_CL&P. |  | 2027-01-31 | [33 empty] | 2024-02-01 |  |  |  |  | G | 134.7 | 134.7 | [39 empty] | 2024-02-01 17:24 | 2026-11-30 | FALSE | FALSE
NEISO | Battery Storage | 1470 | 2023-12-12 |  |  |  | OT |  |  |  | BAT | [7 empty] | 237.6 | [8 empty] | Hartford | CT |  |  | The Primary Point of Interconnection will be located on the IC’s property (Lat, long: 41°49'19.50"N, 72°43'23.49"W) by tapping the 115-kV Line 1751 (Bloomfield_J-NW.Hartford) at approx. 0.98 km from Bloomfield Substation owned by CT_CL&P. The Alternative Point of Interconnection will be a direct interconnection to the 115-kV bus at Bloomfield Substation owned by CT_CL&P. |  | 2027-01-31 | [33 empty] | 2024-02-01 |  |  |  |  | G | 237.6 | 237.6 | [39 empty] | 2024-02-01 17:17 | 2026-11-30 | FALSE | FALSE
NEISO | Battery Storage | 1469 | 2023-12-12 |  |  |  | OT |  |  |  | BAT | [7 empty] | 190 | [8 empty] | Worcester | MA |  |  | The Primary Point of Interconnection will be located on the IC’s property (Lat, long: 42°21'44.53"N, 72° 2'22.57"W) by tapping the 115-kV Line A127-4 (Barre-Paxton) at approx. 6km from Barre Substation owned by MA_NGRID. |  | 2027-01-31 | [33 empty] | 2024-02-15 |  |  |  |  | G | 190 | 190 | [39 empty] | 2024-02-15 10:30 | 2026-11-30 | FALSE | FALSE
NEISO | Battery Storage | 1468 | 2023-12-12 |  |  |  | OT |  |  |  | BAT | [7 empty] | 76 | [8 empty] | Plymouth | MA |  |  | The Primary Point of Interconnection will be located on the IC’s property (Lat, long: 41°58'7.22"N, 71° 1'18.59"W) by tapping the 115-kV Line U6-4 (Bridgewater-Raynham) at approx. 7,87 Km from Bridgewater Substation. The Alternative Point of Interconnection will be a direct interconnection to the 115-kV bus at Bridgewater Substation owned by MA_NGRID. |  | 2027-01-31 | [33 empty] | 2024-01-26 |  |  |  |  | G | 76 | 76 | [39 empty] | 2024-01-26 17:05 | 2026-11-30 | FALSE | FALSE
NEISO | Battery Storage | 1467 | 2023-12-12 |  |  |  | OT |  |  |  | BAT | [7 empty] | 69.4 | [8 empty] | Worcester | MA |  |  | National Grid 69KV Meadow Street 552 Substation |  | 2026-10-31 |  | In Progress | Not Started | [35 empty] | G | 69.4 | 69.4 | [5 empty] | Under Study | [33 empty] | 2024-12-18 15:54 | 2026-09-30 | FALSE | FALSE
NEISO | Winslow-County Rd Lakewood 115 kV SS - Winslow-County Rd-Lakewood 2 DG Study | 1466 | 2023-12-05 |  |  |  | PV |  |  |  | SUN | [7 empty] | 22.96 | [8 empty] | Kennebec/Somerset | ME |  |  | CMP Winslow-County Rd Lakewood 115 kV substation |  | 2024-12-31 | [38 empty] | G | 22.96 | 22.96 | [39 empty] | 2024-06-11 14:02 | 2024-12-31 | TRUE | FALSE
NEISO | Augusta E/Puddledock/Bowman St 115 kV SS - Midcoast Area DG Study | 1465 | 2023-12-05 |  |  |  | OT |  |  |  | SUN BAT | [7 empty] | 27.53 | [8 empty] | Kennebec | ME |  |  | CMP Augusta E/Puddledock/Bowman St 115 kV substation |  | 2024-12-31 | [38 empty] | G | 27.53 | 27.53 | [39 empty] | 2024-06-11 14:01 | 2024-12-31 | TRUE | FALSE
NEISO | Wind Repower | 1464 | 2023-12-05 |  |  |  | WT |  |  |  | WND | [7 empty] | 0 | [8 empty] | Caledonia | VT |  |  | VELCO, 115kV, Sheffield Substation 44.663509, -72.123160 |  | 2026-12-31 |  |  | In Progress | [35 empty] | G | 35.2 | 35.2 | [5 empty] | Under Study | [33 empty] | 2024-02-05 12:59 | 2026-11-16 | FALSE | FALSE
NEISO | EE Valley DG Group Study | 1463 | 2023-11-22 |  |  |  | PV |  |  |  | SUN | [7 empty] | 8 | [8 empty] | Plymouth | MA |  |  | EE Valley 715 substation |  | 2026-12-31 | [38 empty] | G | 8 | 8 | [39 empty] | 2023-11-27 14:33 | 2026-12-31 | FALSE | FALSE
NEISO | Battery Storage | 1462 | 2023-11-27 |  |  |  | OT |  |  |  | BAT | [7 empty] | 115 | [8 empty] | Norfolk | MA |  |  | Tap on Belmont 115 kV - Stoughton Tap 115 kV Line with three breaker ring bus scheme. POI is located at the 1.75 miles from Stoughton 115kV substation and the 2.8 miles from Belmont Substation. Latitude: 42.09564, Longitude: -71.08200 |  | 2029-12-20 | [33 empty] | 2024-02-20 |  |  |  |  | G | 115 | 115 | [39 empty] | 2024-02-20 09:44 | 2029-11-25 | FALSE | FALSE
NEISO | Battery Addition | 1461 | 2023-10-18 |  |  |  | OT |  |  |  | KER BAT | [7 empty] | 1.498 | [8 empty] | Rockingham | NH |  |  | 400 Gosling Road, Portsmouth, New Hampshire. The project will interconnect to the 115kV Bus 1 & 2 at Schiller Substation, directly adjacent to the project’s proposed location on the former coal storage space directly to the southeast of Schiller Substation. |  | 2025-09-01 |  | In Progress | [36 empty] | G | 165.38 | 169.25 | [5 empty] | Under Study | [33 empty] | 2024-05-01 10:19 | 2025-08-01 | FALSE | FALSE
NEISO | Battery Storage | 1460 | 2023-10-12 |  |  |  | OT |  |  |  | BAT | [7 empty] | 706.3 | [8 empty] | Bristol | MA |  |  | Primary POI: NG Brayton Point 345kV substation Alternate POI: Customer built substation with a tap into the west-most 345kV line exiting the NG 345kV Brayton Point substation |  | 2027-09-30 |  | Not Started | [36 empty] | G | 706.3037 | 706.3037 | [5 empty] | Under Study | [33 empty] | 2024-09-25 16:47 | 2027-09-15 | FALSE | FALSE
NEISO | Bath 115 kV SS - Midcoast Area DG Study | 1459 | 2023-10-02 |  |  |  | PV |  |  |  | SUN | [7 empty] | 3.43 | [8 empty] | Lincoln | ME |  |  | CMP Bath 115 kV Substation |  | 2024-12-31 | [38 empty] | G | 3.43 | 3.43 | [39 empty] | 2023-11-21 13:37 | 2024-12-31 | TRUE | FALSE
NEISO | Lincolnville 115 kV SS - Midcoast Area DG Study | 1458 | 2023-10-02 |  |  |  | PV |  |  |  | SUN | [7 empty] | 4.95 | [8 empty] | Lincoln | ME |  |  | CMP - Lincolnville 115 kV Substation |  | 2024-12-31 | [38 empty] | G | 4.95 | 4.95 | [39 empty] | 2023-11-21 13:37 | 2024-12-31 | TRUE | FALSE
NEISO | Mason 115 kV SS - Midcoast Area DG Study | 1457 | 2023-10-02 |  |  |  | PV |  |  |  | SUN | [7 empty] | 3.94 | [8 empty] | Lincoln | ME |  |  | CMP Mason 115 kV Substation |  | 2024-12-31 | [38 empty] | G | 3.94 | 3.94 | [39 empty] | 2023-11-21 13:37 | 2024-12-31 | TRUE | FALSE
NEISO | Topsham 115 kV SS - Midcoast Area DG Study | 1456 | 2023-10-02 |  |  |  | PV |  |  |  | SUN | [7 empty] | 3.94 | [8 empty] | Waldo/Sagadahoc | ME |  |  | CMP Topsham 115 kV Substation |  | 2024-12-31 | [38 empty] | G | 3.94 | 3.94 | [39 empty] | 2023-11-21 13:36 | 2024-12-31 | TRUE | FALSE
NEISO | Highland/Park St 115 kV SS - Midcoast Area DG Study | 1455 | 2023-10-02 |  |  |  | PV |  |  |  | SUN | [7 empty] | 2 | [8 empty] | Knox | ME |  |  | CMP Highland/Park St 115 kV Substation |  | 2024-12-31 | [38 empty] | G | 2 | 2 | [39 empty] | 2023-11-21 13:36 | 2024-12-31 | TRUE | FALSE
NEISO | Newcastle 115 kV SS - Midcoast Area DG Study | 1454 | 2023-10-02 |  |  |  | PV |  |  |  | SUN | [7 empty] | 16.58 | [8 empty] | Cumberland/Kennedbec/Sagadahoc/Lincoln | ME |  |  | CMP Newcastle 115 kV Substation |  | 2024-12-31 | [38 empty] | G | 16.58 | 16.58 | [39 empty] | 2023-11-21 13:35 | 2024-12-31 | TRUE | FALSE
NEISO | Coopers Mills 115 kV SS - Midcoast Area DG Study | 1453 | 2023-10-02 |  |  |  | PV |  |  |  | SUN | [7 empty] | 2.88 | [8 empty] | Lincoln | ME |  |  | CMP Coopers Mills 115 kV Substation |  | 2024-12-31 | [38 empty] | G | 2.88 | 2.88 | [39 empty] | 2023-11-21 13:34 | 2024-12-31 | TRUE | FALSE
NEISO | Battery Storage | 1452 | 2023-10-05 |  |  |  | OT |  |  |  | BAT | [7 empty] | 151.286 | [8 empty] | Worcester | MA |  |  | The Primary Point of Interconnection will be a new 3-breaker-ring bus located on the IC’s property (Lat, long: 42.322909, -71.984654) which connects to T line A127-4 at 115 KV (Barre Substation to Paxton Substation). The POI distance following the T Line is approximately 7.66 miles from the Barre Substation and approximately 3.04 miles from the Paxton Substation. The Alternative Point of Interconnection will be a new 3-breaker ring bus located on the IC’s property (Lat, long: 42.322909, -71.984654) which connects to T line B128-5 at 115 KV (Treasure Valley Substation to Barre Substation). The POI distance following the T Line is approximately 0.2 miles from the Treasure Valley Substation and 7.66 miles from the Barre Substation. |  | 2027-05-28 |  | In Progress | [31 empty] | 2024-08-08 |  |  |  |  | G | 151.286 | 151.286 | [5 empty] | Under Study | [33 empty] | 2024-08-12 10:26 | 2027-03-26 | FALSE | FALSE
NEISO | Offshore wind | 1451 | 2023-10-05 |  |  |  | WT |  |  |  | WND | [7 empty] | 1309 | [9 empty] | MA |  |  | Primary: Pottersville 115kV Substation, Secondary: Bridgewater 345kV Substation |  | 2030-09-27 |  | Not Started | [31 empty] | 2024-07-30 |  |  |  |  | G | 1309 | 1309 | [5 empty] | Under Study | [33 empty] | 2024-07-30 11:46 | 2029-12-27 | FALSE | FALSE
NEISO | Woodstock 115 kV SS - Roxbury-Rumford-Woodstock Area DG Study | 1450 | 2023-09-29 |  |  |  | PV |  |  |  | SUN | [7 empty] | 1.623 | [8 empty] | Oxford | ME |  |  | CMP Woodstock 115 kV Substation |  | 2024-12-15 | [38 empty] | G | 1.623 | 1.623 | [39 empty] | 2023-11-21 13:33 | 2024-12-15 | TRUE | FALSE
NEISO | Sturtevant 115 kV SS - Sturtevant-Leeds-Livermore-Ludden-Riley Area Study | 1449 | 2023-09-29 |  |  |  | PV |  |  |  | SUN | [7 empty] | 12.949 | [8 empty] | Franklin | ME |  |  | CMP Sturtevant 115 kV Substation |  | 2024-12-30 | [38 empty] | G | 12.949 | 12.949 | [39 empty] | 2023-11-21 13:33 | 2024-06-01 | TRUE | FALSE
NEISO | Ludden Lane 115 kV SS - Sturtevant-Leeds-Livermore-Ludden-Riley Area DG Study | 1448 | 2023-09-29 |  |  |  | PV |  |  |  | SUN | [7 empty] | 1.999 | [8 empty] | Oxford | ME |  |  | CMP Ludden Lane 115 kV Substation |  | 2024-06-01 | [38 empty] | G | 1.999 | 1.999 | [39 empty] | 2023-11-21 13:32 | 2024-06-01 | TRUE | FALSE
NEISO | Leeds 115 kV SS - Sturtevant-Leeds-Livermore-Ludden-Riley Area DG Study | 1447 | 2023-09-29 |  |  |  | PV |  |  |  | SUN | [7 empty] | 4.999 | [8 empty] | Androscoggin | ME |  |  | CMP Leeds 115 kV Substation |  | 2024-09-01 | [38 empty] | G | 4.999 | 4.999 | [39 empty] | 2023-11-21 13:31 | 2024-09-01 | TRUE | FALSE
NEISO | Raymond 115 kV SS - Raymond Area DG Study | 1446 | 2023-09-29 |  |  |  | PV |  |  |  | SUN | [7 empty] | 25.07 | [8 empty] | Cumberland | ME |  |  | CMP Raymond 115 kV Substation |  | 2025-06-20 | [38 empty] | G | 25.07 | 25.07 | [39 empty] | 2024-06-28 16:01 | 2024-09-01 | TRUE | FALSE
NEISO | Solar | 1445 | 2023-09-21 |  |  |  | PV |  |  |  | SUN | [7 empty] | 51.5 | [8 empty] | Somerset | ME |  |  | The CMP 115 kV Chase Pond substation being built on Section 222. |  | 2027-12-15 | [33 empty] | 2023-12-15 |  |  |  |  | G | 51.5 | 51.5 | [39 empty] | 2023-12-15 16:31 | 2027-10-15 | FALSE | FALSE
NEISO | Battery Storage | 1444 | 2023-09-21 |  |  |  | OT |  |  |  | BAT | [7 empty] | 250 | [8 empty] | Norfolk | MA |  |  | National Grid’s 115kV South Wrentham substation |  | 2027-09-15 | [33 empty] | 2023-11-06 |  |  |  |  | G | 250 | 250 | [39 empty] | 2023-11-06 13:51 | 2027-07-15 | FALSE | FALSE
NEISO | Battery Storage | 1443 | 2023-09-20 |  |  |  | OT |  |  |  | BAT | [7 empty] | 200 | [8 empty] | Rockingham | NH |  |  | Project will interconnect will be a shared facility at QP-1428's POI - via tap at existing 115 kV line between Eversource 115kV Scobie Pond - Pulpit Rock Line A184 115kV. |  | 2026-12-30 | [33 empty] | 2023-11-20 |  |  |  |  | G | 202.6914 | 202.6914 | [39 empty] | 2023-11-20 11:57 | 2026-12-01 | FALSE | FALSE
NEISO | Battery Storage | 1442 | 2023-09-18 |  |  |  | OT |  |  |  | BAT | [7 empty] | 151.576 | [8 empty] | Bristol | MA |  |  | Primary: Eversource 115 kV Cross Road Line 111, alternate: line 109 |  | 2027-05-31 |  | Not Started | [31 empty] | 2024-09-04 |  |  |  |  | G | 151.576 | 151.576 | [5 empty] | Under Study | [33 empty] | 2024-09-04 13:41 | 2027-03-31 | FALSE | FALSE
NEISO | Battery Storage | 1441 | 2023-09-18 |  |  |  | OT |  |  |  | BAT | [7 empty] | 103 | [8 empty] | Hampden | MA |  |  | Eversource Southwick Substation (115 KV) |  | 2027-05-31 | [33 empty] | 2023-11-02 |  |  |  |  | G | 103 | 103 | [39 empty] | 2023-11-02 12:17 | 2027-03-26 | FALSE | FALSE
NEISO | Battery Storage | 1440 | 2023-09-18 |  |  |  | OT |  |  |  | BAT | [7 empty] | 151.556 | [8 empty] | Hampden | MA |  |  | The Primary Point of Interconnection will be a new 3-breaker ring bus located on the IC’s property connecting to Eversource T line 1314 (Agawam to Chicopee) at 115 KV. The POI substation would be 3.39 miles from the Chicopee Substation and 3.66 miles from the Agawam substation. The electric line placement percentage from the Chicopee substation is 48%. Alternative POI: The Alternative Point of Interconnection will be a new 3-breaker ring bus located on the IC’s property connecting to T line 1904 (Piper to Memorial Drive) at 115 KV |  | 2027-05-31 |  | In Progress | [36 empty] | G | 151.556 | 151.556 | [5 empty] | Under Study | [33 empty] | 2024-04-22 17:11 | 2027-03-26 | FALSE | FALSE
NEISO | Battery Storage | 1439 | 2023-09-18 |  |  |  | OT |  |  |  | BAT | [7 empty] | 151.306 | [8 empty] | Hampshire | MA |  |  | The Primary Point of Interconnection will be a new 3-breaker ring bus located on the IC’s property which connects to Eversource T line 1113 (Fairmont to Tillson) at 115 KV. The break in the line will take place 4.52 miles from the Fairmont Substation and 10.55 miles from the Tillson substation. The distance from the line break to the 3-breaker ring bus located on the IC’s property will be approximately 0.22 miles. The approximate latitude/longitude coordinates of the 3-breaker ring bus is 42.249111, -72.533752. The Alternative Point of Interconnection will be a new 3-breaker ring bus located on the IC’s property which connects to Eversource T line 1134 (Fairmont to Five Corners) at 115 KV. The break in the line will take place 4.52 miles from the Fairmont Substation and 0.11 miles from the Five Corners Substation. The distance from the line break to the 3-breaker ring bus located on the IC’s property will be approximately 0.22 miles. The approximate latitude/longitude coordinates of the 3-breaker ring bus is 42.249111, -72.533752. |  | 2027-05-31 |  | Document Posted | [31 empty] | 2024-10-29 |  |  |  |  | G | 151.306 | 151.306 | [5 empty] | Under Study | [33 empty] | 2024-10-29 16:12 | 2027-03-26 | FALSE | FALSE
NEISO | Solar | 1438 | 2023-10-10 |  |  |  | PV |  |  |  | SUN | [7 empty] | 15.58 | [8 empty] | York | ME |  |  | CMP 34.5 kV, Section 182 |  | 2024-12-31 | [33 empty] | 2023-12-11 |  |  |  |  | G | 15.58 | 15.58 | [39 empty] | 2023-12-12 09:15 | 2024-12-15 | FALSE | FALSE
NEISO | Battery Storage | 1437 | 2023-08-31 |  |  |  | OT |  |  |  | BAT | [7 empty] | 103.32 | [8 empty] | New London | CT |  |  | Montville to Gales Ferry 115kV line 1787, approximately 0.5mi north of Montville Substation |  | 2029-02-01 |  |  | Not Started | [35 empty] | G | 103.32 | 103.5 | [5 empty] | Under Study | [33 empty] | 2024-01-02 13:47 | 2029-01-15 | FALSE | FALSE
NEISO | Battery Storage | 1436 | 2023-08-29 |  |  |  | OT |  |  |  | BAT | [7 empty] | 300 | [8 empty] | New London | CT |  |  | Line tap of the Eversource 1235 115 kV Line approximately 1200’ from Uncasville 115kV SS |  | 2028-06-01 |  | Not Started | [36 empty] | G | 300 | 300 | [5 empty] | Under Study | [33 empty] | 2024-01-02 13:45 | 2028-04-01 | FALSE | FALSE
NEISO | Non-controllable objective ETU to enable additional 1200 MW (to QP1309) injection near Millstone sub | 1435 | 2023-08-21 | [15 empty] | 1200 | [8 empty] | New London | CT |  |  |  |  | 2030-12-30 |  |  | Not Started | [30 empty] | 2024-11-12 |  |  |  |  | ETU | [7 empty] | Under Study | [33 empty] | 2024-11-13 11:57 | 2030-05-01 | FALSE | FALSE
NEISO | Battery Storage | 1434 | 2023-08-15 |  |  |  | OT |  |  |  | BAT | [7 empty] | 160 | [8 empty] | Franklin | MA |  |  | Lat Long is 42.6254349775399, -72.56881378900127 The NG Harriman - Montague 115 kV line (Y-177) Distances: 3.35 miles to Montague and 20.67 miles to Harriman |  | 2027-12-31 |  | Not Started | [31 empty] | 2024-06-19 |  |  |  |  | G | 160 | 160 | [39 empty] | 2024-06-20 12:13 | 2027-10-31 | FALSE | FALSE
NEISO | Battery Storage | 1433 | 2023-08-15 |  |  |  | OT |  |  |  | BAT | [7 empty] | 100 | [8 empty] | Hampden | MA |  |  | Lat Long is 42.13610456666797, -72.27784889556564 This is the National Grid's Little Red Road - Palmer 115 kV line (W-175). The POI is approximately 1.56 miles (23.9%) from the Palmer substation and 4.97 miles (76.1%) to the Little Rest Road substation |  | 2027-12-31 |  | Not Started | [31 empty] | 2024-06-19 |  |  |  |  | G | 100 | 100 | [39 empty] | 2024-06-20 12:12 | 2027-10-31 | FALSE | FALSE
NEISO | Battery Storage | 1432 | 2023-08-11 |  |  |  | OT |  |  |  | BAT | [7 empty] | 256.53 | [8 empty] | New London | CT |  |  | Direct tap into the 115kV Uncasville Substation |  | 2028-09-30 |  |  | In Progress | [30 empty] | 2024-08-15 |  |  |  |  | G | 256.53 | 256.98 | [39 empty] | 2024-08-15 11:21 | 2028-09-15 | FALSE | FALSE
NEISO | Battery Storage | 1431 | 2023-08-09 |  |  |  | OT |  |  |  | BAT | [7 empty] | 7 | [8 empty] | Hartford | CT |  |  | Eversource Northwest Hartford 2N |  | 2024-12-29 | [38 empty] | G | 7 | 7 | [39 empty] | 2023-08-09 12:46 | 2024-12-01 | FALSE | FALSE
NEISO | Battery Storage | 1430 | 2023-08-09 |  |  |  | OT |  |  |  | BAT | [7 empty] | 237.545 | [8 empty] | Bristol | MA |  |  | 115 kV line C181N - Circuit 1. Alternate POI : 345 kV line 327 - Circuit 1 |  | 2027-10-17 |  | Not Started | [36 empty] | G | 237.545 | 237.545 | [5 empty] | Under Study | [33 empty] | 2024-04-25 15:43 | 2027-09-16 | FALSE | FALSE
NEISO | Wind | 1429 | 2023-08-08 |  |  |  | WT |  |  |  | WND | [7 empty] | 197.4 | [8 empty] | Aroostook | ME |  |  | CMP Orrington - Albion Road 345kV line |  | 2028-10-01 | [38 empty] | G | 197.4 | 197.4 | [39 empty] | 2023-08-11 12:42 | 2028-05-01 | FALSE | FALSE
NEISO | Solar | 1428 | 2023-07-25 |  |  |  | PV |  |  |  | SUN | [7 empty] | 101.549 | [8 empty] | Rockingham | NH |  |  | A tap at existing 115 kV line between Eversource 115kV Scobie Pond - Pulpit Rock Line A184 115kV. * The new tap will be located at approx. 42.9292184N, -71.2567898W and along a ~6 mile segment of Line A184 (approx. 4.9 miles northeast of Scobie Pond and approx. 1.1 miles southwest of Pulpit Rock). |  | 2025-12-30 |  |  | Not Started | [35 empty] | G | 101.549 | 101.549 | [5 empty] | Under Study | [33 empty] | 2024-11-05 14:06 | 2025-12-01 | FALSE | FALSE
NEISO | Solar | 1427 | 2023-07-21 |  |  |  | PV |  |  |  | SUN | [7 empty] | 253.61 | [8 empty] | York | ME |  |  | Lebanon, Maine Line 391 Buxton Sub (CMP) to Scobie Pond (Eversource). GPS coordinates of the POI: 43°22'51.59"N, 70°55'57.74"W. ** This new tap is located approximately 27.8 miles southwest of Buxton substation and approx. 39.9 miles northeast of the Scobie Pond substation. |  | 2027-10-01 |  | Document Posted | Not Started | [35 empty] | G | 253.6103 | 253.6103 | [5 empty] | Under Study | [33 empty] | 2024-11-05 14:03 | 2027-07-01 | FALSE | FALSE
NEISO | Battery Storage | 1426 | 2023-07-14 |  |  |  | OT |  |  |  | BAT | [7 empty] | 528.75 | [8 empty] | Bristol | MA |  |  | Primary POI is a direct tap into the Pottersville substation in Somerset, MA utilizing shared interconnection facilities with QP1412. Secondary POI is a direct tap into the Pottersville substation. Tertiary POI is a customer substation with a tap into the "Bell Rock Road 118 to Pottersville Station 115 kV" line, 1/2 mile east of the Pottersville substation. |  | 2028-03-31 |  | Not Started | [31 empty] | 2024-12-10 |  |  |  |  | G | 528.75 | 529.61 | [5 empty] | Under Study | [33 empty] | 2024-12-10 17:23 | 2028-03-15 | FALSE | FALSE
NEISO | Battery Storage | 1425 | 2023-07-10 |  |  |  | OT |  |  |  | BAT | [7 empty] | 151.596 | [8 empty] | Hampden | MA |  |  | Western Massachusetts Electric Co South Agawam Switching Station (115 kv) via a new breaker bay |  | 2026-10-01 |  | Not Started | [31 empty] | 2024-09-04 |  |  |  |  | G | 151.596 | 151.596 | [5 empty] | Under Study | [33 empty] | 2024-09-04 13:42 | 2026-07-01 | FALSE | FALSE
NEISO | Battery Storage | 1424 | 2023-07-10 |  |  |  | OT |  |  |  | BAT | [7 empty] | 41.2 | [8 empty] | Worcester | MA |  |  | New England Power Company Westminster Switching Station (69KV Line) |  | 2026-09-01 | [33 empty] | 2023-08-15 |  |  |  |  | G | 41.2 | 41.2 | [39 empty] | 2023-08-15 14:32 | 2026-06-01 | FALSE | FALSE
NEISO | Battery Storage | 1423 | 2023-07-10 |  |  |  | OT |  |  |  | BAT | [7 empty] | 121.6 | [8 empty] | Worcester | MA |  |  | The Primary Point of Interconnection will be a new 3-breaker ring bus located on the IC’s property which will connect to National Grid T-Line H160 (Northboro Rd to Hudson) at 115 KV. The approximate line-break location will be 0.26 miles from Northboro Rd substation and 7.92 miles from Hudson Substation. The Alternative POI will be a new 3-breaker ring bus located on the IC’s property which connects to T-Line N166 (Northboro Rd to N.Marloboro) at 115 KV. |  | 2026-09-01 |  | In Progress | [31 empty] | 2024-09-04 |  |  |  |  | G | 121.6 | 121.6 | [5 empty] | Under Study | [33 empty] | 2024-09-25 16:46 | 2026-06-01 | FALSE | FALSE
NEISO | Battery Storage | 1422 | 2023-07-07 |  |  |  | OT |  |  |  | BAT | [7 empty] | 326 | [8 empty] | Hartford | CT |  |  | Barbour Hill Substation 115kV direct connection ( 41.854810, -72.528106) |  | 2029-02-02 |  | Not Started | [36 empty] | G | 326 | 326 | [5 empty] | Under Study | [33 empty] | 2024-04-25 12:37 | 2028-12-01 | FALSE | FALSE
NEISO | Battery Storage | 1421 | 2023-07-06 |  |  |  | OT |  |  |  | BAT | [7 empty] | 175.67 | [8 empty] | Bristol | MA |  |  | 41.987864, -71.265095 Tapping to National Grid 115kV line C181 |  | 2024-09-08 |  | In Progress | [31 empty] | 2024-01-26 |  |  |  |  | G | 175.67 | 175.67 | [5 empty] | Under Study | [33 empty] | 2024-01-26 16:59 | 2024-08-08 | FALSE | FALSE
NEISO | Battery Storage | 1420 | 2023-06-29 |  |  |  | OT |  |  |  | BAT | [7 empty] | 175.097 | [8 empty] | New London | CT |  |  | Existing Eversource 115kV structure on Line 1410, West of 39 Dock Road (41.430126, -72.103424). |  | 2027-12-31 |  | In Progress | [36 empty] | G | 175.097 | 175.097 | [5 empty] | Under Study | [33 empty] | 2024-09-24 09:34 | 2027-09-30 | FALSE | FALSE
NEISO | Battery Storage | 1419 | 2023-06-28 |  |  |  | OT |  |  |  | BAT | [7 empty] | 108.7 | [8 empty] | Bristol | MA |  |  | National Grid 115KV Bates Street Substation |  | 2027-04-01 |  | Not Started | [31 empty] | 2024-03-06 |  |  |  |  | G | 108.7 | 108.7 | [5 empty] | Under Study | [33 empty] | 2024-03-06 12:41 | 2027-03-01 | FALSE | FALSE
NEISO | Battery Storage | 1418 | 2023-06-27 |  |  |  | OT |  |  |  | BAT | [7 empty] | 108.7 | [8 empty] | Providence | RI |  |  | 115KV Line Q143S-2 between Woonsocket and Franklin Square substations, approximately 10 miles from Woonsocket substation. |  | 2027-04-01 |  | In Progress | [31 empty] | 2023-11-30 |  |  |  |  | G | 108.7 | 108.7 | [5 empty] | Under Study | [33 empty] | 2023-12-05 08:47 | 2027-03-01 | FALSE | FALSE
NEISO | Battery Storage | 1417 | 2023-06-26 |  |  |  | OT |  |  |  | BAT | [7 empty] | 300 | [8 empty] | Windham | CT |  |  | Eversource 115kV Killingly Substation |  | 2028-06-01 |  | In Progress | [31 empty] | 2024-12-11 |  |  |  |  | G | 300 | 300 | [5 empty] | Under Study | [33 empty] | 2024-12-11 13:07 | 2028-04-01 | FALSE | FALSE
NEISO | Battery Storage | 1416 | 2023-06-26 |  |  |  | OT |  |  |  | BAT | [7 empty] | 196 | [8 empty] | Hampshire | MA |  |  | Eversource 115 KV Line Number 1447 |  | 2027-05-19 | [33 empty] | 2023-08-08 |  |  |  |  | G | 196 | 196 | [39 empty] | 2023-08-09 08:34 | 2027-05-12 | FALSE | FALSE
NEISO | Battery Storage | 1415 | 2023-06-20 |  |  |  | OT |  |  |  | BAT | [7 empty] | 261.9 | [8 empty] | Worcester | MA |  |  | POI interconnection coordinates: 42.471953, -71.734165 Interconnecting to National Grid 345kV line (line ID: 343) via line tap (approx. 8.5 mi from Wachusett Substation and 14.9 mi from Sandy Pond Substation). |  | 2024-08-12 |  | Not Started | [31 empty] | 2024-09-26 |  |  |  |  | G | 261.9 | 261.9 | [5 empty] | Under Study | [33 empty] | 2024-09-26 13:15 | 2024-07-12 | FALSE | FALSE
NEISO | Individual @ Piper | 1414 | 2023-06-19 |  |  |  | FC |  |  |  | FC | [7 empty] | 4.1 | [8 empty] | Hampden | MA |  |  | EE Piper 21N |  | 2026-12-31 | [38 empty] | G | 4.1 | 4.1 | [39 empty] | 2023-06-20 16:24 | 2026-12-31 | FALSE | FALSE
NEISO | Group @ Orchard | 1413 | 2023-06-19 |  |  |  | OT |  |  |  | SUN BAT | [7 empty] | 4.04 | [8 empty] | Hampden | MA |  |  | EE Orchard 27A |  | 2026-12-31 | [38 empty] | G | 4.04 | 4.04 | [39 empty] | 2023-06-20 16:21 | 2026-12-31 | FALSE | FALSE
NEISO | Battery Storage | 1412 | 2023-06-20 |  |  |  | OT |  |  |  | BAT | [7 empty] | 179.47 | [8 empty] | Bristol | MA |  |  | Direct tap into the Pottersville Substation in Somerset, MA |  | 2027-09-30 |  | Not Started | [36 empty] | G | 179.47 | 179.84 | [5 empty] | Under Study | [33 empty] | 2023-09-20 09:49 | 2027-09-15 | FALSE | FALSE
NEISO | 1200 MW controllable ETU - unidirectional | 1411 | 2023-06-20 | [15 empty] | 1200 | [8 empty] | Middlesex | MA |  |  | Eversource Mystic 345 kV Substation |  | 2032-05-31 | [33 empty] | 2023-08-17 |  |  |  |  | ETU | [41 empty] | 2023-08-17 09:18 | 2031-12-31 | FALSE | FALSE
NEISO | Individual @ Amherst | 1410 | 2023-06-13 |  |  |  | OT |  |  |  | BAT | [7 empty] | 2 | [8 empty] | Hampshire | MA |  |  | EE Amherst 17K |  | 2024-12-31 | [38 empty] | G | 2 | 2 | [39 empty] | 2023-06-16 16:40 | 2024-12-01 | FALSE | FALSE
NEISO | Individual @ Montague | 1409 | 2023-06-13 |  |  |  | OT |  |  |  | BAT | [7 empty] | 4.99 | [8 empty] | Franklin | MA |  |  | EE MONTAGUE 21C |  | 2024-12-31 | [38 empty] | G | 4.99 | 4.99 | [39 empty] | 2023-06-16 16:37 | 2024-12-01 | FALSE | FALSE
NEISO | Individual @ Partridge | 1408 | 2023-06-13 |  |  |  | OT |  |  |  | SUN BAT | [7 empty] | 4 | [8 empty] | Berkshire | MA |  |  | EE Partridge 15E1 |  | 2024-12-31 | [38 empty] | G | 4 | 4 | [39 empty] | 2023-06-16 16:34 | 2024-12-01 | FALSE | FALSE
NEISO | EE Group @ Blandford | 1407 | 2023-06-13 |  |  |  | OT |  |  |  | SUN BAT | [7 empty] | 28.936 | [8 empty] | Hampshire | MA |  |  | EE BLANDFORD 19J |  | 2024-12-31 | [38 empty] | G | 28.926 | 28.936 | [39 empty] | 2023-06-16 16:31 | 2024-12-01 | FALSE | FALSE
NEISO | EE Group @ Doreen | 1406 | 2023-06-13 |  |  |  | OT |  |  |  | SUN BAT | [7 empty] | 9.15 | [8 empty] | Berkshire | MA |  |  | EE Doreen 19A |  | 2024-12-31 | [38 empty] | G | 9.15 | 9.15 | [39 empty] | 2023-06-16 16:28 | 2024-12-01 | FALSE | FALSE
NEISO | EE Group @ Southwick | 1405 | 2023-06-13 |  |  |  | OT |  |  |  | SUN BAT | [7 empty] | 7 | [8 empty] | Hampden | MA |  |  | EE SOUTHWICK 29A |  | 2024-12-31 | [38 empty] | G | 7 | 7 | [39 empty] | 2023-06-16 16:26 | 2024-12-01 | FALSE | FALSE
NEISO | Individual @ French King | 1404 | 2023-06-13 |  |  |  | OT |  |  |  | SUN BAT | [7 empty] | 2.2 | [8 empty] | Franklin | MA |  |  | EE French King 21B | [40 empty] | G | 2.2 | 2.2 | [39 empty] | 2023-06-16 16:23 | 2024-12-01 | FALSE | FALSE
NEISO | Battery Storage | 1403 | 2023-06-09 |  |  |  | OT |  |  |  | BAT | [7 empty] | 304.72 | [8 empty] | Middlesex | CT |  |  | Scoville 345kV substation |  | 2026-11-20 |  | Not Started | [36 empty] | G | 304.72 | 304.72 | [5 empty] | Under Study | [33 empty] | 2023-09-19 15:33 | 2026-06-12 | FALSE | FALSE
NEISO | Battery Storage | 1402 | 2023-06-07 |  |  |  | OT |  |  |  | BAT | [7 empty] | 171.6 | [8 empty] | Hampden | MA |  |  | POI interconnection coordinates: 42.068458, -72.462254 Interconnecting to the 115kV open bay at the NGRID West Hampden substation (connecting to T3's current position). |  | 2027-06-01 |  | Not Started | [36 empty] | G | 171.6 | 171.6 | [5 empty] | Under Study | [33 empty] | 2023-09-08 14:31 | 2027-05-01 | FALSE | FALSE
NEISO | controllable 345 kV ETU - Brayton Point to Pottersville | 1401 | 2023-06-07 | [24 empty] | Bristol | MA |  |  |  |  | 2029-12-31 |  | In Progress | [36 empty] | ETU | [7 empty] | Under Study | [33 empty] | 2023-09-08 14:30 | 2029-06-30 | FALSE | FALSE
NEISO | Battery Storage | 1400 | 2023-05-18 |  |  |  | OT |  |  |  | BAT | [7 empty] | 101.97 | [8 empty] | Hartford | CT |  |  | 41.6317, -72.7289, Berlin 115 kV Substation |  | 2026-12-31 |  | In Progress | [36 empty] | G | 101.97 | 101.97 | [5 empty] | Under Study | [33 empty] | 2023-09-08 14:29 | 2026-07-31 | FALSE | FALSE
NEISO | Battery Storage | 1399 | 2023-05-18 |  |  |  | OT |  |  |  | BAT | [7 empty] | 92.438 | [8 empty] | Hampden | MA |  |  | The proposed POI is Buck Pond 115 kV substation, share gen leadline with QP1117. |  | 2027-05-31 |  |  | Not Started | [35 empty] | G | 92.438 | 92.438 | [5 empty] | Under Study | [33 empty] | 2023-09-08 14:28 | 2027-03-31 | FALSE | FALSE
NEISO | Battery Storage | 1398 | 2023-05-08 |  |  |  | OT |  |  |  | BAT | [7 empty] | 101.97 | [8 empty] | Worcester | MA |  |  | A newly constructed three-breaker ring bus that will sectionalize National Grid’s Fitzwilliam to Flagg Pond 115 kV transmission line I-135 at about 7.48 miles from the East Winchendon Substation and 6.34 miles from the Flagg Pond Substation |  | 2026-12-31 |  | Document Posted | Not Started | [30 empty] | 2024-12-03 |  |  |  |  | G | 101.97 | 101.97 | [5 empty] | Under Study | [33 empty] | 2024-12-04 09:51 | 2026-07-31 | FALSE | FALSE
NEISO | Battery Storage | 1397 | 2023-05-05 |  |  |  | OT |  |  |  | BAT | [7 empty] | 100.24 | [8 empty] | Worcester | MA |  |  | 42.31815556, -71.98500556, Treasure Valley 115 kV Substation |  | 2026-12-31 |  | Document Posted | In Progress | [35 empty] | G | 100.2358 | 100.2358 | [5 empty] | Under Study | [33 empty] | 2024-04-25 12:38 | 2026-07-31 | FALSE | FALSE
NEISO | Battery Storage | 1396 | 2023-05-05 |  |  |  | OT |  |  |  | BAT | [7 empty] | 101.97 | [8 empty] | Providence | RI |  |  | 41.82919444, -71.52111667, Hartford 115 kV Substation |  | 2026-12-31 |  | Document Posted | Not Started | [35 empty] | G | 101.97 | 101.97 | [5 empty] | Under Study | [33 empty] | 2024-03-06 14:45 | 2026-07-31 | FALSE | FALSE
NEISO | Battery Storage | 1395 | 2023-05-05 |  |  |  | OT |  |  |  | BAT | [7 empty] | 20 | [8 empty] | Hampshire | MA |  |  | National Grid 115 kV Line 1134 |  | 2027-06-30 | [33 empty] | 2023-05-22 |  |  |  |  | G | 20 | 20 | [39 empty] | 2023-10-13 16:05 | 2027-06-30 | FALSE | FALSE
NEISO | Battery Storage Addition | 1394 | 2023-05-04 |  |  |  | OT |  |  |  | BAT | [7 empty] | 0 | [8 empty] | Middlesex | CT |  |  | POI between 10F-2T-2 and 10F-1T-1 breakers on the 345 kV bus; Northeast Utilities 11631 Substation - Middletown. |  | 2026-07-01 |  |  | In Progress | [35 empty] | G | 284.05 | 284.05 | [5 empty] | Under Study | [33 empty] | 2023-09-08 14:22 | 2026-05-01 | FALSE | FALSE
NEISO | Gas Turbine | 1393 | 2023-05-03 |  |  |  | GT |  |  |  | NG | [7 empty] | 233 | [8 empty] | Fairfield | CT |  |  | Eversource Middleriver substation 115kv |  | 2026-06-01 | [33 empty] | 2023-09-13 |  |  |  |  | G | 233 | 233 | [39 empty] | 2023-09-13 11:41 | 2026-05-04 | FALSE | FALSE
NEISO | Battery Storage | 1392 | 2023-05-03 |  |  |  | OT |  |  |  | BAT | [7 empty] | 53.74 | [8 empty] | New Haven | CT |  |  | Latitude: 41.492036°, Longitude: -72.762080° -Owner: Connecticut Light and Power Company, Voltage 115 kV, Substation Name: North Wallingford 115 kV Station. |  | 2026-09-15 |  |  | Not Started | [35 empty] | G | 53.74 | 53.74 | [5 empty] | Under Study | [33 empty] | 2024-02-02 10:14 | 2026-08-15 | FALSE | FALSE
NEISO | Wind CNR | 1391 | 2023-04-28 |  |  |  | WT |  |  |  | WND | [7 empty] | 0 | [8 empty] | Washington | ME |  |  | Keene Rd Substation via through a 115kV Line 56 from Stetson Mountain115/34.5kV substation |  | 2023-11-01 |  |  | Not Required |  |  | In Progress | [32 empty] | G | 26.01 | 26.01 | [39 empty] | 2023-04-28 14:59 | 2023-11-01 | FALSE | FALSE
NEISO | Wind CNR | 1390 | 2023-04-28 |  |  |  | WT |  |  |  | WND | [7 empty] | 0 | [8 empty] | Hancock | ME |  |  | Bull Hill 115 kV Switching Station |  | 2023-11-01 |  |  | Not Required |  |  | In Progress | [32 empty] | G | 34.485 | 34.485 | [39 empty] | 2023-04-28 14:58 | 2023-11-01 | FALSE | FALSE
NEISO | Wind CNR | 1389 | 2023-04-27 |  |  |  | WT |  |  |  | WND | [7 empty] | 0 | [8 empty] | Washington | ME |  |  | Keene Rd Substation via through a 115kV Line 56 from Stetson Mountain115/34.5kV substation |  | 2023-11-01 |  |  | Not Required |  |  | In Progress | [32 empty] | G | 58.14 | 58.14 | [39 empty] | 2023-04-28 14:57 | 2023-11-01 | FALSE | FALSE
NEISO | Wind CNR | 1388 | 2023-04-27 |  |  |  | WT |  |  |  | WND | [7 empty] | 0 | [8 empty] | Penobscot | ME |  |  | Keene Rd Substation via through a 115kV Line 55 & Line 56 from Rollins Mountain115/34.5kV |  | 2023-11-01 |  |  | Not Required |  |  | In Progress | [32 empty] | G | 61.2 | 61.2 | [39 empty] | 2023-04-28 14:57 | 2023-11-01 | FALSE | FALSE
NEISO | Non-controllable objective ETU to enable 1200 MW offshore wind/300 MW solar at Crystal Springs sub | 1387 | 2023-04-27 | [24 empty] | Plymouth | MA |  |  |  |  | 2030-12-30 |  | In Progress | [31 empty] | 2024-11-12 |  |  |  |  | ETU | [7 empty] | Under Study | [33 empty] | 2024-11-13 11:56 | 2029-12-31 | FALSE | FALSE
NEISO | Battery Storage | 1386 | 2023-04-26 |  |  |  | OT |  |  |  | BAT | [7 empty] | 100 | [8 empty] | Berkshire | MA |  |  | National Grid Berkshire - Plainfield 115 kV line Lat/Long: 42.49627608454711, -73.01015449707741 |  | 2026-12-31 |  | In Progress | [31 empty] | 2024-10-04 |  |  |  |  | G | 100 | 100 | [5 empty] | Under Study | [33 empty] | 2024-10-04 10:15 | 2026-10-31 | FALSE | FALSE
NEISO | Battery Storage | 1385 | 2023-04-26 |  |  |  | OT |  |  |  | BAT | [7 empty] | 200 | [8 empty] | Worcester | MA |  |  | National Grid's: Bellows Fall (37.18 mi) - E. Winchendon Tap (2.07 mi) 115kV line (J136N) |  | 2026-12-31 |  | In Progress | [31 empty] | 2024-07-29 |  |  |  |  | G | 233 | 233 | [39 empty] | 2024-10-23 09:30 | 2026-09-01 | FALSE | FALSE
NEISO | Battery Storage | 1384 | 2023-04-26 |  |  |  | OT |  |  |  | BAT | [7 empty] | 300 | [8 empty] | Worcester | MA |  |  | National Grid's Pratts Junction - Sandy Pond L138W-2 line (115 kV). 2.92 miles from Pratts Junction and 11.95 miles from Sandy Pond (on 115 kV line). Coordinates: 42.493249051839484, -71.7028083287439 |  | 2026-12-31 |  | Document Posted | Not Started | [30 empty] | 2024-07-29 |  |  |  |  | G | 300 | 300 | [39 empty] | 2024-10-23 09:31 | 2026-09-01 | FALSE | FALSE
NEISO | Solar and Battery | 1383 | 2023-04-13 |  |  |  | PV |  |  |  | SUN BAT | [7 empty] | 139 | [8 empty] | Penoboscot | ME |  |  | 44°46'22.13"N, 68°29'5.84"W new switching station to tie into Versant 115 kV line in Clifton |  | 2028-12-31 |  | Document Posted | Not Started | [30 empty] | 2023-12-15 |  |  |  |  | G | 139 | 139 | [5 empty] | Under Study | [33 empty] | 2023-12-15 16:34 | 2028-09-01 | FALSE | FALSE
NEISO | Vineyard Offshore Wind CNR | 1382 | 2023-04-11 |  |  |  | WT |  |  |  | WND | [7 empty] | 0 | [9 empty] | MA |  |  | Eversource (NSTAR) 115kV Barnstable Switch Station (958) |  | 2025-05-26 | [38 empty] | G | 843.2 | 843.2 | [39 empty] | 2023-06-05 16:57 | 2024-01-02 | FALSE | FALSE
NEISO | 1200 MW (+/- 400 kV) HVDC External ETU | 1381 | 2023-04-11 | [15 empty] | 1200 | [8 empty] | Grafton | NH |  |  | In New Hampshire, the point of interconnection is near the old Monroe yard (AC capacitors and reactors and Phase II filters presently reside in this yard). The project will tie into the currently existing Comerford 230 kV substation. The northern section of the project will connect with the Hydro-Quebec system at the US-Canada border near Canaan, Vermont. |  | 2029-07-01 |  | In Progress | [36 empty] | ETU | [7 empty] | Under Study | [33 empty] | 2023-09-08 14:14 | 2029-01-01 | FALSE | FALSE
NEISO | Fuel Cell CNR | 1380 | 2023-04-06 |  |  |  | FC |  |  |  | FC | [7 empty] | 0 | [8 empty] | Hartford | CT |  |  | The electrical connection where Eversource's 69 kV 680 line span from pole 2742 connects to the Farmington River Power Company's 680 line at pole 2743's insulator. |  | 2024-12-12 | [5 empty] | Not Started | [32 empty] | G | 20.1 | 20.1 | [5 empty] | In Service | [33 empty] | 2025-01-07 11:08 | 2024-05-28 | FALSE | FALSE
NEISO | Solar | 1379 | 2023-04-03 |  |  |  | PV |  |  |  | SUN | [7 empty] | 218.4 | [8 empty] | Aroostook | ME |  |  | Pittsfield Station. Pittsfield 345 kV substation is located between the existing Orrington - Albion Road line (3023) near the town of Pittsfield. |  | 2028-10-31 | [38 empty] | G | 218.4 | 218.4 | [39 empty] | 2023-04-06 10:53 | 2028-09-30 | FALSE | FALSE
NEISO | Battery Storage | 1378 | 2023-04-03 |  |  |  | OT |  |  |  | BAT | [7 empty] | 105 | [8 empty] | Windsor | VT |  |  | Vermont Electric Power Company, Ascutney 115 kV. |  | 2027-04-08 |  | In Progress | [31 empty] | 2023-12-12 |  |  |  |  | G | 105 | 105 | [5 empty] | Under Study | [33 empty] | 2023-12-12 15:44 | 2027-03-08 | FALSE | FALSE
NEISO | Battery Storage | 1377 | 2023-04-03 |  |  |  | OT |  |  |  | BAT | [7 empty] | 180 | [8 empty] | Windsor | VT |  |  | Vermont Electric Power Company, Coolidge 115 kV |  | 2027-04-08 |  | In Progress | [31 empty] | 2023-12-12 |  |  |  |  | G | 180 | 180 | [5 empty] | Under Study | [33 empty] | 2023-12-12 15:43 | 2027-03-08 | FALSE | FALSE
NEISO | Battery Storage | 1376 | 2023-03-29 |  |  |  | OT |  |  |  | BAT | [7 empty] | 325.7 | [8 empty] | New Haven | CT |  |  | 115KV Line #1640 between Devon 2 & Wallingford substations, approximately 2.15 circuit miles from Wallingford substation |  | 2027-04-01 |  | Document Posted | [31 empty] | 2024-10-08 |  |  |  |  | G | 325.7 | 325.7 | [39 empty] | 2024-10-09 08:32 | 2027-03-01 | FALSE | FALSE
NEISO | Wind | 1375 | 2023-03-29 |  |  |  | WT |  |  |  | WND | [7 empty] | 217 | [8 empty] | Aroostook | ME |  |  | Pittsfield Station. Pittsfield 345 kV substation is located between the existing Orrington - Albion Road line (3023) near the town of Pittsfield. |  | 2026-12-09 | [38 empty] | G | 217 | 217 | [39 empty] | 2023-03-29 12:42 | 2026-10-08 | FALSE | FALSE
NEISO | Battery Storage | 1374 | 2023-03-28 |  |  |  | OT |  |  |  | BAT | [7 empty] | 226 | [8 empty] | Merrimack | NH |  |  | Eversource 115 kV Line C196. |  | 2027-04-07 |  | Document Posted | In Progress | [35 empty] | G | 226 | 226 | [5 empty] | Under Study | [33 empty] | 2024-10-15 16:52 | 2027-03-31 | FALSE | FALSE
NEISO | Battery Storage Increase (QP1362) | 1373 | 2023-03-15 |  |  |  | OT |  |  |  | BAT | [7 empty] | 140.48 | [8 empty] | Norfolk | MA |  |  | Eversource's West Medway 345kV station |  | 2027-11-12 |  |  | Not Started | [35 empty] | G | 743 | 743 | [5 empty] | Under Study | [33 empty] | 2023-07-25 13:23 | 2027-06-25 | FALSE | FALSE
NEISO | Non-controllable ETU - bi-directional | 1372 | 2023-03-15 | [24 empty] | Lincoln | ME |  |  | New 345 kV Transmission Line from Maine Yankee 345 Substation (existing) to Coopers Mills 345 Substation (existing) |  | 2028-06-01 | [33 empty] | 2023-05-03 |  |  |  |  | ETU | [41 empty] | 2023-05-03 09:10 | 2028-06-01 | FALSE | FALSE
NEISO | Non-controllable ETU - N to S flow only | 1371 | 2023-03-10 | [24 empty] | Somerset /Lincoln | ME |  |  | New Pittsfield Substation lat/long 44.795/-69.386 Existing Coopers Mills 345 kV Station lat/long 44.2966/-69.556771 |  | 2028-06-01 | [38 empty] | ETU | [41 empty] | 2023-04-05 15:55 | 2028-06-01 | FALSE | FALSE
NEISO | 1200 MW non-controllable ETU - N to S flow only | 1370 | 2023-03-10 | [15 empty] | 1200 | [8 empty] | Aroostook/Somerset | ME |  |  | Transmission line connects between the new Aroostook station and Pittsfield station. Pittsfield 345 kV substation is located between the existing Orrington - Albion Road line in Somerset county at Lat/Long 44.795/-69.386. The Aroostook station will be located in Aroostook county at Lat/Long 45.7634/-68.0278 |  | 2028-06-01 | [38 empty] | ETU | [41 empty] | 2023-03-15 13:32 | 2028-06-01 | FALSE | FALSE
NEISO | Athens 115 kV SS - CMP Wyman Area Study | 1369 | 2023-03-08 |  |  |  | PV |  |  |  | SUN | [7 empty] | 1.992 | [8 empty] | Somerset | ME |  |  | CMP Athens substation, Circuit 827D2 |  | 2024-12-31 | [38 empty] | G | 1.992 | 1.992 | [39 empty] | 2023-11-21 14:10 |  | TRUE | TRUE
NEISO | Battery Storage | 1368 | 2023-03-09 |  |  |  | OT |  |  |  | BAT | [7 empty] | 240.8 | [8 empty] | Essex | MA |  |  | National Grid 115KV Line Q169 - Approximately 0.5 Miles from Lynn Substation |  | 2027-04-01 | [33 empty] | 2023-04-12 |  |  |  |  | G | 240.8 | 240.8 | [39 empty] | 2023-04-12 08:12 | 2027-03-01 | FALSE | FALSE
NEISO | Battery Storage | 1367 | 2023-03-09 |  |  |  | OT |  |  |  | BAT | [7 empty] | 271.4 | [8 empty] | Bristol | MA |  |  | National Grid 115KV Line U6 between Pottersville and Bridgewater substations - approximately 6.1 circuit miles from Bridgewater substation |  | 2027-04-01 |  | In Progress | [31 empty] | 2023-11-30 |  |  |  |  | G | 271.4 | 271.4 | [5 empty] | Under Study | [33 empty] | 2023-12-05 08:46 | 2027-03-01 | FALSE | FALSE
NEISO | Battery Storage | 1366 | 2023-03-09 |  |  |  | OT |  |  |  | BAT | [7 empty] | 200.84 | [8 empty] | Fairfield | CT |  |  | Peaceable 115 kV station |  | 2026-11-20 |  | Document Posted | [31 empty] | 2024-08-19 |  |  |  |  | G | 200.84 | 200.84 | [39 empty] | 2024-08-19 12:42 | 2026-06-12 | FALSE | FALSE
NEISO | Battery Storage | 1365 | 2023-03-09 |  |  |  | OT |  |  |  | BAT | [7 empty] | 301.26 | [8 empty] | Hampden | MA |  |  | Connect to South Agawam 115 kV switchyard |  | 2026-11-20 |  | In Progress | [36 empty] | G | 301.26 | 301.26 | [5 empty] | Under Study | [33 empty] | 2023-07-07 13:08 | 2026-06-12 | FALSE | FALSE
NEISO | Battery Storage | 1364 | 2023-03-01 |  |  |  | OT |  |  |  | BAT | [7 empty] | 401.68 | [8 empty] | Rockingham | NH |  |  | Timber Swamp Rd 345 kV station |  | 2026-11-20 |  | Document Posted | Not Started | [35 empty] | G | 401.68 | 401.68 | [5 empty] | Under Study | [33 empty] | 2024-11-05 14:04 | 2026-06-12 | FALSE | FALSE
NEISO | Battery Storage | 1363 | 2023-03-01 |  |  |  | OT |  |  |  | BAT | [7 empty] | 301.26 | [8 empty] | Hampden | MA |  |  | Ludlaw 345 kV station |  | 2026-11-20 |  | In Progress | [36 empty] | G | 301.26 | 301.26 | [5 empty] | Under Study | [33 empty] | 2024-11-05 14:07 | 2026-06-12 | FALSE | FALSE
NEISO | Battery Storage Increase (QP1238) | 1362 | 2023-02-24 |  |  |  | OT |  |  |  | BAT | [7 empty] | 301.26 | [8 empty] | Norfolk | MA |  |  | Eversource's West Medway 345kV station |  | 2027-11-12 |  |  | Not Started | [35 empty] | G | 602.52 | 602.52 | [5 empty] | Under Study | [33 empty] | 2023-07-25 13:22 | 2027-06-25 | FALSE | FALSE
NEISO | Offshore Wind | 1361 | 2023-02-24 |  |  |  | WT |  |  |  | WND | [7 empty] | 882 | [9 empty] | MA |  |  | RIE, Jepson 115 kV Substation |  | 2030-02-15 |  | In Progress | [31 empty] | 2023-09-08 |  |  |  |  | G | 882 | 882 | [39 empty] | 2023-09-08 13:05 | 2029-10-01 | FALSE | FALSE
NEISO | Battery Storage | 1360 | 2023-02-22 |  |  |  | OT |  |  |  | BAT | [7 empty] | 10 | [8 empty] | Middlesex | CT |  |  | CLP 11C Haddam, Circuit 11C13 |  | 2024-06-15 | [38 empty] | G | 10 | 10 | [39 empty] | 2023-02-23 12:56 | 2024-06-01 | FALSE | FALSE
NEISO | Fuel Cell | 1359 | 2023-02-22 |  |  |  | FC |  |  |  | FC | [7 empty] | 1.84 | [8 empty] | Hartford | CT |  |  | CLP Northwest Hartford 2N, Circuit 2N14 |  | 2024-12-31 | [38 empty] | G | 1.84 | 1.84 | [39 empty] | 2023-03-09 15:08 | 2024-11-30 | FALSE | FALSE
NEISO | Battery Storage | 1358 | 2023-02-21 |  |  |  | OT |  |  |  | BAT | [7 empty] | 100 | [8 empty] | Hartford | CT |  |  | Tap on South Windsor to Manchester 115kV line. |  | 2026-07-31 |  |  | In Progress | [35 empty] | G | 100 | 100 | [5 empty] | Under Study | [33 empty] | 2023-07-07 13:00 | 2026-06-30 | FALSE | FALSE
NEISO | Solar Increase | 1357 | 2023-02-16 |  |  |  | PV |  |  |  | SUN | [7 empty] | 5 | [8 empty] | Hartford | CT |  |  | To interconnect at the POI of Gravel Pit Solar (QP 1030 + QP 1247), as an increase to QP 1030 and QP1247, the POI is the new Gravel Pit Solar substation at the new three-breaker ring bus on the 115 kV Connecticut Light & Power Company 1200 line between Barbour Hill and Windsor Locks. |  | 2026-06-15 |  |  | Document Posted |  |  | In Progress | [32 empty] | G | 152.045 | 152.045 | [39 empty] | 2024-10-01 14:11 | 2026-05-15 | TRUE | TRUE
NEISO | (Offshore wind Increase (Q700 +Q1154) | 1356 | 2023-02-09 |  |  |  | WT |  |  |  | WND | [7 empty] | 38.8 | [9 empty] | MA |  |  | Eversource 345kV West Barnstable (921) |  | 2026-10-30 | [33 empty] | 2024-10-14 |  |  |  |  | G | 895 | 895 | [39 empty] | 2024-10-15 09:46 | 2026-03-14 | FALSE | FALSE
NEISO | Battery Storage | 1355 | 2023-02-06 |  |  |  | OT |  |  |  | BAT | [7 empty] | 136.32 | [8 empty] | New Haven | CT |  |  | POI is the Devon 115 kV Bus 2 between 7R-19T2 and 7R-23T-2 breakers |  | 2024-10-01 |  |  | Not Started | [35 empty] | G | 136.32 | 136.32 | [5 empty] | Under Study | [33 empty] | 2023-04-19 10:15 | 2024-09-01 | FALSE | FALSE
NEISO | Battery Storage | 1354 | 2023-02-06 |  |  |  | OT |  |  |  | BAT | [7 empty] | 289.29 | [8 empty] | Middlesex | CT |  |  | POI between 5A-5T-2 and 5A-6T-2; Northeast Utilities 11631 Substation - Middletown |  | 2024-10-01 | [33 empty] | 2023-04-13 |  |  |  |  | G | 289.29 | 289.29 | [39 empty] | 2023-04-13 16:07 | 2024-09-01 | FALSE | FALSE
NEISO | Battery Storage | 1353 | 2023-02-06 |  |  |  | OT |  |  |  | BAT | [7 empty] | 289.29 | [8 empty] | New London | CT |  |  | Montville 4J between 4J-11T-2 and 4J-12T-2. Interconnected with Montville Unit 6. New Montville Unit 6 Generator breaker will be installed for sync control. |  | 2024-10-01 |  |  | Not Started | [35 empty] | G | 289.29 | 289.29 | [5 empty] | Under Study | [33 empty] | 2023-04-19 13:45 | 2024-09-01 | FALSE | FALSE
NEISO | Battery Storage | 1352 | 2023-02-06 |  |  |  | OT |  |  |  | BAT | [7 empty] | 262.68 | [8 empty] | New Haven | CT |  |  | POI: East Shore Substation 115 kV |  | 2024-10-01 |  |  | Not Started | [35 empty] | G | 262.68 | 262.68 | [5 empty] | Under Study | [33 empty] | 2023-07-07 12:59 | 2024-09-01 | FALSE | FALSE
NEISO | Battery Storage | 1351 | 2023-02-06 |  |  |  | OT |  |  |  | BAT | [7 empty] | 156.24 | [8 empty] | Fairfield | CT |  |  | Owner: UI, Substation: Singer 345 kV |  | 2027-10-01 |  |  | In Progress | [35 empty] | G | 156.24 | 156.24 | [5 empty] | Under Study | [33 empty] | 2023-07-07 12:58 | 2027-08-01 | FALSE | FALSE
NEISO | 1200 MW Controllable ETU | 1350 | 2023-01-31 | [15 empty] | 1200 | [9 empty] | RI |  |  | POI at Rhode Island Energy's Kent county Substations, See assocation reference drawings |  | 2029-12-31 | [33 empty] | 2023-08-24 |  |  |  |  | ETU | [41 empty] | 2023-08-24 16:18 | 2029-09-01 | FALSE | FALSE
NEISO | Scitico DG Cluster | 1349 | 2023-01-26 |  |  |  | OT |  |  |  | SUN BAT | [7 empty] | 5.2 | [8 empty] | Hartford | CT |  |  | Eversource Scitico 27H/27H1 |  | 2023-12-31 | [38 empty] | G | 5.2 | 5.2 | [39 empty] | 2023-01-27 09:24 | 2023-07-01 | FALSE | FALSE
NEISO | Battery Storage | 1348 | 2023-01-26 |  |  |  | OT |  |  |  | BAT | [7 empty] | 5.057 | [8 empty] | Middlesex | CT |  |  | Eversource Portland 21H |  | 2025-07-27 | [38 empty] | G | 5.057 | 5.057 | [39 empty] | 2023-03-09 15:07 | 2025-06-25 | FALSE | FALSE
NEISO | Enfield DG Cluster | 1347 | 2023-01-26 |  |  |  | OT |  |  |  | SUN BAT | [7 empty] | 18.77 | [8 empty] | Hartford | CT |  |  | Eversource Enfield 12C/Windsor Locks 14K |  | 2025-07-27 | [38 empty] | G | 18.77 | 18.77 | [39 empty] | 2023-01-27 09:14 | 2023-12-31 | FALSE | FALSE
NEISO | Battery Storage | 1346 | 2023-01-12 |  |  |  | OT |  |  |  | BAT | [7 empty] | 196.468 | [8 empty] | Hartford | CT |  |  | Eversource, North Bloomfield Substation, 345kV BUS. |  | 2026-09-15 |  | In Progress | [31 empty] | 2024-10-09 |  |  |  |  | G | 196.468 | 196.468 | [39 empty] | 2024-10-09 14:14 | 2026-09-08 | FALSE | FALSE
NEISO | Battery Storage | 1345 | 2023-01-10 |  |  |  | OT |  |  |  | BAT | [7 empty] | 75 | [8 empty] | New London | CT |  |  | Shunock 115kV Substation, Pendleton Hill Substation, North Stonington, CT 06359 |  | 2025-06-01 |  |  | Not Started | [35 empty] | G | 75 | 75 | [5 empty] | Under Study | [33 empty] | 2024-12-18 12:23 | 2025-04-01 | FALSE | FALSE
NEISO | Offshore Wind CNR only | 1344 | 2022-12-28 |  |  |  | WT |  |  |  | WND | [7 empty] | 0 | [9 empty] | MA |  |  | Eversource 345 kV West Barnstable Substation |  | 2025-10-15 | [38 empty] | G | 827 | 827 | [39 empty] | 2022-12-30 09:29 | 2025-08-15 | FALSE | FALSE
NEISO | Offshore Wind | 1343 | 2022-12-19 |  |  |  | WT |  |  |  | WND | [7 empty] | 1200 | [9 empty] | MA |  |  | National Grid 115 kV Pottersville |  | 2029-12-15 |  | Document Posted | Not Started | [35 empty] | G | 1200 | 1200 | [5 empty] | Under Study | [33 empty] | 2023-09-19 13:27 | 2029-07-15 | FALSE | FALSE
NEISO | Western Maine Wind CNR | 1342 | 2022-12-15 |  |  |  | WT |  |  |  | WND | [7 empty] | 0 | [8 empty] | Somerset | ME |  |  | CMP 115 kV Section 222 - coordinates 45° 9'30.90"N, 69°51'1.40"W |  | 2024-12-20 | [38 empty] | G | 58.8 | 58.8 | [39 empty] | 2023-02-06 08:36 | 2024-11-22 | FALSE | FALSE
NEISO | Battery Storage | 1341 | 2022-12-06 |  |  |  | OT |  |  |  | BAT | [7 empty] | 117.3 | [8 empty] | Bristol | MA |  |  | National Grid's Brayton Point 345kV Substation, Somerset MA. |  | 2027-06-30 | [33 empty] | 2023-01-30 |  |  |  |  | G | 667.425 | 667.425 | [39 empty] | 2023-01-30 15:17 | 2027-06-15 | FALSE | FALSE
NEISO | Battery Storage | 1340 | 2022-12-06 |  |  |  | OT |  |  |  | BAT | [7 empty] | 292.52 | [8 empty] | Bristol | MA |  |  | National Grid's Brayton Point 345kV Substation, Somerset MA. |  | 2027-06-30 | [33 empty] | 2023-01-30 |  |  |  |  | G | 550.12 | 550.12 | [39 empty] | 2023-01-30 15:17 | 2027-06-15 | FALSE | FALSE
NEISO | Battery Storage | 1339 | 2022-12-06 |  |  |  | OT |  |  |  | BAT | [7 empty] | 257.06 | [8 empty] | Bristol | MA |  |  | National Grid's Brayton Point 345kV Substation, Somerset MA. |  | 2027-06-30 | [33 empty] | 2023-01-30 |  |  |  |  | G | 257.06 | 257.06 | [39 empty] | 2023-01-30 15:17 | 2027-06-15 | FALSE | FALSE
NEISO | Battery Storage | 1338 | 2022-12-06 |  |  |  | OT |  |  |  | BAT | [7 empty] | 275.06 | [8 empty] | Hampden | MA |  |  | Agawam to Ludlow - 345kV line, 2.5 miles west of Ludlow substation |  | 2027-06-30 |  |  | Document Posted |  |  | Not Started | [27 empty] | 2024-07-30 |  |  |  |  | G | 275.06 | 275.06 | [39 empty] | 2024-07-30 17:23 | 2027-06-15 | TRUE | FALSE
NEISO | Battery Storage | 1337 | 2022-11-22 |  |  |  | OT |  |  |  | BAT | [7 empty] | 130 | [8 empty] | Berkshire | MA |  |  | 7,500' to Adams - NG Q117 VEL - 65,000' Bennington 115 kV line (42.72482385, -73.09931100). (The project site is on the western side of the transmission line off a gravel bank road and on the opposite side of the small solar array) |  | 2026-12-31 |  | Document Posted | Not Started | [30 empty] | 2023-11-17 |  |  |  |  | G | 130 | 130 | [5 empty] | Under Study | [33 empty] | 2023-11-17 10:07 | 2026-07-01 | FALSE | FALSE
NEISO | Battery Storage | 1336 | 2022-11-22 |  |  |  | OT |  |  |  | BAT | [7 empty] | 130 | [8 empty] | Worcester | MA |  |  | Carpenter Hill - North Oxford - Millbury #2 115 kV (V-174) line (2.57 miles from the N. Oxford substation and 6.92 miles from the Millbury #2 substation). |  | 2026-12-31 |  | Document Posted | Not Started | [30 empty] | 2024-01-05 |  |  |  |  | G | 130 | 130 | [5 empty] | Under Study | [33 empty] | 2024-01-05 12:11 | 2026-07-01 | FALSE | FALSE
NEISO | Battery Storage | 1335 | 2022-11-10 |  |  |  | OT |  |  |  | BAT | [7 empty] | 205.8 | [8 empty] | Bristol | MA |  |  | Non-PTF 115KV lines ET and W owned by TMLP between Cleary Flood Substation and Substation #16 (W Water St), approximately 1.26 miles from Cleary Flood. Project would interconnect half of the net MW capability to each line. |  | 2027-04-01 |  | Document Posted | Not Started | [30 empty] | 2024-10-08 |  |  |  |  | G | 205.8 | 205.8 | [39 empty] | 2024-10-09 08:30 | 2027-03-01 | FALSE | FALSE
NEISO | Battery Storage | 1334 | 2022-11-10 |  |  |  | OT |  |  |  | BAT | [7 empty] | 93.2 | [8 empty] | New London | CT |  |  | 115 kV line 1070 between Ft Hill Farms and Stockhouse Substations, interconnected by a new three-breaker ring bus approximately 2.5 miles from Ft Hill Farms substation. |  | 2027-05-01 |  |  | Not Started | [30 empty] | 2024-10-08 |  |  |  |  | G | 93.2 | 93.2 | [39 empty] | 2024-10-09 08:30 | 2027-04-01 | FALSE | FALSE
NEISO | 2400 controllable ETU - unidirectional | 1333 | 2022-11-08 | [15 empty] | 1100 | [9 empty] | CT |  |  | 1. Singer 345kV Substation existing available circuit breaker position and new circuit breaker position. 2. Offshore platform at the MA/RI BOEM Wind Energy Areas |  | 2028-05-31 |  | Not Started | [31 empty] | 2024-01-30 |  |  |  |  | ETU | [7 empty] | Under Study | [33 empty] | 2024-01-30 15:32 | 2028-03-31 | FALSE | FALSE
NEISO | Enable 1200 MW injection at Mystic | 1332 | 2022-11-08 | [15 empty] | 1200 | [9 empty] | MA |  |  |  |  | 2029-12-30 |  | Document Posted | Not Started | [30 empty] | 2023-11-22 |  |  |  |  | ETU | [7 empty] | Under Study | [33 empty] | 2023-11-22 11:41 | 2029-05-01 | FALSE | FALSE
NEISO | Battery Storage | 1331 | 2022-11-02 |  |  |  | OT |  |  |  | BAT | [7 empty] | 300 | [8 empty] | Hampden | MA |  |  | Interconnecting to POI coordinates (42.148537, -72.300019) on 115 kV Transmission line X-176, approximately 0.3 miles north of Palmer #503 substation and 5.76 miles from Thorndike #523 substation. |  | 2025-12-23 |  | Document Posted | Not Started | [30 empty] | 2023-12-19 |  |  |  |  | G | 300 | 300 | [5 empty] | Under Study | [33 empty] | 2023-12-19 09:00 | 2025-12-16 | FALSE | FALSE
NEISO | Solar | 1330 | 2022-11-01 |  |  |  | PV |  |  |  | SUN | [7 empty] | 46.5 | [8 empty] | Sullivan | NH |  |  | 43.177488°, -72.434553° - National Grid 115kV line |  | 2023-12-20 | [33 empty] | 2022-12-16 |  |  |  |  | G | 46.5 | 46.5 | [39 empty] | 2022-12-19 08:10 | 2023-11-17 | FALSE | FALSE
NEISO | Solar | 1329 | 2022-10-24 |  |  |  | PV |  |  |  | SUN | [7 empty] | 54.4 | [8 empty] | Grafton | NH |  |  | POI: (44.321330°, -72.003124°), National Grid's PTF 230 kV bus at Comerford No. 18 station |  | 2024-06-05 |  | Document Posted | [31 empty] | 2023-05-19 |  |  |  |  | G | 54.4 | 54.4 | [5 empty] | Under Study | [33 empty] | 2023-05-19 07:57 | 2024-05-15 | FALSE | FALSE
NEISO | Solar | 1328 | 2022-10-24 |  |  |  | PV |  |  |  | SUN | [7 empty] | 21.44 | [8 empty] | Grafton | NH |  |  | 44.336047°, -71.874785°, National Grid 230 kV Substation |  | 2024-06-05 |  | In Progress | [31 empty] | 2023-04-27 |  |  |  |  | G | 21.44 | 21.44 | [5 empty] | Under Study | [33 empty] | 2023-04-28 11:07 | 2024-05-15 | FALSE | FALSE
NEISO | Battery Storage | 1327 | 2022-10-20 |  |  |  | OT |  |  |  | BAT | [7 empty] | 270 | [8 empty] | Norfolk | MA |  |  | West Walpole substation |  | 2023-12-02 | [33 empty] | 2023-02-14 |  |  |  |  | G | 270 | 270 | [39 empty] | 2023-02-14 11:19 | 2023-11-02 | FALSE | FALSE
NEISO | Battery Storage | 1326 | 2022-10-19 |  |  |  | OT |  |  |  | BAT | [7 empty] | 40 | [8 empty] | Kent | RI |  |  | Line tap on the S-171 South 115 kV transmission line, roughly 4 miles from West Cranston Substation and 1.5 miles from Drumrock Substation. |  | 2027-12-30 |  | Document Posted | Not Started | [30 empty] | 2023-10-13 |  |  |  |  | G | 40 | 40 | [5 empty] | Under Study | [33 empty] | 2023-10-13 16:23 | 2027-12-15 | FALSE | FALSE
NEISO | Battery Storage | 1325 | 2022-10-19 |  |  |  | OT |  |  |  | BAT | [7 empty] | 305 | [8 empty] | Providence | RI |  |  | NEP transmission line: 345 kV line 359, approximately 10.55 miles from West Farnum and 10.81 miles from Kent County substations. |  | 2027-12-30 |  | Document Posted | Not Started | [30 empty] | 2024-05-31 |  |  |  |  | G | 307.8 | 307.8 | [5 empty] | Under Study | [33 empty] | 2024-06-04 08:16 | 2027-12-15 | FALSE | FALSE
NEISO | Battery Storage | 1324 | 2022-10-18 |  |  |  | OT |  |  |  | BAT | [7 empty] | 55 | [8 empty] | Providence | RI |  |  | 115 kV Line T-172N approximately 1.38 mi from Farnum Pike and 1.09 mi from Putnam Pike Substations |  | 2027-12-30 |  | Document Posted | Not Started | [30 empty] | 2024-10-23 |  |  |  |  | G | 55 | 55 | [5 empty] | Under Study | [33 empty] | 2024-10-27 17:04 | 2027-12-15 | FALSE | FALSE
NEISO | Non-controllable ETU from Line 3023 substation to Coopers Mills substation | 1323 | 2022-10-11 | [25 empty] | ME |  |  | New substation on line 3023 (per QP1227 ) to Coopers Mills Substation, Windsor Kennebec, ME, 04363 |  | 2027-12-31 | [33 empty] | 2022-11-02 |  |  |  |  | ETU | [41 empty] | 2022-11-28 12:55 | 2027-10-08 | FALSE | FALSE
NEISO | Non-controllable ETU from Line 388 substation to Coopers Mills substation | 1322 | 2022-10-11 | [25 empty] | ME |  |  | New substation on line 388 (per QP1228 ) to Coopers Mills Substation, Windsor Kennebec, ME, 04363 |  | 2027-12-31 | [33 empty] | 2022-11-02 |  |  |  |  | ETU | [41 empty] | 2022-11-28 12:54 | 2027-10-08 | FALSE | FALSE
NEISO | NEP LNS | 1321 | 2022-10-06 | [15 empty] | 17.56 | [8 empty] | Somerset | MA |  |  | NEP 115 kV Brayton Point |  | 2024-12-01 | [33 empty] | 2022-11-30 |  |  |  |  | TS | 17.56 | 17.56 | [39 empty] | 2022-12-01 09:26 | 2024-12-01 | FALSE | FALSE
NEISO | Battery Storage | 1320 | 2022-10-07 |  |  |  | OT |  |  |  | BAT | [7 empty] | 203.95 | [8 empty] | Worcester | MA |  |  | National Grid 115KV Line R144 between Millbury No. 2 and Woonsocket substations - approximately 5.8 circuit miles from Woonsocket substation. |  | 2027-11-16 |  |  | Document Posted |  |  | In Progress | [32 empty] | G | 203.95 | 203.95 | [39 empty] | 2025-01-03 13:22 | 2027-11-01 | TRUE | TRUE
NEISO | Battery Storage | 1319 | 2022-10-07 |  |  |  | OT |  |  |  | BAT | [7 empty] | 141.6 | [8 empty] | Litchfield | CT |  |  | 115 kV line between Rocky River and Bulls Bridge substations |  | 2028-02-23 |  |  | Document Posted |  |  | In Progress | [32 empty] | G | 141.6 | 141.6 | [39 empty] | 2025-01-03 13:22 | 2028-01-04 | TRUE | TRUE
NEISO | GRID LNS | 1318 | 2022-10-03 | [15 empty] | 9 | [8 empty] | Middlesex/Worcester | MA |  |  | GRID 69 kV transmission lines U-21S and U-21E |  | 2023-10-03 | [33 empty] | 2023-07-03 |  |  |  |  | TS | 45 | 39 | [39 empty] | 2023-07-20 17:10 | 2023-10-01 | FALSE | FALSE
NEISO | non-controllable objective ETU to enable 1200 MW injection near Norwalk substation | 1317 | 2022-09-30 | [24 empty] | Fairfield | CT |  |  |  |  | 2029-12-30 |  | Document Posted | Not Started | [30 empty] | 2024-01-18 |  |  |  |  | ETU | [7 empty] | Under Study | [33 empty] | 2024-01-18 12:42 | 2029-05-01 | FALSE | FALSE
NEISO | Solar plus Battery | 1316 | 2022-09-30 |  |  |  | OT |  |  |  | SUN BAT | [7 empty] | 102 | [8 empty] | Cheshire | NH |  |  | Eversource 115kV line L163 |  | 2027-10-28 |  | In Progress | [31 empty] | 2023-08-25 |  |  |  |  | G | 102 | 102 | [5 empty] | Under Study | [33 empty] | 2023-08-28 08:14 | 2027-10-28 | FALSE | FALSE
NEISO | Battery Storage | 1315 | 2022-09-29 |  |  |  | OT |  |  |  | BAT | [7 empty] | 106.97 | [8 empty] | Windham | CT |  |  | Eversource Killingly Substation,115kV BUS, Tracy Rd, Killingly, CT 06241, 41.881384, -71.891162 |  | 2026-06-12 |  | In Progress | [31 empty] | 2024-10-02 |  |  |  |  | G | 106.97 | 106.97 | [39 empty] | 2024-10-02 13:00 | 2026-06-09 | FALSE | FALSE
NEISO | Offshore Wind | 1314 | 2022-09-27 |  |  |  | WT |  |  |  | WND | [7 empty] | 470 | [9 empty] | MA |  |  | Eversource 115kV Acushnet, lines 112/114 |  | 2029-11-01 |  |  | Not Started | [30 empty] | 2024-10-14 |  |  |  |  | G | 470 | 470 | [5 empty] | Under Study | [33 empty] | 2024-10-15 09:45 | 2029-09-01 | FALSE | FALSE
NEISO | NY ETU QP1125 | 1313 | 2022-09-23 | [15 empty] | 0 | [8 empty] | St. Lawrence-Lewis | NY |  |  | Moses/Adirondack/Poter Path |  | 2025-12-31 | [38 empty] | ETU | 0 | 0 | [39 empty] | 2022-09-26 13:28 | 2025-12-01 | FALSE | FALSE
NEISO | non-controllable ETU - inc the simultaneous injection capacity to 2400 MW at Brayton Pt 345 kV sub | 1312 | 2022-09-26 | [24 empty] | Somerset | MA |  |  |  |  | 2028-12-30 |  | Document Posted | Not Started | [35 empty] | ETU | [7 empty] | Under Study | [33 empty] | 2024-07-17 14:29 | 2028-09-29 | FALSE | FALSE
NEISO | RNS - move load to new substation | 1311 | 2022-09-23 | [15 empty] | 20 | [8 empty] | Plymouth | MA |  |  | Wareham Street to new South Middleborough Substation |  | 2026-07-01 | [38 empty] | TS | 85.32 | 50.6 | [39 empty] | 2024-10-01 12:23 | 2026-07-01 | TRUE | TRUE
NEISO | Battery Storage | 1310 | 2022-09-23 |  |  |  | OT |  |  |  | BAT | [7 empty] | 118.75 | [8 empty] | Berkshire | MA |  |  | 115 kV Transmission line (1211 - Present between Doreen and Oswald substation) |  | 2025-10-31 |  | Document Posted | Not Started | [30 empty] | 2023-12-08 |  |  |  |  | G | 118.75 | 118.75 | [5 empty] | Under Study | [33 empty] | 2023-12-11 11:56 | 2025-09-30 | FALSE | FALSE
NEISO | non-controllable objective ETU to enable 1200 MW injection near Millstone substation | 1309 | 2022-09-23 | [15 empty] | 1200 | [8 empty] | New London | CT |  |  |  |  | 2029-12-30 |  | Document Posted | Not Started | [30 empty] | 2024-11-12 |  |  |  |  | ETU | [7 empty] | Under Study | [33 empty] | 2024-11-13 11:56 | 2029-05-01 | FALSE | FALSE
NEISO | Uxbridge Substation – NG Hopedale West Group Study | 1308 | 2022-09-09 |  |  |  | OT |  |  |  | BAT | [7 empty] | 6.994 | [8 empty] | Worcester | MA |  |  | NG Feeder 321W6, Uxbridge T2 |  | 2025-12-31 | [38 empty] | G | 6.994 | 6.994 | [39 empty] | 2023-11-21 13:26 | 2025-11-15 | TRUE | FALSE
NEISO | Whitins Pond Substation – NG Hopedale West Group Study | 1307 | 2022-09-09 |  |  |  | OT |  |  |  | BAT | [7 empty] | 4.948 | [8 empty] | Worcester | MA |  |  | NG Feeder 320W5, Whitins Pond T1 |  | 2025-12-31 | [38 empty] | G | 4.948 | 4.948 | [39 empty] | 2023-11-21 13:25 | 2025-11-15 | TRUE | FALSE
NEISO | Whitins Pond Substation – NG Hopedale West Group Study | 1306 | 2022-09-09 |  |  |  | OT |  |  |  | BAT | [7 empty] | 4.948 | [8 empty] | Worcester | MA |  |  | NG Feeder 320W4, Whitins Pond T2 |  | 2025-12-31 | [38 empty] | G | 4.948 | 4.948 | [39 empty] | 2023-11-21 13:25 | 2025-11-15 | TRUE | FALSE
NEISO | Depot Street Substation – NG Hopedale West Group Study | 1305 | 2022-09-09 |  |  |  | OT |  |  |  | SUN BAT | [7 empty] | 1.5 | [8 empty] | Worcester | MA |  |  | NG Feeder 335W1 (7U), Depot Street T1 and T2 |  | 2025-12-31 | [38 empty] | G | 1.5 | 1.5 | [39 empty] | 2023-11-21 13:24 | 2025-11-15 | TRUE | FALSE
NEISO | Uxbridge Substation – NG Hopedale West Group Study | 1304 | 2022-09-09 |  |  |  | OT |  |  |  | BAT | [7 empty] | 4.99 | [8 empty] | Worcester | MA |  |  | NG Feeder 321W6, Uxbridge T2 |  | 2025-12-31 | [38 empty] | G | 4.99 | 4.99 | [39 empty] | 2023-11-21 13:23 | 2025-11-15 | TRUE | FALSE
NEISO | Battery Storage | 1303 | 2022-09-22 |  |  |  | OT |  |  |  | BAT | [7 empty] | 11.9 | [8 empty] | Franklin | MA |  |  | Eversource 21B8, 13.8 kV |  | 2027-05-28 | [33 empty] | 2023-05-25 |  |  |  |  | G | 11.9 | 11.9 | [39 empty] | 2023-05-25 13:22 | 2027-02-26 | FALSE | FALSE
NEISO | Battery Storage | 1302 | 2022-09-22 |  |  |  | OT |  |  |  | BAT | [7 empty] | 9.11 | [8 empty] | Franklin | MA |  |  | Eversource 21C1, Montague Substation,13.8 kV |  | 2027-05-28 |  | Not Started | [31 empty] | 2023-03-24 |  |  |  |  | G | 8.5 | 8.5 | [5 empty] | Under Study | [33 empty] | 2023-03-24 10:30 | 2027-02-26 | FALSE | FALSE
NEISO | Battery Storage | 1301 | 2022-09-06 |  |  |  | OT |  |  |  | BAT | [7 empty] | 10 | [8 empty] | Worcester | MA |  |  | National Grid Feeder 01-21W1, Leicester Substation, 13.8 kV |  | 2025-05-15 | [33 empty] | 2022-12-09 |  |  |  |  | G | 10 | 10 | [39 empty] | 2022-12-09 19:22 | 2025-03-15 | FALSE | FALSE
NEISO | Solar plus Battery Increase (QP1129) | 1300 | 2022-08-19 |  |  |  | OT |  |  |  | SUN BAT | [7 empty] | 0.04 | [8 empty] | Bristol | MA |  |  | The primary connection of the proposed project to Eversource Energy is located at the Wing Lane substation #624 Transformer #1 Line #240. The site is located approximately 0.26 circuit miles from Substation 624 near PSS/E node 111293(Wing Lane 13.2 KV) |  | 2022-08-31 | [33 empty] | 2022-10-04 |  |  |  |  | G | 2.5 | 2.5 | [39 empty] | 2022-10-04 12:23 | 2021-08-31 | FALSE | FALSE
NEISO | Solar Increase (QP1145) | 1299 | 2022-08-18 |  |  |  | PV |  |  |  | SUN | [7 empty] | 54.1 | [8 empty] | Hancock | ME |  |  | Versant 115kV Line 57 (new ring bus located 0.7 miles north of Versant's 115kV substation). |  | 2026-09-25 |  | Document Posted | Document Posted |  |  | In Progress | [32 empty] | G | 74.8 | 74.8 | [39 empty] | 2024-06-28 15:05 | 2026-09-11 | TRUE | TRUE
NEISO | Battery Storage | 1298 | 2022-08-16 |  |  |  | OT |  |  |  | BAT | [7 empty] | 157.92 | [8 empty] | Worcester | MA |  |  | Eversource 345 kV Line 3361, approximately 3.2 miles from Sherman Road and 7.6 miles from Blackstone. |  | 2027-06-30 |  | Document Posted | Not Started | [30 empty] | 2024-05-31 |  |  |  |  | G | 157.92 | 157.92 | [39 empty] | 2024-06-04 08:15 | 2027-06-15 | FALSE | FALSE
NEISO | Offshore Wind | 1297 | 2022-08-15 |  |  |  | WT |  |  |  | WND | [7 empty] | 1200 | [9 empty] | MA |  |  | National Grid Brayton Point 345 kV Substation |  | 2029-05-31 | [33 empty] | 2022-09-13 |  |  |  |  | G | 1200 | 1200 | [39 empty] | 2022-09-13 13:59 | 2029-01-31 | FALSE | FALSE
NEISO | Battery Storage | 1296 | 2022-08-10 |  |  |  | OT |  |  |  | BAT | [7 empty] | 125 | [8 empty] | Hartford | CT |  |  | Eversource Energy Corporation 115 kV line 1756 |  | 2027-04-01 |  | Document Posted | Document Posted |  |  | Not Started | [27 empty] | 2024-12-10 |  |  |  |  | G | 125 | 125 | [39 empty] | 2024-12-10 10:19 | 2027-03-15 | TRUE | FALSE
NEISO | Solar plus Battery | 1295 | 2022-08-09 |  |  |  | OT |  |  |  | SUN BAT | [7 empty] | 205 | [8 empty] | Aroostook | ME |  |  | Orrington-Albion Rd 345kV line (3023) near the town of Pittsfield (approximately 19 miles from Albion Rd Substation) |  | 2025-11-28 | [33 empty] | 2024-08-13 |  |  |  |  | G | 205 | 205 | [39 empty] | 2024-08-13 18:01 | 2025-09-03 | FALSE | FALSE
NEISO | Solar | 1294 | 2022-07-27 |  |  |  | PV |  |  |  | SUN | [7 empty] | 75.32 | [8 empty] | Washington | ME |  |  | Ring Bus constructed for QP760 on Versant 115kV Line 52 |  | 2026-08-04 |  | In Progress | [31 empty] | 2023-06-06 |  |  |  |  | G | 75.32 | 75.32 | [5 empty] | Under Study | [33 empty] | 2023-06-06 09:21 | 2026-07-21 | FALSE | FALSE
NEISO | GRID RNS | 1293 | 2022-07-13 | [15 empty] | 12 | [8 empty] | Middlesex | MA |  |  | NGRID 115 kV T146 line |  | 2025-08-01 | [38 empty] | TS | 183.7 | 183.7 | [39 empty] | 2023-11-21 13:28 | 2025-08-01 | TRUE | TRUE
NEISO | Battery Storage | 1292 | 2022-07-12 |  |  |  | OT |  |  |  | BAT | [7 empty] | 95 | [8 empty] | Worcester | MA |  |  | National Grid 115 kV E-157W line three-breaker ring bus location: 0.32 miles north of Millbury 2 station along transmission line; 2.62 miles south of Wyman station along transmission line (the length of the Millbury 2 - Wyman Gordon line is 2.94 miles). Three-breaker ring bus will be located <0.01 miles east of POI. |  | 2023-09-30 |  | In Progress | [31 empty] | 2023-05-01 |  |  |  |  | G | 95 | 95 | [5 empty] | Under Study | [33 empty] | 2023-05-01 11:50 | 2023-08-30 | FALSE | FALSE
NEISO | Turners Falls CNR | 1291 | 2022-06-09 |  |  |  | HD |  |  |  | WAT | [7 empty] | 0 | [8 empty] | Franklin | MA |  |  | The POI is at 13.8 kV where the conductors from WMECO's pole 70/460H1 attach to the Interconnection Customer's building on the other side of the canal. |  | 2022-11-15 | [5 empty] | Executed | [32 empty] | G | 0.937 | 0.937 | [39 empty] | 2022-12-06 16:36 | 2022-11-15 | FALSE | FALSE
NEISO | Group @ Wing Lane 624 - EMA ASO | 1290 | 2022-06-08 |  |  |  | OT |  |  |  | SUN BAT | [7 empty] | 14.979 | [8 empty] | Bristol | MA |  |  | Eversource Wing Lane 624 |  | 2023-11-30 | [38 empty] | G | 14.979 | 14.979 | [39 empty] | 2023-03-30 14:18 | 2023-09-30 | FALSE | FALSE
NEISO | Group @ West Pond 737 - EMA ASO | 1289 | 2022-06-08 |  |  |  | OT |  |  |  | SUN BAT | [7 empty] | 6.982 | [8 empty] | Middlesex | MA |  |  | Eversource West Pond 737 |  | 2023-11-30 | [38 empty] | G | 6.982 | 6.982 | [39 empty] | 2023-03-30 14:17 | 2023-09-30 | FALSE | FALSE
NEISO | Wellfleet 976 - EMA ASO | 1288 | 2022-06-08 |  |  |  | OT |  |  |  | SUN BAT | [7 empty] | 4.107 | [8 empty] | Barnstable | MA |  |  | Eversource Wellfleet 976 |  | 2023-11-30 | [38 empty] | G | 4.107 | 4.107 | [39 empty] | 2023-03-30 14:17 | 2023-09-30 | FALSE | FALSE
NEISO | Valley 715 - EMA ASO | 1287 | 2022-06-08 |  |  |  | OT |  |  |  | SUN BAT | [7 empty] | 3.7 | [8 empty] | Plymouth | MA |  |  | Eversource Valley 715 |  | 2023-11-30 | [38 empty] | G | 3.7 | 3.7 | [39 empty] | 2023-03-30 14:16 | 2023-09-30 | FALSE | FALSE
NEISO | Tremont 713 - EMA ASO | 1286 | 2022-06-08 |  |  |  | OT |  |  |  | SUN BAT | [7 empty] | 4.996 | [8 empty] | Plymouth | MA |  |  | Eversource Tremont 713 |  | 2023-11-30 | [38 empty] | G | 4.996 | 4.996 | [39 empty] | 2023-03-30 14:16 | 2023-09-30 | FALSE | FALSE
NEISO | Sandwich 916 - EMA ASO | 1285 | 2022-06-08 |  |  |  | OT |  |  |  | SUN BAT | [7 empty] | 4.6 | [8 empty] | Barnstable | MA |  |  | Eversource Sandwich 916 |  | 2023-11-30 | [38 empty] | G | 4.6 | 4.6 | [39 empty] | 2023-03-30 14:15 | 2023-09-30 | FALSE | FALSE
NEISO | Group @ Orleans 975 - EMA ASO | 1284 | 2022-06-08 |  |  |  | OT |  |  |  | SUN BAT | [7 empty] | 9.998 | [8 empty] | Barnstable | MA |  |  | Eversource Orleans 975 |  | 2023-11-30 | [38 empty] | G | 9.998 | 9.998 | [39 empty] | 2023-03-30 14:15 | 2023-09-30 | FALSE | FALSE
NEISO | Mashpee 946 - EMA ASO | 1283 | 2022-06-08 |  |  |  | OT |  |  |  | SUN BAT | [7 empty] | 1.49 | [8 empty] | Barnstable | MA |  |  | Eversource Mashpee 946 |  | 2023-11-30 | [38 empty] | G | 1.49 | 1.49 | [39 empty] | 2023-03-30 14:14 | 2023-09-30 | FALSE | FALSE
NEISO | Marshfield 739 - EMA ASO | 1282 | 2022-06-08 |  |  |  | OT |  |  |  | SUN BAT | [7 empty] | 4.6 | [8 empty] | Plymouth | MA |  |  | Eversource Marshfield 739 |  | 2023-11-30 | [38 empty] | G | 4.6 | 4.6 | [39 empty] | 2023-03-30 14:13 | 2023-09-30 | FALSE | FALSE
NEISO | Group @ Industrial Park 636 - EMA ASO | 1281 | 2022-06-08 |  |  |  | OT |  |  |  | SUN BAT | [7 empty] | 16.514 | [8 empty] | Bristol | MA |  |  | Eversource Industrial Park 636 |  | 2023-11-30 | [38 empty] | G | 16.514 | 16.514 | [39 empty] | 2023-03-30 14:13 | 2023-09-30 | FALSE | FALSE
NEISO | Hyannis 961 - EMA ASO | 1280 | 2022-06-08 |  |  |  | OT |  |  |  | SUN BAT | [7 empty] | 4.993 | [8 empty] | Barnstable | MA |  |  | Eversource Hyannis 961 |  | 2023-11-30 | [38 empty] | G | 4.993 | 4.993 | [39 empty] | 2023-03-30 14:12 | 2023-09-30 | FALSE | FALSE
NEISO | Group @ Hatchville 936 - EMA ASO | 1279 | 2022-06-08 |  |  |  | OT |  |  |  | SUN BAT | [7 empty] | 18.486 | [8 empty] | Barnstable | MA |  |  | Eversource Hatchville 936 |  | 2023-11-30 | [38 empty] | G | 18.486 | 18.486 | [39 empty] | 2023-03-30 14:12 | 2023-09-30 | FALSE | FALSE
NEISO | Harwich 968 - EMA ASO | 1278 | 2022-06-08 |  |  |  | OT |  |  |  | SUN BAT | [7 empty] | 3.998 | [8 empty] | Barnstable | MA |  |  | Eversource Harwich 968 |  | 2023-11-30 | [38 empty] | G | 3.998 | 3.998 | [39 empty] | 2023-03-30 14:11 | 2023-09-30 | FALSE | FALSE
NEISO | Fisher Road 657 - EMA ASO | 1277 | 2022-06-08 |  |  |  | OT |  |  |  | SUN BAT | [7 empty] | 3 | [8 empty] | Bristol | MA |  |  | Eversource Fisher Road 657 |  | 2023-11-30 | [38 empty] | G | 3 | 3 | [39 empty] | 2023-03-30 14:10 | 2023-09-30 | FALSE | FALSE
NEISO | Falmouth 933 - EMA ASO | 1276 | 2022-06-08 |  |  |  | OT |  |  |  | SUN BAT | [7 empty] | 3.5 | [8 empty] | Barnstable | MA |  |  | Eversource Falmouth 933 |  | 2023-11-30 | [38 empty] | G | 3.5 | 3.5 | [39 empty] | 2023-03-30 14:10 | 2023-09-30 | FALSE | FALSE
NEISO | Group @ Duxbury 738 - EMA ASO | 1275 | 2022-06-08 |  |  |  | OT |  |  |  | SUN BAT | [7 empty] | 6.782 | [8 empty] | Plymouth | MA |  |  | Eversource Duxbury 738 |  | 2023-11-30 | [38 empty] | G | 6.782 | 6.782 | [39 empty] | 2023-03-30 14:09 | 2023-09-30 | FALSE | FALSE
NEISO | Crystal Spring 646 - EMA ASO | 1274 | 2022-06-08 |  |  |  | OT |  |  |  | SUN BAT | [7 empty] | 1.7 | [8 empty] | Plymouth | MA |  |  | Eversource Crystal Spring 646 |  | 2023-11-30 | [38 empty] | G | 1.7 | 1.7 | [39 empty] | 2023-03-30 14:09 | 2023-09-30 | FALSE | FALSE
NEISO | Canton 470 - EMA ASO | 1273 | 2022-06-08 |  |  |  | OT |  |  |  | SUN BAT | [7 empty] | 4.999 | [8 empty] | Norfolk | MA |  |  | Eversource Canton 470 |  | 2023-11-30 | [38 empty] | G | 4.999 | 4.999 | [39 empty] | 2023-03-30 14:08 | 2023-09-30 | FALSE | FALSE
NEISO | West Springfield 45 MW BESS | 1272 | 2022-06-08 |  |  |  | OT |  |  |  | BAT | [7 empty] | 45 | [8 empty] | Hampden | MA |  |  | West Springfield Station, 115kV Bus (existing 8C-3X 140 MVA transformer; position WS#2). |  | 2026-05-08 |  |  | Document Posted |  |  | Executed | [32 empty] | G | 45 | 45 | [39 empty] | 2025-01-03 13:24 | 2025-12-01 | TRUE | TRUE
NEISO | Non-Controllable ETU - Pittsfield to Coopers Mills flow only | 1271 | 2022-06-07 | [24 empty] | Somerset/Lincoln | ME |  |  | New Pittsfield substation (per QP1230) Pittsfield Somerset ME 04967 Coopers Mills substation Windsor Kennebec ME 04363 |  | 2027-12-01 | [38 empty] | ETU | [41 empty] | 2022-09-01 09:33 | 2027-10-01 | FALSE | FALSE
NEISO | Nutmeg Solar CNR Only | 1270 | 2022-05-31 |  |  |  | PV |  |  |  | SUN | [7 empty] | 0 | [8 empty] | Hartford | CT |  |  | Scitico 115 kV |  | 2020-12-07 | [5 empty] | Executed | [32 empty] | G | 19.9 | 19.9 | [5 empty] | In Service | [33 empty] | 2023-07-24 13:32 | 2020-11-15 | FALSE | FALSE
NEISO | Sanford Airport Solar CNR Only | 1269 | 2022-05-27 |  |  |  | PV |  |  |  | SUN | [7 empty] | 0 | [8 empty] | York | ME |  |  | Cyro Drive substation 115 kV |  | 2023-08-02 | [5 empty] | Executed | [32 empty] | G | 50 | 50 | [5 empty] | In Service | [33 empty] | 2023-08-10 15:06 | 2023-08-02 | FALSE | FALSE
NEISO | Coolidge Solar CNR Only | 1268 | 2022-05-24 |  |  |  | PV |  |  |  | SUN | [7 empty] | 0 | [8 empty] | Windsor | VT |  |  | 115 kV Coolidge Substation |  | 2018-12-20 | [5 empty] | Executed | [32 empty] | G | 19.9 | 19.9 | [39 empty] | 2022-12-07 10:53 | 2018-12-12 | FALSE | FALSE
NEISO | Battery Storage | 1267 | 2022-05-20 |  |  |  | OT |  |  |  | BAT | [7 empty] | 51.73 | [8 empty] | New London | CT |  |  | Groton Utilities Buddington Substation, 69kV bus (future 115kV) Alternate POI: Groton Utilities Buddington Substation, 34.5kV bus |  | 2025-08-08 | [33 empty] | 2022-06-24 |  |  |  |  | G | 51.73 | 51.73 | [39 empty] | 2022-06-27 09:23 | 2025-07-25 | FALSE | FALSE
NEISO | Battery Storage | 1266 | 2022-05-23 |  |  |  | OT |  |  |  | BAT | [7 empty] | 100 | [8 empty] | Hartford | CT |  |  | 115kV Manchester Substation (Bus# 120074) Geographic coordinates: 41.76948781166102, -72.56130136574556 |  | 2025-08-04 |  |  | Document Posted |  |  | Not Started | [27 empty] | 2024-08-28 |  |  |  |  | G | 100 | 100 | [39 empty] | 2024-09-04 09:58 | 2025-07-03 | FALSE | FALSE
NEISO | Revolution Offshore Wind CNR only | 1265 | 2022-05-23 |  |  |  | WT |  |  |  | WND | [7 empty] | 0 | [9 empty] | RI |  |  | NG 115 kV Davisville Substation, Washington County |  | 2025-09-07 | [5 empty] | Executed | [32 empty] | G | 750.75 | 750.75 | [39 empty] | 2023-05-10 12:16 | 2025-07-01 | FALSE | FALSE
NEISO | Bear Swamp Pump Load increase | 1264 | 2022-05-19 |  |  |  | PS |  |  |  | WAT | [7 empty] | 0 | [8 empty] | Berkshire | MA |  |  | The existing POI of the Bear Swamp generating station. |  | 2023-01-06 |  |  | Document Posted |  |  | Executed | [32 empty] | G | 333 | 333 | [39 empty] | 2023-01-12 13:58 | 2023-01-04 | TRUE | FALSE
NEISO | Battery Storage | 1263 | 2022-07-01 |  |  |  | OT |  |  |  | BAT | [7 empty] | 18.87 | [8 empty] | Hampshire | MA |  |  | POI Coordinates: 42.42649, -72.53956, Feeder: 18G6, Express feeder, Owner of POI: WMECO (Eversource), Distribution Voltage Level: 13.8 kV, Substation Voltage Level: 115 kV - 13.8 kV |  | 2023-10-27 |  | In Progress | [31 empty] | 2023-07-13 |  |  |  |  | G | [7 empty] | Under Study | [33 empty] | 2023-07-13 09:56 | 2023-10-20 | FALSE | FALSE
NEISO | Battery Storage | 1262 | 2022-05-17 |  |  |  | OT |  |  |  | BAT | [7 empty] | 80.875 | [8 empty] | Middlesex | CT |  |  | Haddam 115kV BUS [HADDAM(120632)]; 41°27'38.74"N, 72°28'38.23"W |  | 2026-07-06 |  | Document Posted | Document Posted |  |  | Not Started | [27 empty] | 2024-08-29 |  |  |  |  | G | 80.875 | 80.875 | [39 empty] | 2024-08-29 16:57 | 2026-06-18 | TRUE | FALSE
NEISO | Battery Storage Addition (to QP1086) | 1261 | 2022-05-17 |  |  |  | OT |  |  |  | SUN BAT | [7 empty] | 0 | [8 empty] | Knox | ME |  |  | CMP 115kV line Section 80 |  | 2026-11-30 |  | Document Posted | Document Posted |  |  | Executed | [32 empty] | G | 160 | 160 | [39 empty] | 2024-08-12 12:41 | 2026-10-31 | TRUE | TRUE
NEISO | Solar plus Battery | 1260 | 2022-05-06 |  |  |  | OT |  |  |  | SUN BAT | [7 empty] | 2.772 | [8 empty] | Hampden | MA |  |  | Eversource 13.8 kV Line 19S1 |  | 2023-06-01 | [33 empty] | 2022-08-31 |  |  |  |  | G | 2.6888 | 2.6888 | [39 empty] | 2022-08-31 09:26 | 2023-06-01 | FALSE | FALSE
NEISO | Battery Storage | 1259 | 2022-06-15 |  |  |  | OT |  |  |  | BAT | [7 empty] | 20 | [8 empty] | Berkshire | MA |  |  | Eversource 115 kV Line 1231 (Berkshire - Plainfield) |  | 2027-06-28 |  |  | Document Posted |  |  | Not Started | [32 empty] | G | 20 | 20 | [39 empty] | 2024-08-02 15:25 | 2027-03-28 | TRUE | FALSE
NEISO | Battery Storage CNR Only | 1258 | 2022-05-03 |  |  |  | OT |  |  |  | BAT | [7 empty] | 0 | [8 empty] | Norfolk | MA |  |  | National Grid's South Wrentham 115kV Substation |  | 2027-07-26 | [5 empty] | Executed | [32 empty] | G | 170 | 170 | [39 empty] | 2024-01-25 15:53 | 2027-06-26 | FALSE | FALSE
NEISO | Solar | 1257 | 2022-05-03 |  |  |  | PV |  |  |  | SUN | [7 empty] | 319.2 | [8 empty] | Aroostook | ME |  |  | Pittsfield Station. Pittsfield 345 kV substation is located between the existing Orrington - Albion Road line (3023) near town of Pittsfield. |  | 2026-12-09 | [38 empty] | G | 319.2 | 319.2 | [39 empty] | 2022-05-03 16:13 | 2026-10-08 | FALSE | FALSE
NEISO | Wind | 1256 | 2022-05-03 |  |  |  | WT |  |  |  | WND | [7 empty] | 905 | [8 empty] | Aroostook | ME |  |  | Pittsfield Station. Pittsfield 345 kV substation is located between the existing Orrington - Albion Road line (3023) near town of Pittsfield. |  | 2026-12-09 | [38 empty] | G | 905 | 905 | [39 empty] | 2022-05-03 16:12 | 2026-10-08 | FALSE | FALSE
NEISO | Detroit/Guilford/Belfast DG Area Study | 1255 | 2022-05-02 |  |  |  | OT |  |  |  | SUN BAT | [7 empty] | 103.77 | [8 empty] | Piscataquis/Penobscot/Somerset/Waldo/Hancock | ME |  |  | CMP Detroit 115 kV Substation |  | 2027-12-31 | [38 empty] | G | 103.77 | 103.77 | [39 empty] | 2023-05-31 09:31 | 2027-12-31 | TRUE | TRUE
NEISO | Kimball DG Area Study | 1254 | 2022-05-02 |  |  |  | OT |  |  |  | SUN BAT | [7 empty] | 24.546 | [8 empty] | York/Oxford/Cumberland | ME |  |  | CMP Kimball Road/Lovell 115 kV Substation |  | 2028-06-30 | [38 empty] | G | 24.546 | 24.546 | [39 empty] | 2024-06-11 12:39 | 2028-06-30 | TRUE | TRUE
NEISO | Battery Storage CNR Only (see QP887) | 1253 | 2022-04-27 |  |  |  | OT |  |  |  | BAT | [7 empty] | 0 | [8 empty] | Norfolk | MA |  |  | Wareham Substation 115kV, Eversource Line 113 |  | 2026-05-31 | [33 empty] | 2023-11-14 |  |  |  |  | G | 150 | 150 | [39 empty] | 2023-11-14 16:22 | 2026-04-30 | FALSE | FALSE
NEISO | Battery Storage | 1252 | 2022-04-21 |  |  |  | OT |  |  |  | BAT | [7 empty] | 314.7 | [8 empty] | Essex | MA |  |  | Ward Hill 345 kV Substation |  | 2026-06-01 |  | Document Posted | Document Posted | Not Required |  | Not Started | [32 empty] | G | 314.7 | 314.7 | [39 empty] | 2024-10-01 14:11 | 2026-02-15 | TRUE | TRUE | Not Required
NEISO | Battery Storage | 1251 | 2022-04-11 |  |  |  | OT |  |  |  | BAT | [7 empty] | 60 | [8 empty] | Hartford | CT |  |  | To interconnect at the POI of Gravel Pit Solar QP 1030, via a Shared Facility, QP 1030 is described as a line cut and three-breaker ring bus of the 115 kV Connecticut Light & Power Company line between Barbour Hill and Windsor Locks. |  | 2024-12-31 |  | In Progress | [31 empty] | 2022-08-26 |  |  |  |  | G | 60 | 60 | [5 empty] | Under Study | [33 empty] | 2022-08-26 10:43 | 2024-10-15 | FALSE | FALSE
NEISO | Battery Storage | 1250 | 2022-04-14 |  |  |  | OT |  |  |  | BAT | [7 empty] | 50.7 | [8 empty] | York | ME |  |  | CMP Goosefare 115kV Substation 43 31 22 N 70 26 59 W |  | 2024-11-01 |  | Not Started | [31 empty] | 2023-05-18 |  |  |  |  | G | 50.7 | 50.7 | [5 empty] | Under Study | [33 empty] | 2023-05-19 09:10 | 2024-09-01 | FALSE | FALSE
NEISO | Battery Storage Addition | 1249 | 2022-04-19 |  |  |  | OT |  |  |  | BAT | [7 empty] | 0 | [8 empty] | New London | CT |  |  | Tunnel 23 kV Substation |  | 2027-05-14 |  | Document Posted | Not Started | [30 empty] | 2023-03-28 |  |  |  |  | G | 16.02 | 16.02 | [5 empty] | Under Study | [33 empty] | 2023-03-28 10:14 | 2027-03-12 | FALSE | FALSE
NEISO | Battery Storage | 1248 | 2022-04-06 |  |  |  | OT |  |  |  | BAT | [7 empty] | 154.656 | [8 empty] | Bristol | MA |  |  | NGRID 115kV Robinson Ave substation |  | 2026-05-31 |  | Document Posted | Not Started | [35 empty] | G | 154.656 | 154.656 | [5 empty] | Under Study | [33 empty] | 2023-02-23 12:17 | 2026-03-01 | FALSE | FALSE
NEISO | Solar | 1247 | 2022-04-05 |  |  |  | PV |  |  |  | SUN | [7 empty] | 25 | [8 empty] | Hartford | CT |  |  | To interconnect at the POI of Gravel Pit Solar QP 1030, via a Shared Facility, QP 1030 is described as a line cut and three-breaker ring bus of the 115 kV Connecticut Light & Power Company line between Barbour Hill and Windsor Locks. |  | 2025-11-01 |  |  | Document Posted |  |  | In Progress | [32 empty] | G | 25 | 25 | [39 empty] | 2025-01-06 11:30 | 2025-10-01 | TRUE | TRUE
NEISO | Solar | 1246 | 2022-03-31 |  |  |  | PV |  |  |  | SUN | [7 empty] | 150 | [8 empty] | Grafton | NH |  |  | 230 kV Comerford to North Litchfield A201Line; alternative POI is B-202. |  | 2025-11-01 |  | In Progress | [31 empty] | 2023-07-25 |  |  |  |  | G | 150 | 150 | [5 empty] | Under Study | [33 empty] | 2023-07-25 15:47 | 2025-10-01 | FALSE | FALSE
NEISO | Solar | 1245 | 2022-03-31 |  |  |  | PV |  |  |  | SUN | [7 empty] | 150 | [8 empty] | Hartford | CT |  |  | 345kV Line 3419 Tap between Meekville Junction/Barbour Hill (PSSE Bus Number: 119103) To LudlowPSSE Bus Number: 116045) |  | 2028-11-01 |  | Document Posted | Document Posted |  |  | In Progress | [32 empty] | G | 150 | 150 | [39 empty] | 2024-10-01 14:11 | 2028-10-01 | TRUE | TRUE
NEISO | Solar | 1244 | 2022-03-31 |  |  |  | PV |  |  |  | SUN | [7 empty] | 75 | [8 empty] | Franklin | ME |  |  | 115 kV New Sturtevant Substation (PSSE Bus Number: 100116) |  | 2025-11-01 |  | In Progress | [31 empty] | 2022-11-14 |  |  |  |  | G | 75 | 75 | [5 empty] | Under Study | [33 empty] | 2023-01-10 16:36 | 2025-10-01 | FALSE | FALSE
NEISO | Solar | 1243 | 2022-03-31 |  |  |  | PV |  |  |  | SUN | [7 empty] | 300 | [8 empty] | Aroostook | ME |  |  | 345kV line between Orrington(PSSE Bus Number: 100002) -Albion Rd (PSSE Bus Number: 100092) near the town of Pittsfield |  | 2026-11-01 | [38 empty] | G | 300 | 300 | [39 empty] | 2022-03-31 17:37 | 2026-10-01 | FALSE | FALSE
NEISO | Lewiston CMP Cluster 5 | 1242 | 2022-03-28 |  |  |  | OT |  |  |  | SUN BAT | [7 empty] | 54.6566 | [8 empty] | Oxford/Androscoggin | ME |  |  | CMP Lewiston |  | 2028-06-30 | [38 empty] | G | 54.6566 | 54.6566 | [39 empty] | 2024-07-03 16:00 | 2028-06-30 | TRUE | TRUE
NEISO | Sanford/Quaker Hill CMP Cluster 4 | 1241 | 2022-03-28 |  |  |  | OT |  |  |  | SUN BAT | [7 empty] | 66.402 | [8 empty] | York | ME |  |  | CMP Sandford/Quaker Hill |  | 2028-06-30 | [38 empty] | G | 66.402 | 66.402 | [39 empty] | 2023-03-14 16:30 | 2026-06-30 | TRUE | TRUE
NEISO | Battery Storage | 1240 | 2022-03-25 |  |  |  | OT |  |  |  | BAT | [7 empty] | 62.84 | [8 empty] | Kent | RI |  |  | National Grid Kent County Substation - 115kV open line position between 4T3T and 3T10 breakers. |  | 2025-12-31 |  | Document Posted | Not Started | [30 empty] | 2024-10-23 |  |  |  |  | G | 62.84 | 62.84 | [5 empty] | Under Study | [33 empty] | 2024-10-27 17:03 | 2025-12-15 | FALSE | FALSE
NEISO | Solar plus Battery | 1239 | 2022-03-25 |  |  |  | OT |  |  |  | SUN BAT | [7 empty] | 129 | [8 empty] | Oxford | ME |  |  | CMP 115kV Woodstock S/S |  | 2026-04-21 |  | Document Posted | Document Posted |  |  | In Progress | [32 empty] | G | 183.6 | 183.6 | [39 empty] | 2024-10-16 10:28 | 2026-04-07 | TRUE | FALSE
NEISO | Battery Storage | 1238 | 2022-03-22 |  |  |  | OT |  |  |  | BAT | [7 empty] | 301.26 | [8 empty] | Norfolk | MA |  |  | Primary: West Medway 345kV station |  | 2026-11-23 |  | Document Posted | In Progress | [35 empty] | G | 301.26 | 301.26 | [5 empty] | Under Study | [33 empty] | 2023-06-08 16:28 | 2026-06-15 | FALSE | FALSE
NEISO | Battery Storage CNR only | 1237 | 2022-03-21 |  |  |  | OT |  |  |  | BAT | [7 empty] | 0 | [8 empty] | Washinton | RI |  |  | Primary - NEP L190-2, Alt NEP G185S |  | 2026-06-01 | [38 empty] | G | 205 | 205 | [39 empty] | 2022-08-31 12:41 | 2026-06-01 | FALSE | FALSE
NEISO | 1200 MW non-controllable ETU - N to S flow only | 1236 | 2022-03-15 | [15 empty] | 1200 | [8 empty] | Aroostook/Somerset | ME |  |  | Transmission Line connects between the new Aroostook station and Pittsfield Station. Pittsfield 345 kV substation is located between the existing Orrington - Albion Road line in Somerset County at lat/long 44.795/-69.386. The Aroostook station will be located in Aroostook county at lat/long 45.7634/-68.0278. |  | 2028-06-01 | [38 empty] | ETU | [41 empty] | 2022-05-23 16:15 | 2028-06-01 | FALSE | FALSE
NEISO | Battery Storage | 1235 | 2022-03-14 |  |  |  | OT |  |  |  | BAT | [7 empty] | 20 | [8 empty] | Bristol | MA |  |  | Eversource's Cross Road 13.2kV Circuit 532 |  | 2024-12-31 | [33 empty] | 2022-08-11 |  |  |  |  | G | 20 | 20 | [39 empty] | 2022-08-12 08:54 | 2024-10-28 | FALSE | FALSE
NEISO | Battery Storage | 1234 | 2022-03-14 |  |  |  | OT |  |  |  | BAT | [7 empty] | 20 | [8 empty] | Bristol | MA |  |  | Eversource's Cross Road 13.2kV Circuit 533 |  | 2024-12-31 | [33 empty] | 2022-08-11 |  |  |  |  | G | 20 | 20 | [39 empty] | 2022-08-12 08:53 | 2024-10-28 | FALSE | FALSE
NEISO | Battery Storage | 1233 | 2022-03-14 |  |  |  | OT |  |  |  | BAT | [7 empty] | 20 | [8 empty] | Bristol | MA |  |  | Eversource's Cross Road 13.2kV Circuit 541 |  | 2024-12-31 | [33 empty] | 2022-08-11 |  |  |  |  | G | 20 | 20 | [39 empty] | 2022-08-12 08:53 | 2024-10-28 | FALSE | FALSE
NEISO | Battery Storage | 1232 | 2022-03-04 |  |  |  | OT |  |  |  | BAT | [7 empty] | 27.44 | [8 empty] | Providence | RI |  |  | NEC 115/34.5kV Iron Mine Hill Substation #1203 spare buss position #2 |  | 2025-12-31 |  |  | Not Started | [30 empty] | 2024-10-23 |  |  |  |  | G | 27.44 | 27.44 | [5 empty] | Under Study | [33 empty] | 2024-10-27 17:03 | 2025-12-15 | FALSE | FALSE
NEISO | Battery Storage CNR Only | 1231 | 2022-03-04 |  |  |  | OT |  |  |  | BAT | [7 empty] | 0 | [8 empty] | Windham | CT |  |  | Eversource Killingly 345kV Substation |  | 2025-05-01 | [33 empty] | 2022-04-22 |  |  |  |  | G | 204.64 | 204.64 | [39 empty] | 2022-04-22 13:35 | 2025-02-15 | FALSE | FALSE
NEISO | 1200 MW non-controllable ETU - N to S flow only | 1230 | 2022-03-03 | [15 empty] | 1200 | [8 empty] | Somerset/Aroostook | ME |  |  | The Point of Interconnection will be a new station about 30 miles from Orrington that taps the existing segment 3023 between Orrington and Albion Rd. Hammond, ME to Pittsfield ME (see map) |  | 2027-12-01 | [38 empty] | ETU | [41 empty] | 2022-03-04 14:13 | 2027-10-01 | FALSE | FALSE
NEISO | Solar plus Battery | 1229 | 2022-02-22 |  |  |  | OT |  |  |  | SUN BAT | [7 empty] | 3 | [8 empty] | Hampshire | MA |  |  | Eversource 13.8kV Circuit 18G4 |  | 2022-12-31 |  |  | In Progress | [30 empty] | 2022-09-14 |  |  |  |  | G | 3 | 3 | [5 empty] | Under Study | [33 empty] | 2022-09-14 10:55 | 2022-09-30 | FALSE | FALSE
NEISO | 1200 MW non-controllable ETU - N to S flow only | 1228 | 2022-02-16 | [15 empty] | 1200 | [8 empty] | Hancock/Aroostook | ME |  |  | New substation on Line 388 |  | 2026-12-09 | [33 empty] | 2024-09-04 |  |  |  |  | ETU | [41 empty] | 2024-09-04 16:32 | 2026-10-08 | FALSE | FALSE
NEISO | 1200 MW non-controllable ETU - N to S flow only | 1227 | 2022-02-16 | [15 empty] | 1200 | [8 empty] | Somerset/Aroostook | ME |  |  | New substation on Line 3023 near the Detroit Substation near Pittsfield, Maine. |  | 2026-12-09 | [33 empty] | 2024-09-04 |  |  |  |  | ETU | [41 empty] | 2024-09-04 16:32 | 2026-10-08 | FALSE | FALSE
NEISO | Solar | 1226 | 2022-03-04 |  |  |  | PV |  |  |  | SUN | [7 empty] | 4.99 | [8 empty] | Sullivan | NH |  |  | 46 kV subtransmission line between GMP Maple Avenue B-42 and the 4402 breaker at the GMP/NGRID demarc considered at Bellows Falls |  | 2025-05-15 |  |  | Document Posted |  |  | In Progress | [32 empty] | G | 4.99 | 4.99 | [39 empty] | 2023-11-16 12:49 | 2025-05-01 | TRUE | FALSE
NEISO | Offshore Wind | 1225 | 2022-02-03 |  |  |  | WT |  |  |  | WND | [7 empty] | 1200 | [9 empty] | MA |  |  | Bourne 345 kV Switching Station |  | 2029-01-31 |  | Document Posted | Not Started | [35 empty] | G | 1200 | 1200 | [5 empty] | Under Study | [33 empty] | 2024-01-02 11:28 | 2028-09-30 | FALSE | FALSE
NEISO | Solar plus Battery | 1224 | 2022-01-25 |  |  |  | OT |  |  |  | SUN BAT | [7 empty] | 1 | [8 empty] | Worcester | MA |  |  | National Grid MA 13.8 kV, Whitins Pond 320W5 |  | 2022-04-29 | [5 empty] | In Progress | [27 empty] | 2022-09-14 |  |  |  |  | G | 1 | 1 | [39 empty] | 2022-09-14 10:54 | 2022-04-29 | FALSE | FALSE
NEISO | Battery Storage | 1223 | 2022-01-18 |  |  |  | OT |  |  |  | BAT | [7 empty] | 9.99 | [8 empty] | Worcester | MA |  |  | ZP Battery DevCo, LLC, 13.2kV, National Grid Feeder #413L3 |  | 2022-04-29 | [33 empty] | 2022-03-15 |  |  |  |  | G | 9.99 | 9.992 | [39 empty] | 2022-03-15 15:52 | 2022-03-31 | FALSE | FALSE
NEISO | Group @ Berkshire 18C | 1222 | 2022-01-14 |  |  |  | OT |  |  |  | SUN BAT | [7 empty] | 7.65 | [8 empty] | Hampden | MA |  |  | Eversource Berkshire 18C |  | 2023-11-30 | [38 empty] | G | 7.65 | 7.65 | [39 empty] | 2023-03-30 13:42 | 2023-09-30 | FALSE | FALSE
NEISO | Cumberland 22B - WMA ASO | 1221 | 2022-01-14 |  |  |  | OT |  |  |  | SUN BAT | [7 empty] | 4.99 | [8 empty] | Hampden | MA |  |  | Eversource Cumberland 22B |  | 2023-11-30 | [38 empty] | G | 4.99 | 4.99 | [39 empty] | 2023-03-30 13:38 | 2023-09-30 | FALSE | FALSE
NEISO | Group @ Blandford 19J - WMA ASO | 1220 | 2022-01-14 |  |  |  | OT |  |  |  | SUN BAT | [7 empty] | 6.99 | [8 empty] | Berkshire | MA |  |  | Eversource Blandford 19J |  | 2023-11-30 | [38 empty] | G | 6.99 | 6.99 | [39 empty] | 2023-03-30 13:36 | 2023-09-30 | FALSE | FALSE
NEISO | Group @ French King - WMA ASO | 1219 | 2022-01-14 |  |  |  | OT |  |  |  | SUN BAT | [7 empty] | 8.9 | [8 empty] | Franklin/Hampshire | MA |  |  | Eversource French King |  | 2023-11-30 | [38 empty] | G | 8.9 | 8.9 | [39 empty] | 2023-03-30 13:32 | 2023-09-30 | FALSE | FALSE
NEISO | Group @ Montigue - WMA ASO | 1218 | 2022-01-14 |  |  |  | OT |  |  |  | SUN BAT | [7 empty] | 9.86 | [8 empty] | Franklin | MA |  |  | Eversource Montigue |  | 2023-11-30 | [38 empty] | G | 9.86 | 9.86 | [39 empty] | 2023-05-31 09:30 | 2023-09-30 | TRUE | TRUE
NEISO | Oswald - WMA ASO | 1217 | 2022-01-14 |  |  |  | OT |  |  |  | SUN BAT | [7 empty] | 2.49 | [8 empty] | Franklin | MA |  |  | Eversource Oswald |  | 2023-11-30 | [38 empty] | G | 2.49 | 2.49 | [39 empty] | 2023-03-30 13:30 | 2023-09-30 | FALSE | FALSE
NEISO | Group @ Podick - WMA ASO | 1216 | 2022-01-14 |  |  |  | OT |  |  |  | SUN BAT | [7 empty] | 7.7 | [8 empty] | Hampden/Franklin | MA |  |  | Eversource Podick |  | 2023-11-30 | [38 empty] | G | 7.7 | 7.7 | [39 empty] | 2023-03-30 13:29 | 2023-09-30 | FALSE | FALSE
NEISO | Group @ Maynard 416 - EMA ASO | 1215 | 2022-01-14 |  |  |  | OT |  |  |  | SUN BAT | [7 empty] | 8.476 | [8 empty] | Middlesex | MA |  |  | Eversource Maynard 416 |  | 2023-11-30 | [38 empty] | G | 8.476 | 8.476 | [39 empty] | 2023-03-30 13:29 | 2023-09-30 | TRUE | FALSE
NEISO | Group @ Medway 65 - EMA ASO | 1214 | 2022-01-14 |  |  |  | OT |  |  |  | SUN BAT | [7 empty] | 17.497 | [8 empty] | Middlesex/Norfolk | MA |  |  | Eversource Medway 65 |  | 2023-11-30 | [38 empty] | G | 17.497 | 17.497 | [39 empty] | 2023-03-30 13:28 | 2023-09-30 | TRUE | FALSE
NEISO | Holliston 130 - EMA ASO | 1213 | 2022-01-14 |  |  |  | OT |  |  |  | BAT | [7 empty] | 4.99 | [8 empty] | Middlesex | MA |  |  | Eversource Holliston 130 |  | 2023-11-30 | [38 empty] | G | 4.99 | 4.99 | [39 empty] | 2023-03-30 13:27 | 2023-09-30 | TRUE | FALSE
NEISO | Hopkinton 126 - EMA ASO | 1212 | 2022-01-14 |  |  |  | OT |  |  |  | SUN BAT | [7 empty] | 3.9 | [8 empty] | Middlesex | MA |  |  | Eversource Hopkinton 126 |  | 2023-11-30 | [33 empty] | 2024-01-25 |  |  |  |  | G | 3.9 | 3.9 | [39 empty] | 2024-01-26 11:10 | 2023-09-30 | TRUE | FALSE
NEISO | Wind | 1211 | 2022-01-10 |  |  |  | WT |  |  |  | WND | [7 empty] | 500 | [8 empty] | Aroostook | ME |  |  | Orrington-Albion Rd 345kV line (3023) near the town of Pittsfield (approximately 19 miles from Albion Rd Substation) |  | 2026-11-27 | [38 empty] | G | 527 | 527 | [39 empty] | 2022-12-13 13:30 | 2026-09-03 | FALSE | FALSE
NEISO | Wind | 1210 | 2022-01-07 |  |  |  | WT |  |  |  | WND | [7 empty] | 500 | [8 empty] | Aroostook | ME |  |  | Orrington-Albion Rd 345kV line (3023) near the town of Pittsfield (approximately 19 miles from Albion Rd Substation) |  | 2025-11-28 | [38 empty] | G | 572 | 572 | [39 empty] | 2022-12-13 13:29 | 2025-09-03 | FALSE | FALSE
NEISO | Battery Storage | 1209 | 2021-12-30 |  |  |  | OT |  |  |  | BAT | [7 empty] | 170 | [8 empty] | Providence | RI |  |  | RI_NGRID Hartford 115kV substation/ Bus ID: 117351 |  | 2024-12-31 | [33 empty] | 2022-03-08 |  |  |  |  | G | 170 | 170 | [39 empty] | 2022-03-08 12:42 | 2024-12-01 | FALSE | FALSE
NEISO | Battery Storage | 1208 | 2021-12-30 |  |  |  | OT |  |  |  | BAT | [7 empty] | 160 | [8 empty] | New Haven | CT |  |  | CT_UI June Street 115KV substation/ Bus ID: 123416 |  | 2024-12-31 | [33 empty] | 2022-03-08 |  |  |  |  | G | 160 | 160 | [39 empty] | 2022-03-08 12:57 | 2024-12-01 | FALSE | FALSE
NEISO | Battery Storage | 1207 | 2021-12-30 |  |  |  | OT |  |  |  | BAT | [7 empty] | 200 | [8 empty] | Barnstable | MA |  |  | MA_NSTAR_CE Canal 115KV substation |  | 2024-12-31 | [33 empty] | 2022-01-28 |  |  |  |  | G | 200 | 200 | [39 empty] | 2022-01-28 07:47 | 2024-12-01 | FALSE | FALSE
NEISO | Battery Storage | 1206 | 2021-12-30 |  |  |  | OT |  |  |  | BAT | [7 empty] | 200 | [8 empty] | Berkshire | MA |  |  | MA_NGRID Adams 115kV substation Bus ID: 113005 |  | 2024-12-31 | [33 empty] | 2022-03-08 |  |  |  |  | G | 200 | 200 | [39 empty] | 2022-03-08 12:44 | 2024-12-01 | FALSE | FALSE
NEISO | Hamilton Sunstrand | 1205 | 2021-12-30 |  |  |  | OT |  |  |  | SUN | [7 empty] | 2 | [8 empty] | Hartford | CT |  |  | Windsor Locks 14K |  | 2023-04-01 | [38 empty] | G | 2 | 2 | [39 empty] | 2022-10-31 12:24 | 2023-04-01 | TRUE | TRUE
NEISO | LSE Scorpuis | 1204 | 2021-12-28 |  |  |  | OT |  |  |  | SUN | [7 empty] | 1.82 | [8 empty] | Putnam | CT |  |  | Tracy 14M |  | 2023-12-31 | [38 empty] | G | 1.82 | 1.82 | [39 empty] | 2023-03-09 15:06 | 2023-10-31 | TRUE | TRUE
NEISO | CTEC Solar 186 Foster St, South Windsor | 1203 | 2021-12-28 |  |  |  | OT |  |  |  | SUN | [7 empty] | 1.875 | [8 empty] | Hartford | CT |  |  | Barbour Hill 23J |  | 2023-07-01 | [38 empty] | G | 1.875 | 1.875 | [39 empty] | 2022-01-04 14:40 | 2023-07-01 | FALSE | FALSE
NEISO | Community Power Group, 24 Middle Road, Ellington, CT | 1202 | 2021-12-28 |  |  |  | OT |  |  |  | SUN | [7 empty] | 4 | [8 empty] | Tolland | CT |  |  | Rockville 14W |  | 2023-07-01 | [38 empty] | G | 4 | 4 | [39 empty] | 2022-01-03 08:22 | 2023-07-01 | FALSE | FALSE
NEISO | Verogy - Tripp RD | 1201 | 2021-12-28 |  |  |  | OT |  |  |  | SUN | [7 empty] | 2 | [8 empty] | Hartford | CT |  |  | Rockville 14W |  | 2023-07-01 | [38 empty] | G | 2 | 2 | [39 empty] | 2022-01-03 08:21 | 2023-07-01 | FALSE | FALSE
NEISO | Verogy - Thrall Rd, East Windsor | 1200 | 2021-12-28 |  |  |  | OT |  |  |  | SUN | [7 empty] | 4 | [8 empty] | Hartford | CT |  |  | Rockville 14W or Barbour Hill 23J |  | 2023-07-01 | [38 empty] | G | 4 | 4 | [39 empty] | 2022-01-03 08:21 | 2023-07-01 | FALSE | FALSE
NEISO | USS Vineyard Solar, Somers Rd | 1199 | 2021-12-28 |  |  |  | PV |  |  |  | SUN | [7 empty] | 4 | [8 empty] | Tolland | CT |  |  | Scitico 27H |  | 2022-09-30 | [38 empty] | G | 4 | 4 | [39 empty] | 2022-01-03 08:20 | 2022-09-30 | FALSE | FALSE
NEISO | Storage | 1198 | 2021-12-30 |  |  |  | OT |  |  |  | BAT | [7 empty] | 241.8 | [8 empty] | Bristol | MA |  |  | Looping the D-182S line adjacent to National Grid’s 115 kV Reynold’s Ave Substation |  | 2028-05-12 |  | Document Posted | Not Started | [35 empty] | G | 241.8 | 241.8 | [5 empty] | Under Study | [33 empty] | 2023-02-23 12:01 | 2028-02-14 | FALSE | FALSE
NEISO | Battery Storage | 1197 | 2021-12-20 |  |  |  | OT |  |  |  | BAT | [7 empty] | 150 | [8 empty] | Bristol | MA |  |  | Eversource 115kV Cross Road Line 111 |  | 2027-12-31 |  | Document Posted | Not Started | [35 empty] | G | 150 | 150 | [5 empty] | Under Study | [33 empty] | 2023-03-30 18:48 | 2027-10-28 | FALSE | FALSE
NEISO | Energy Storage | 1196 | 2021-12-14 |  |  |  | OT |  |  |  | BAT | [7 empty] | 99.9 | [8 empty] | Hampden | MA |  |  | National Grid Hampden Substation, 115 kV. Secondary is 115 kV Line 1976. |  | 2024-10-01 | [33 empty] | 2022-03-08 |  |  |  |  | G | 99.9 | 99.9 | [39 empty] | 2022-03-08 13:31 | 2024-08-01 | FALSE | FALSE
NEISO | Regional Network Service | 1195 | 2021-11-23 | [15 empty] | 6.3 | [8 empty] | Middlesex | MA |  |  | NSTAR 115 kV Line 875-539 |  | 2024-11-15 | [38 empty] | TS | 6.3 | 6.3 | [39 empty] | 2024-09-30 16:22 | 2024-10-07 | TRUE | FALSE
NEISO | Bear Swamp Pumping Load Increase | 1194 | 2021-11-09 |  |  |  | PS |  |  |  | WAT | [7 empty] | 0 | [8 empty] | Berkshire | MA |  |  | The existing POI of the Bear Swamp generating station |  | 2021-11-09 | [5 empty] | Executed | [32 empty] | G | 333 | 333 | [39 empty] | 2021-12-06 15:07 | 2021-11-09 | FALSE | FALSE
NEISO | Battery Storage | 1193 | 2021-11-09 |  |  |  | OT |  |  |  | BAT | [7 empty] | 325 | [8 empty] | Windham | CT |  |  | CL&P 345 kV 3271 Line |  | 2026-01-01 |  | Document Posted | Document Posted |  |  | In Progress | [32 empty] | G | 325 | 325 | [39 empty] | 2024-08-26 09:13 | 2025-01-08 | TRUE | FALSE
NEISO | Solar | 1192 | 2021-11-04 |  |  |  | PV |  |  |  | SUN | [7 empty] | 101.128 | [8 empty] | Hartford | CT |  |  | N. Bloomfield to Agawam 345kV Line. POI is approximately 3.6 mi north of N. Bloomfield (345kV) and 11.5 mi south of Agawam (345kV). |  | 2027-10-15 |  | Document Posted | Document Posted |  |  | In Progress | [32 empty] | G | 101.128 | 101.128 | [39 empty] | 2024-05-29 10:09 | 2027-09-24 | TRUE | TRUE
NEISO | Increase to Pumping load | 1191 | 2021-11-03 |  |  |  | PS |  |  |  | WAT | [7 empty] | 0 | [8 empty] | Berkshire | MA |  |  | The current Bear Swamp interconnection points |  | 2021-11-03 | [33 empty] | 2021-11-09 |  |  |  |  | G | 333 | 333 | [39 empty] | 2021-11-09 13:11 | 2021-11-03 | FALSE | FALSE
NEISO | Solar Knox | 1190 | 2021-10-28 |  |  |  | PV |  |  |  | SUN | [7 empty] | 33.5 | [8 empty] | Knox | ME |  |  | CMP 115kV Line 80 |  | 2027-03-31 |  | Document Posted | Document Posted |  |  | Executed | [32 empty] | G | 33.5 | 33.5 | [39 empty] | 2024-08-12 12:42 | 2027-02-28 | TRUE | TRUE
NEISO | Wendall Depot Substation - NG WMA Group 3 | 1189 | 2021-10-27 |  |  |  | OT |  |  |  | SUN BAT | [7 empty] | 27.981 | [8 empty] | Franklin | MA |  |  | NG Wendall Depot Substation |  | 2027-12-31 | [38 empty] | G | 27.981 | 27.981 | [39 empty] | 2023-03-30 17:02 | 2027-12-31 | FALSE | FALSE
NEISO | Ware Substation - NG WMA Group 3 | 1188 | 2021-10-27 |  |  |  | OT |  |  |  | SUN BAT | [7 empty] | 11 | [8 empty] | Hampshire | MA |  |  | NG Ware Substation |  | 2027-12-31 | [38 empty] | G | 11 | 11 | [39 empty] | 2023-03-30 17:01 | 2027-12-31 | FALSE | FALSE
NEISO | W. Charlton Substation - NG WMA Group 3 | 1187 | 2021-10-27 |  |  |  | OT |  |  |  | BAT | [7 empty] | 19.984 | [8 empty] | Worcester | MA |  |  | NG W. Charlton Substation |  | 2027-12-31 | [38 empty] | G | 19.984 | 19.984 | [39 empty] | 2023-03-30 17:01 | 2027-12-31 | FALSE | FALSE
NEISO | Treasure Valley Substation - NG WMA Group 3 | 1186 | 2021-10-27 |  |  |  | OT |  |  |  | BAT | [7 empty] | 9.992 | [8 empty] | Worcester | MA |  |  | NG treasure Valley Substation |  | 2027-12-31 | [38 empty] | G | 9.992 | 9.992 | [39 empty] | 2023-03-30 17:00 | 2027-12-31 | FALSE | FALSE
NEISO | Stafford St. Substation - NG WMA Group 3 | 1185 | 2021-10-27 |  |  |  | OT |  |  |  | SUN BAT | [7 empty] | 22.448 | [8 empty] | Worcester | MA |  |  | NG Stafford St. Substation |  | 2027-12-31 | [38 empty] | G | 22.448 | 22.448 | [39 empty] | 2023-03-30 17:00 | 2027-12-31 | FALSE | FALSE
NEISO | Snow St. Substation - NG WMA Group 3 | 1184 | 2021-10-27 |  |  |  | OT |  |  |  | SUN BAT | [7 empty] | 27.836 | [8 empty] | Worcester | MA |  |  | NG Snow St. Substation |  | 2027-12-31 | [38 empty] | G | 27.836 | 27.836 | [39 empty] | 2023-03-30 16:59 | 2027-12-31 | FALSE | FALSE
NEISO | Royalston Substation - NG WMA Group 3 | 1183 | 2021-10-27 |  |  |  | OT |  |  |  | SUN BAT | [7 empty] | 5 | [8 empty] | Worcester | MA |  |  | NG Royalston Substation |  | 2027-12-31 | [38 empty] | G | 5 | 5 | [39 empty] | 2023-03-30 16:59 | 2027-12-31 | FALSE | FALSE
NEISO | Pratts Junc. Substation - NG WMA Group 3 | 1182 | 2021-10-27 |  |  |  | OT |  |  |  | BAT | [7 empty] | 14.94 | [8 empty] | Worcester | MA |  |  | NG Pratts Junc. Substation |  | 2027-12-31 | [38 empty] | G | 14.94 | 14.94 | [39 empty] | 2023-03-30 16:58 | 2027-12-31 | FALSE | FALSE
NEISO | N. Oxford Substation - NG WMA Group 3 | 1181 | 2021-10-27 |  |  |  | OT |  |  |  | SUN BAT | [7 empty] | 20.396 | [8 empty] | Worcester | MA |  |  | NG N. Oxford Substation |  | 2027-12-31 | [38 empty] | G | 20.396 | 20.396 | [39 empty] | 2023-03-30 16:58 | 2027-12-31 | FALSE | FALSE
NEISO | Millbury Substation - NG WMA Group 3 | 1180 | 2021-10-27 |  |  |  | OT |  |  |  | SUN BAT | [7 empty] | 11.742 | [8 empty] | Worcester | MA |  |  | NG Millbury Substation |  | 2027-12-31 | [38 empty] | G | 11.742 | 11.742 | [39 empty] | 2023-03-30 16:57 | 2027-12-31 | FALSE | FALSE
NEISO | Meadow Street 552 Substation - NG WMA Group 3 | 1179 | 2021-10-27 |  |  |  | OT |  |  |  | SUN BAT | [7 empty] | 13.799 | [8 empty] | Worcester | MA |  |  | NG Meadow Street 552 Substation |  | 2027-12-31 | [38 empty] | G | 13.799 | 13.799 | [39 empty] | 2023-03-30 16:57 | 2027-12-31 | FALSE | FALSE
NEISO | Little Rest Rd Substation - NG WMA Group 3 | 1178 | 2021-10-27 |  |  |  | OT |  |  |  | SUN BAT | [7 empty] | 5.8 | [8 empty] | Worcester | MA |  |  | NG Little Rest Rd Substation |  | 2027-12-31 | [38 empty] | G | 5.8 | 5.8 | [39 empty] | 2023-03-30 16:56 | 2027-12-31 | FALSE | FALSE
NEISO | Lashaway Substation - NG WMA Group 3 | 1177 | 2021-10-27 |  |  |  | OT |  |  |  | BAT | [7 empty] | 14.94 | [8 empty] | Worcester | MA |  |  | NG Lashaway Substation |  | 2027-12-31 | [38 empty] | G | 14.94 | 14.94 | [39 empty] | 2023-03-30 16:56 | 2027-12-31 | FALSE | FALSE
NEISO | E. Winchendon Substation - NG WMA Group 3 | 1176 | 2021-10-27 |  |  |  | OT |  |  |  | SUN BAT | [7 empty] | 34.975 | [8 empty] | Worcester | MA |  |  | NG E. Winchendon Substation |  | 2026-12-31 | [38 empty] | G | 34.975 | 34.975 | [39 empty] | 2023-03-30 16:55 | 2026-12-31 | FALSE | FALSE
NEISO | E. Westminster Substation - NG WMA Group 3 | 1175 | 2021-10-27 |  |  |  | OT |  |  |  | SUN BAT | [7 empty] | 4.99 | [8 empty] | Worcester | MA |  |  | NG E. Westminster Substation |  | 2026-12-31 | [38 empty] | G | 4.99 | 4.99 | [39 empty] | 2023-03-30 16:54 | 2026-12-31 | FALSE | FALSE
NEISO | Crystal Lake Substation - NG WMA Group 3 | 1174 | 2021-10-27 |  |  |  | OT |  |  |  | BAT | [7 empty] | 7.998 | [8 empty] | Worcester | MA |  |  | NG Crystal Lake Substation |  | 2026-12-31 | [38 empty] | G | 7.998 | 7.998 | [39 empty] | 2023-03-30 16:54 | 2026-12-31 | FALSE | FALSE
NEISO | Barre Substation - NG WMA Group 3 | 1173 | 2021-10-27 |  |  |  | OT |  |  |  | SUN BAT | [7 empty] | 12.398 | [8 empty] | Worcester | MA |  |  | NG Barre Substation |  | 2027-12-31 | [38 empty] | G | 12.398 | 12.398 | [39 empty] | 2023-03-30 16:53 | 2027-12-31 | FALSE | FALSE
NEISO | Solar plus Battery | 1172 | 2021-10-27 |  |  |  | OT |  |  |  | SUN BAT | [7 empty] | 53.07 | [8 empty] | Merrimack | NH |  |  | Eversource 115kV F139 line |  | 2025-07-31 |  | Document Posted | Document Posted |  |  | Not Started | [27 empty] | 2024-10-02 |  |  |  |  | G | 53.07 | 53.07 | [39 empty] | 2024-10-02 14:39 | 2025-05-31 | TRUE | FALSE
NEISO | Twin Energy Wind | 1171 | 2021-10-25 |  |  |  | WT |  |  |  | WND | [7 empty] | 18.3 | [8 empty] | Oxford | ME |  |  | Roxbury Substation |  | 2025-10-17 |  | Document Posted | Document Posted |  |  | Executed | [32 empty] | G | 20 | 20 | [39 empty] | 2024-10-30 13:39 | 2025-09-18 | TRUE | TRUE
NEISO | Battery Storage | 1170 | 2021-10-22 |  |  |  | OT |  |  |  | BAT | [7 empty] | 100 | [8 empty] | Franklin | MA |  |  | National Grid's PTF (115kV Y-177 line), located at 42.730250 degrees north latitude, -72.931858 degrees west longitude. |  | 2023-01-11 |  | Document Posted | [31 empty] | 2023-10-11 |  |  |  |  | G | 100 | 100 | [5 empty] | Under Study | [33 empty] | 2023-10-11 14:38 | 2022-12-14 | FALSE | FALSE
NEISO | Roxbury Solar | 1169 | 2021-10-22 |  |  |  | PV |  |  |  | SUN | [7 empty] | 1.999 | [8 empty] | Oxford | ME |  |  | CMP 12.47 kV distribution circuit 447D1 out of CMP Rumford Substation |  | 2025-02-07 |  |  | Document Posted |  |  | Executed | [32 empty] | G | 1.999 | 1.999 | [39 empty] | 2023-10-11 10:23 | 2025-01-10 | TRUE | TRUE
NEISO | Fuel Cell | 1168 | 2021-10-04 |  |  |  | FC |  |  |  | NG | [7 empty] | 8.7 | [8 empty] | Hartford | CT |  |  | Eversource Northwest Hartford 2N substation circuit 2N17 |  | 2023-10-15 | [38 empty] | G | 8.7 | 8.7 | [39 empty] | 2022-10-31 12:22 | 2023-10-01 | TRUE | TRUE
NEISO | Solar | 1167 | 2021-10-04 |  |  |  | PV |  |  |  | SUN | [7 empty] | 4 | [8 empty] | Windham | CT |  |  | Eversource Tracy 14M substation circuit 14M9 |  | 2023-01-31 | [33 empty] | 2023-01-30 |  |  |  |  | G | 4 | 4 | [39 empty] | 2023-01-31 10:35 | 2022-12-31 | TRUE | TRUE
NEISO | Battery Storage | 1166 | 2021-10-04 |  |  |  | OT |  |  |  | BAT | [7 empty] | 20 | [8 empty] | New Haven | CT |  |  | Eversource Oxford 26N Substation |  | 2024-09-01 | [38 empty] | G | 20 | 20 | [39 empty] | 2023-01-31 10:34 | 2024-08-01 | FALSE | FALSE
NEISO | Solar | 1165 | 2021-10-22 |  |  |  | PV |  |  |  | SUN | [7 empty] | 1.999 | [8 empty] | Hancock | ME |  |  | 34.5kV Line on Bar Harbor Road. The 34.5 kV line from Ellsworth to Trenton is not explicitly modeled in the power flow. We added a model for this line and then tapped it at tap 30% of the total line length from Trenton for the POI. |  | 2023-07-15 |  |  | Document Posted |  |  | In Progress | [32 empty] | G | [41 empty] | 2024-03-06 11:46 | 2023-07-15 | TRUE | TRUE
NEISO | Solar | 1164 | 2021-09-23 |  |  |  | PV |  |  |  | SUN | [7 empty] | 20 | [8 empty] | Coos | NH |  |  | Eversource 34.5 kV Line 384, Pole 4 |  | 2023-11-01 |  | In Progress | [31 empty] | 2022-12-07 |  |  |  |  | G | 20 | 20 | [5 empty] | Under Study | [33 empty] | 2022-12-07 13:11 | 2023-11-01 | FALSE | FALSE
NEISO | Battery Storage | 1163 | 2021-09-22 |  |  |  | OT |  |  |  | BAT | [7 empty] | 205 | [8 empty] | Washington | RI |  |  | RIE L190-2 (0.615 miles from Davisville and 1.935 miles from Old Baptist substations). |  | 2026-06-01 |  | Document Posted | Document Posted |  |  | Not Started | [32 empty] | G | 201.43 | 201.43 | [39 empty] | 2024-12-13 15:33 | 2026-06-01 | FALSE | FALSE
NEISO | Solar with Battery | 1162 | 2021-09-21 |  |  |  | OT |  |  |  | SUN BAT | [7 empty] | 87 | [8 empty] | Windham | CT |  |  | POI will be the three breaker ring bus at the 1607 Line. Approximate Coordinates 41.7119, -71.9379. |  | 2023-12-31 |  | Document Posted | Not Started | [30 empty] | 2023-06-01 |  |  |  |  | G | 95.6 | 95.6 | [5 empty] | Under Study | [33 empty] | 2023-06-01 16:38 | 2023-11-30 | FALSE | FALSE
NEISO | Solar plus Battery | 1161 | 2021-09-08 |  |  |  | OT |  |  |  | SUN BAT | [7 empty] | 3.6 | [8 empty] | Berkshire | MA |  |  | Eversource 22.8Kv feeder 15E1 Name of the substation = Partridge 15E substation |  | 2022-07-01 |  | Not Required | Document Posted | [30 empty] | 2022-09-12 |  |  |  |  | G | 3.6 | 3.6 | [5 empty] | Under Study | [33 empty] | 2022-09-13 09:53 | 2022-06-15 | TRUE | FALSE
NEISO | Solar plus Battery | 1160 | 2021-08-31 |  |  |  | OT |  |  |  | SUN BAT | [7 empty] | 4.536 | [8 empty] | Berkshire | MA |  |  | Eversource 22.8Kv feeder 15E1 Name of the substation = Partridge 15E substation |  | 2022-07-01 |  | Not Required | Document Posted | [30 empty] | 2022-09-12 |  |  |  |  | G | 4.536 | 4.536 | [5 empty] | Under Study | [33 empty] | 2022-09-13 09:52 | 2022-06-15 | TRUE | FALSE
NEISO | Battery Storage | 1159 | 2021-08-27 |  |  |  | OT |  |  |  | BAT | [7 empty] | 276 | [8 empty] | Suffolk | MA |  |  | Primary POI - Mystic 115 kV Station, Alternative POI - Mystic 345 kV Station |  | 2023-12-30 |  | In Progress | [31 empty] | 2023-08-18 |  |  |  |  | G | 276 | 276 | [5 empty] | Under Study | [33 empty] | 2023-08-18 16:10 | 2023-12-05 | FALSE | FALSE
NEISO | 1200 MW DC Transmission Line | 1158 | 2021-08-19 | [15 empty] | 1200 | [9 empty] | MA |  |  | Mystic 345 kV Substation |  | 2028-05-31 |  | In Progress | [31 empty] | 2023-06-21 |  |  |  |  | ETU | [7 empty] | Under Study | [33 empty] | 2023-06-21 16:46 | 2028-02-29 | FALSE | FALSE
NEISO | 1200 MW DC Transmission Line | 1157 | 2021-08-19 | [15 empty] | 1200 | [9 empty] | MA |  |  | Mystic 345 kV Substation |  | 2028-05-31 |  | Not Started | [31 empty] | 2022-12-19 |  |  |  |  | ETU | [7 empty] | Under Study | [33 empty] | 2022-12-19 09:18 | 2028-02-29 | FALSE | FALSE
NEISO | Solar | 1156 | 2021-08-16 |  |  |  | PV |  |  |  | SUN | [7 empty] | 101.164 | [8 empty] | Hartford | CT |  |  | N. Bloomfield to NE Simsbury 115kV Line. POI is 200 feet east of the NE Simsbury Substation(115kV) and 2.25 miles west of N.Bloomfield(115kV). |  | 2024-10-15 | [33 empty] | 2021-09-21 |  |  |  |  | G | 101.164 | 101.164 | [39 empty] | 2021-09-21 12:10 | 2024-09-15 | FALSE | FALSE
NEISO | Solar | 1155 | 2021-08-16 |  |  |  | PV |  |  |  | SUN | [7 empty] | 101.09 | [8 empty] | Hartford | CT |  |  | N. Bloomfield to Agawam 345kV Line. POI is approximately 3.6 mi north of N. Bloomfield (345kV) and 11.5 mi south of Agawam (345kV). |  | 2024-10-15 | [33 empty] | 2021-09-21 |  |  |  |  | G | 101.09 | 101.09 | [39 empty] | 2021-09-21 12:10 | 2024-09-15 | FALSE | FALSE
NEISO | Offshore wind Inc (QP700) | 1154 | 2021-08-13 |  |  |  | WT |  |  |  | WND | [7 empty] | 18 | [9 empty] | MA |  |  | Eversource 345kV West Barnstable (921) |  | 2026-10-30 |  |  | Document Posted | In Progress | [34 empty] | G | 856.2 | 856.2 | [5 empty] | Under Study | [33 empty] | 2024-10-02 16:49 | 2026-03-14 | TRUE | TRUE
NEISO | Offshore wind | 1153 | 2021-08-11 |  |  |  | WT |  |  |  | WND | [7 empty] | 440 | [9 empty] | MA |  |  | Eversource 115kV Acushnet, lines 112/114, Alternative Eversource Pine Street 115kV |  | 2026-11-01 |  | In Progress | [31 empty] | 2022-09-28 |  |  |  |  | G | 440 | 440 | [5 empty] | Under Study | [33 empty] | 2022-09-28 11:50 | 2026-09-01 | FALSE | FALSE
NEISO | Solar + Battery Storage | 1152 | 2021-08-04 |  |  |  | OT |  |  |  | SUN BAT | [7 empty] | 9.998 | [8 empty] | Hampshire | MA |  |  | National Grid 13.8 kV 909W4 |  | 2022-09-01 |  |  | Document Posted |  |  | Not Started | [27 empty] | 2022-09-08 |  |  |  |  | G | 9.998 | 9.998 | [39 empty] | 2022-09-08 10:21 | 2022-09-01 | FALSE | FALSE
NEISO | 13665 Felt Road Solar | 1151 | 2021-08-04 |  |  |  | OT |  |  |  | SUN BAT | [7 empty] | 1.968 | [8 empty] | Oxford | ME |  |  | CMP 34.5 kV Feeder 452K1, Woodstock Substation |  | 2024-11-15 |  |  | Document Posted |  |  | Executed | [32 empty] | G | [41 empty] | 2023-06-26 10:37 | 2024-11-15 | TRUE | TRUE
NEISO | Offshore Wind | 1150 | 2021-07-29 |  |  |  | WT |  |  |  | WND | [7 empty] | 11.55 | [9 empty] | ME |  |  | CMP Boothbay Harbor 34.5kV substation |  | 2023-09-01 |  |  | In Progress | [30 empty] | 2023-05-22 |  |  |  |  | G | 11.55 | 11.55 | [5 empty] | Under Study | [33 empty] | 2023-05-22 13:35 | 2023-08-01 | FALSE | FALSE
NEISO | Battery addition | 1149 | 2021-08-06 |  |  |  | OT |  |  |  | WAT BAT | [7 empty] | 6.7 | [8 empty] | Franklin | MA |  |  | National Grid's PTF (E-5B, F-6 West PTF transmission lines) |  | 2025-08-17 |  | Document Posted | Document Posted |  |  | In Progress | [32 empty] | G | [41 empty] | 2025-01-01 11:47 | 2025-08-13 | TRUE | FALSE
NEISO | Lite Brite Battery Storage | 1148 | 2021-07-13 |  |  |  | OT |  |  |  | BAT | [7 empty] | 305.624 | [8 empty] | Suffolk | MA |  |  | Electric Avenue 115 kV substation (bus number 110926), Zone MA_NST |  | 2028-05-26 |  | Document Posted | Document Posted |  |  | Executed | [32 empty] | G | 305.624 | 305.624 | [39 empty] | 2024-11-19 11:39 | 2028-04-30 | TRUE | FALSE
NEISO | Solar | 1147 | 2021-07-08 |  |  |  | PV |  |  |  | SUN | [7 empty] | 20 | [8 empty] | Rensselaer | NY |  |  | National Grid’s North Troy – Hoosick 115kV Line #5 |  | 2022-12-30 | [38 empty] | G | 20 | 20 | [39 empty] | 2021-07-12 10:51 | 2022-11-30 | FALSE | FALSE
NEISO | Swain Solar | 1146 | 2021-07-07 |  |  |  | PV |  |  |  | SUN | [7 empty] | 40.355 | [8 empty] | Oxford | ME |  |  | CMP 115kV Line 270 |  | 2027-07-09 |  |  | Document Posted |  |  | Executed | [27 empty] | 2024-10-30 |  |  |  |  | G | 40.91 | 40.91 | [39 empty] | 2024-11-12 17:11 | 2027-06-25 | TRUE | TRUE
NEISO | Solar | 1145 | 2021-07-07 |  |  |  | PV |  |  |  | SUN | [7 empty] | 20.7 | [8 empty] | Hancock | ME |  |  | Versant 115 kV Trenton substation bus; Alternate POI - Versant 115kV Line 57 |  | 2024-07-08 |  | Document Posted | Document Posted |  |  | In Progress | [32 empty] | G | 20.7 | 20.7 | [39 empty] | 2023-08-31 09:47 | 2024-06-24 | TRUE | TRUE
NEISO | Solar | 1144 | 2021-06-17 |  |  |  | OT |  |  |  | SUN BAT | [7 empty] | 1 | [8 empty] | Dukes | MA |  |  | Eversource 23 kV Line 4-99-99 |  | 2022-11-01 | [33 empty] | 2021-10-26 |  |  |  |  | G | 1 | 1 | [39 empty] | 2021-10-27 10:27 | 2022-10-01 | FALSE | FALSE
NEISO | Battery Storage | 1143 | 2021-06-15 |  |  |  | OT |  |  |  | BAT | [7 empty] | 508.248 | [8 empty] | Middlesex | MA |  |  | Mystic 345 kV between breaker 101, 106 and 107 |  | 2028-05-31 |  | Document Posted | Document Posted |  |  | Executed | [32 empty] | G | 508.248 | 508.248 | [39 empty] | 2024-04-11 11:53 | 2027-12-01 | TRUE | TRUE
NEISO | 1200 MW DC Bidirectional Transmission line | 1142 | 2021-06-07 | [24 empty] | Suffolk/Barnstable | MA |  |  | K Street 345 kV Substation associated terminals Boston, MA Bourne 345 kV Substation associated terminals Sandwich, MA |  | 2027-09-30 | [33 empty] | 2022-12-19 |  |  |  |  | ETU | [41 empty] | 2022-12-19 09:18 | 2027-07-31 | FALSE | FALSE
NEISO | 1200 MW DC Bidirectional Transmission line | 1141 | 2021-06-07 | [24 empty] | Suffolk/Barnstable | MA |  |  | Mystic 345 kV Substation associated terminals Everett, MA Bourne 345 kV Substation associated terminals Sandwich, MA |  | 2027-09-30 | [33 empty] | 2021-09-02 |  |  |  |  | ETU | [41 empty] | 2021-09-03 11:20 | 2027-07-31 | FALSE | FALSE
NEISO | Regional Network Service Request | 1140 | 2021-06-03 | [15 empty] | 395 | [8 empty] | Hampden | MA |  |  | Eversource 115 kV Lines 1293 & 1302 |  | 2023-10-01 | [33 empty] | 2022-01-11 |  |  |  |  | TS | 395 | 316 | [39 empty] | 2022-01-11 15:10 | 2023-10-01 | FALSE | FALSE
NEISO | Turner Meadow Solar | 1139 | 2021-06-04 |  |  |  | PV |  |  |  | SUN | [7 empty] | 20 | [8 empty] | Androscoggin | ME |  |  | CMP 34.5kV Line 50 |  | 2026-11-20 |  |  | Document Posted |  |  | Executed | [32 empty] | G | 20 | 20 | [39 empty] | 2024-08-12 12:44 | 2026-11-15 | TRUE | TRUE
NEISO | Husky Solar | 1138 | 2021-06-03 |  |  |  | PV |  |  |  | SUN | [7 empty] | 50.159 | [8 empty] | Windham | CT |  |  | The POI will be located about 6.9 miles from the 1607/1505 line ROW (Exeter Tap) and about 1.1 miles from the Exeter Sub 54N along the 115 kV underground line to the Exeter Sub 54N. |  | 2028-05-10 |  | Document Posted | Document Posted | Not Required |  | Executed | [32 empty] | G | 50.159 | 50.159 | [39 empty] | 2024-10-08 13:39 | 2028-05-01 | TRUE | TRUE | Not Required
NEISO | Nasonville Substation – NG RI-Nasonville-21-Comp-1 Study | 1137 | 2021-05-25 |  |  |  | PV |  |  |  | SUN | [7 empty] | 9.5 | [8 empty] | Providence | RI |  |  | NG feeder 127W43, Nasonville Substation |  | 2023-03-15 | [38 empty] | G | 9.5 | 9.5 | [39 empty] | 2021-05-26 12:35 | 2023-03-15 | FALSE | FALSE
NEISO | Solar | 1136 | 2021-05-20 |  |  |  | PV |  |  |  | SUN | [7 empty] | 20 | [8 empty] | Strafford | NH |  |  | 43°23'7.50"N, 71° 1'23.45"W, Direct Tap, Circuit #3174 34.5 kV |  | 2026-05-15 |  | Document Posted | Document Posted |  |  | In Progress | [32 empty] | G | 20 | 20 | [39 empty] | 2024-06-25 10:32 | 2026-04-15 | TRUE | FALSE
NEISO | Solar + Battery Storage | 1135 | 2021-05-13 |  |  |  | OT |  |  |  | SUN BAT | [7 empty] | 113.01 | [8 empty] | Coos | NH |  |  | Eversource W179-1 115 kV Line between Berlin and Pontook Hydro Substations, 11.5 miles from the Berlin Substation |  | 2025-05-15 |  | Document Posted | In Progress | [30 empty] | 2023-02-02 |  |  |  |  | G | 113.01 | 113.01 | [5 empty] | Under Study | [33 empty] | 2023-02-02 14:30 | 2025-02-15 | FALSE | FALSE
NEISO | Noresco Navy | 1134 | 2021-05-06 |  |  |  | IC |  |  |  | NG | [7 empty] | 10.8 | [8 empty] | New London | CT |  |  | GU 323 |  | 2023-04-15 | [38 empty] | G | 10.8 | 10.8 | [39 empty] | 2023-03-09 14:36 | 2023-03-01 | TRUE | FALSE
NEISO | Stored Solar Fitchburg CNR Only | 1133 | 2021-04-27 |  |  |  | ST |  |  |  | WDS | [7 empty] | 0 | [8 empty] | Worcester | MA |  |  | Flagg Pond 69kv |  | 2024-08-08 | [5 empty] | Executed | [32 empty] | G | 17 | 17 | [39 empty] | 2024-09-10 11:29 | 2024-08-08 | FALSE | FALSE
NEISO | Solar + Battery Storage | 1132 | 2021-04-23 |  |  |  | OT |  |  |  | SUN BAT | [7 empty] | 3 | [8 empty] | Hampshire | MA |  |  | 13.2 Kv, Circuit #527L1, POI Pole# 52/42-2-3-1 |  | 2021-12-28 |  |  | In Progress | [30 empty] | 2022-09-14 |  |  |  |  | G | 3 | 3 | [5 empty] | Under Study | [33 empty] | 2022-09-14 10:52 | 2021-12-28 | FALSE | FALSE
NEISO | Solar + Battery Storage | 1131 | 2021-04-23 |  |  |  | OT |  |  |  | SUN BAT | [7 empty] | 4.95 | [8 empty] | Barnstable | MA |  |  | Falmouth Station #933 Line #98 Pole# 9105/16 |  | 2021-12-31 |  |  | Document Posted | [30 empty] | 2022-09-20 |  |  |  |  | G | 9.9 | 9.9 | [5 empty] | Under Study | [33 empty] | 2022-09-21 08:31 | 2021-12-31 | TRUE | FALSE
NEISO | Solar + Battery Storage | 1130 | 2021-04-23 |  |  |  | OT |  |  |  | SUN BAT | [7 empty] | 2 | [8 empty] | Franklin | MA |  |  | Eversource 13.8kV 22B3 feeder |  | 2022-04-30 |  |  | Document Posted |  |  | Not Started | [27 empty] | 2022-09-14 |  |  |  |  | G | 2 | 2 | [5 empty] | Under Study | [33 empty] | 2022-09-14 10:51 | 2022-04-30 | FALSE | FALSE
NEISO | Solar + Battery Storage | 1129 | 2021-04-22 |  |  |  | OT |  |  |  | SUN BAT | [7 empty] | 2.456 | [8 empty] | Bristol | MA |  |  | The primary connection of the proposed project to Eversource Energy is located at the Wing Lane substation #624 Transformer #1 Line #240. The site is located approximately 0.26 circuit miles from Substation 624 near PSS/E node 111293(Wing Lane 13.2 KV) |  | 2021-12-31 |  |  | Document Posted |  |  | Not Started | [27 empty] | 2022-10-04 |  |  |  |  | G | 2.456 | 2.456 | [39 empty] | 2022-10-04 12:23 | 2021-10-31 | FALSE | FALSE
NEISO | Solar + Battery Storage | 1128 | 2021-04-21 |  |  |  | OT |  |  |  | SUN BAT | [7 empty] | 4.536 | [8 empty] | Berkshire | MA |  |  | Eversource 22.8Kv feeder 15E2 Name of substation = Partridge 15E substation |  | 2022-07-15 |  |  | Document Posted |  |  | In Progress | [27 empty] | 2022-09-12 |  |  |  |  | G | 4.536 | 4.536 | [5 empty] | Under Study | [33 empty] | 2022-09-13 09:51 | 2022-07-08 | FALSE | FALSE
NEISO | Solar + Battery Storage | 1127 | 2021-04-21 |  |  |  | OT |  |  |  | SUN BAT | [7 empty] | 0.999 | [8 empty] | Barnstable | MA |  |  | Eversource East 22.8kV CKT #4-77-450 (Pole# 429/5) |  | 2022-02-28 |  |  | Document Posted |  |  | In Progress | [27 empty] | 2022-09-16 |  |  |  |  | G | 0.999 | 0.999 | [5 empty] | Under Study | [33 empty] | 2022-09-16 13:48 | 2022-02-17 | FALSE | FALSE
NEISO | Solar + Battery Storage | 1126 | 2021-04-21 |  |  |  | OT |  |  |  | SUN BAT | [7 empty] | 4 | [8 empty] | Barnstable | MA |  |  | Eversource West 22.8kV CKT #4-77-450 (POLE#429/8) |  | 2022-02-28 |  |  | Document Posted |  |  | In Progress | [27 empty] | 2022-09-16 |  |  |  |  | G | 4 | 4 | [5 empty] | Under Study | [33 empty] | 2022-09-16 13:47 | 2022-02-17 | FALSE | FALSE
NEISO | Solar | 1125 | 2021-04-21 |  |  |  | PV |  |  |  | SUN | [7 empty] | 72 | [8 empty] | Somerset | ME |  |  | 44°36'30.65"N 69°38'23.26"W. CMP Line 241, new substation on 115kV line between Heywood Road Substation and County Road Substation. |  | 2024-01-31 |  | Document Posted | In Progress | [30 empty] | 2023-09-28 |  |  |  |  | G | 72 | 72 | [5 empty] | Under Study | [33 empty] | 2023-09-28 15:43 | 2023-12-01 | FALSE | FALSE
NEISO | Battery Storage | 1124 | 2021-04-21 |  |  |  | OT |  |  |  | BAT | [7 empty] | 107.5 | [8 empty] | Hampden | MA |  |  | Eversource 345kV Ludlow substation via the 115kV Stony Brook Substation |  | 2025-01-01 |  | Document Posted | In Progress | [30 empty] | 2023-06-26 |  |  |  |  | G | 107.5 | 107.5 | [5 empty] | Under Study | [33 empty] | 2023-06-26 08:46 | 2024-10-01 | FALSE | FALSE
NEISO | Naugatuck Avenue Battery Storage CNR Only (see QP1089) | 1123 | 2021-04-21 |  |  |  | OT |  |  |  | BAT | [7 empty] | 0 | [8 empty] | New Haven | CT |  |  | devon 115kV substation |  | 2026-12-01 | [38 empty] | G | 205.32 | 205.32 | [39 empty] | 2024-08-14 10:45 | 2026-10-15 | FALSE | FALSE
NEISO | Battery Storage | 1122 | 2021-04-19 |  |  |  | OT |  |  |  | BAT | [7 empty] | 20 | [8 empty] | Addison | VT |  |  | VELCO Middlebury Substation @ 46kV bus |  | 2022-12-31 | [33 empty] | 2021-06-16 |  |  |  |  | G | 20 | 20 | [39 empty] | 2021-06-16 13:46 | 2022-08-31 | FALSE | FALSE
NEISO | Offshore wind | 1121 | 2021-04-16 |  |  |  | WT |  |  |  | WND | [7 empty] | 1200 | [9 empty] | MA |  |  | Brayton Point 345 kV |  | 2033-05-31 |  | Document Posted | In Progress | [35 empty] | G | 1200 | 1200 | [5 empty] | Under Study | [33 empty] | 2022-10-19 16:40 | 2032-12-01 | FALSE | FALSE
NEISO | Battery Storage | 1120 | 2021-04-14 |  |  |  | OT |  |  |  | BAT | [7 empty] | 204.64 | [8 empty] | Windham | CT |  |  | Eversource Killingly 345kV Substation |  | 2025-05-01 |  |  | Document Posted |  |  | In Progress | [27 empty] | 2022-04-22 |  |  |  |  | G | 204.64 | 204.64 | [5 empty] | Under Study | [33 empty] | 2022-04-22 13:27 | 2025-02-15 | TRUE | FALSE
NEISO | Offshore wind | 1119 | 2021-04-14 |  |  |  | WT |  |  |  | WND | [7 empty] | 1320 | [9 empty] | MA |  |  | Primary National Grid Brayton Point 345kV, Alt Kent County 345 kV |  | 2027-09-01 |  | Document Posted | [31 empty] | 2022-04-25 |  |  |  |  | G | 1320 | 1320 | [5 empty] | Under Study | [33 empty] | 2022-04-25 16:29 | 2027-03-01 | FALSE | FALSE
NEISO | Offshore wind Increase (QP909) | 1118 | 2021-04-15 |  |  |  | WT |  |  |  | WND | [7 empty] | 386 | [9 empty] | MA |  |  | National Grid 115kV Bell Rock, |  | 2027-09-30 |  | Document Posted | Not Started | [30 empty] | 2024-02-13 |  |  |  |  | G | 1200 | 1200 | [5 empty] | Under Study | [33 empty] | 2024-02-13 08:50 | 2027-03-31 | FALSE | FALSE
NEISO | Streamfield | 1117 | 2021-04-15 |  |  |  | OT |  |  |  | BAT | [7 empty] | 202.4 | [8 empty] | Hampden | MA |  |  | The proposed POI is Buck Pond 115 kV substation, the alternative POI is to build a new substation next to Buck pond 115 kV in the north side by breaking Line 1657 |  | 2027-05-31 |  | Document Posted | Document Posted |  |  | Executed | [32 empty] | G | 202.4 | 202.4 | [39 empty] | 2024-02-14 16:06 | 2027-04-15 | TRUE | TRUE
NEISO | SouthCoast Wind 1 | 1116 | 2021-04-13 |  |  |  | WT |  |  |  | WND | [7 empty] | 1200 | [9 empty] | MA |  |  | Brayton Point making use of QP 837 to connect |  | 2031-12-31 |  | Document Posted | Document Posted |  |  | Executed | [32 empty] | G | 1200 | 1200 | [39 empty] | 2024-07-17 14:19 | 2030-05-01 | TRUE | TRUE
NEISO | Hecate Energy Eastern Ave Energy Center | 1115 | 2021-04-08 |  |  |  | OT |  |  |  | BAT | [7 empty] | 250 | [8 empty] | Suffolk | MA |  |  | Sta 488 Chelsea 115 kV substation |  | 2026-11-09 |  | Document Posted | Document Posted |  |  | Executed | [32 empty] | G | 250 | 250 | [39 empty] | 2023-09-15 08:43 | 2026-08-14 | TRUE | TRUE
NEISO | Solar | 1114 | 2021-04-01 |  |  |  | PV |  |  |  | SUN | [7 empty] | 103 | [8 empty] | Somerset | ME |  |  | New Substation Tapping CMP 115 kV Circuit, Section 241 |  | 2024-01-31 | [33 empty] | 2021-04-20 |  |  |  |  | G | 103 | 103 | [39 empty] | 2021-04-21 09:12 | 2023-11-30 | FALSE | FALSE
NEISO | Rumford Uprate and Battery addition | 1113 | 2021-03-24 |  |  |  | OT |  |  |  | WAT BAT | [7 empty] | 8.5 | [8 empty] | Oxford | ME |  |  | 11.5kV bus at Brookfield owned existing Rumford Falls Substation which is connected to the CMP 115kV 218 Line. |  | 2023-05-05 |  |  | Document Posted |  |  | Executed | [32 empty] | G | 52.5 | 52.5 | [39 empty] | 2023-05-05 15:22 | 2023-03-24 | TRUE | FALSE
NEISO | Battery Storage | 1112 | 2021-03-24 |  |  |  | OT |  |  |  | BAT | [7 empty] | 105 | [8 empty] | Franklin | MA |  |  | 115 kV B128 line; 18.88 miles from Barre B128 and 5.3 miles from French King |  | 2029-12-30 |  | Document Posted | Document Posted | Document Posted |  | In Progress | [27 empty] | 2024-07-03 |  |  |  |  | G | 105 | 105 | [39 empty] | 2024-07-03 15:02 | 2029-07-09 | TRUE | TRUE
NEISO | Battery Storage | 1111 | 2021-03-22 |  |  |  | OT |  |  |  | BAT | [7 empty] | 20 | [8 empty] | Norfolk | MA |  |  | Ever Source 115kV Ring Station 150 (@ spare bay in breaker and-a-half switchyard) |  | 2026-03-01 |  | Document Posted | Document Posted |  |  | Not Started | [27 empty] | 2023-09-21 |  |  |  |  | G | 20 | 20 | [39 empty] | 2023-09-21 17:44 | 2026-02-15 | TRUE | TRUE
NEISO | Norman Street Battery Storage | 1110 | 2021-03-18 |  |  |  | OT |  |  |  | BAT | [7 empty] | 204 | [8 empty] | Middlesex | MA |  |  | Mystic 115kV |  | 2028-03-18 |  | Document Posted | Document Posted |  |  | Executed | [32 empty] | G | 204 | 204 | [39 empty] | 2023-10-25 08:54 | 2028-02-15 | TRUE | TRUE
NEISO | Offshore Wind Inc. (Q806) | 1109 | 2021-03-17 |  |  |  | WT |  |  |  | WND | [7 empty] | 487 | [9 empty] | MA |  |  | Eversource 345kV West Barnstable (921) |  | 2026-12-31 |  |  | Document Posted | In Progress | [34 empty] | G | 1314 | 1314 | [5 empty] | Under Study | [33 empty] | 2024-10-02 16:50 | 2026-04-01 | TRUE | TRUE
NEISO | Battery Storage | 1108 | 2021-03-16 |  |  |  | OT |  |  |  | BAT | [7 empty] | 188.96 | [8 empty] | Plymouth | MA |  |  | Eversource (NSTAR - South) 115 kV Line 116, 0.31 miles from Brook St 115 kV substation and 4.55 miles from Carver 115 kV substation |  | 2027-05-14 |  | Document Posted | Not Started | [30 empty] | 2024-11-15 |  |  |  |  | G | 188.96 | 188.96 | [5 empty] | Under Study | [33 empty] | 2024-11-15 08:53 | 2027-02-12 | FALSE | FALSE
NEISO | Battery Storage | 1107 | 2021-03-16 |  |  |  | OT |  |  |  | BAT | [7 empty] | 189 | [8 empty] | Plymouth | MA |  |  | Eversource (NSTAR - South) 115 kV Wareham Line 108 |  | 2027-05-14 |  | Document Posted | Document Posted |  |  | Not Started | [32 empty] | G | 182.23 | 182.23 | [39 empty] | 2024-10-02 13:16 | 2027-02-14 | TRUE | FALSE
NEISO | Battery Storage | 1106 | 2021-03-15 |  |  |  | OT |  |  |  | BAT | [7 empty] | 55.05 | [8 empty] | Franklin | MA |  |  | Eversource 115 kv Ashfield substation |  | 2025-05-15 | [33 empty] | 2021-04-22 |  |  |  |  | G | 55.05 | 55.05 | [39 empty] | 2021-04-23 08:38 | 2025-02-15 | FALSE | FALSE
NEISO | Battery Storage | 1105 | 2021-03-15 |  |  |  | OT |  |  |  | BAT | [7 empty] | 104.5 | [8 empty] | Worcester | MA |  |  | National Grid 115 kV Paxton Line A127-4 |  | 2025-05-15 |  | Document Posted | Not Started | [30 empty] | 2021-10-20 |  |  |  |  | G | 104.5 | 104.5 | [5 empty] | Under Study | [33 empty] | 2021-10-21 11:29 | 2025-02-15 | FALSE | FALSE
NEISO | Bonny Eagle Energy Storage - Uprate | 1104 | 2021-03-11 |  |  |  | OT |  |  |  | WAT BAT | [7 empty] | 8 | [8 empty] | York | ME |  |  | The battery will connect to Brookfield owned 34.5kV bus inside the Bonny Eagle Power station. The Bonny Eagle Power Station 34.5kV bus ties in to the CMP owned Bonny Eagle substation. |  | 2023-04-20 |  |  | Document Posted |  |  | Executed | [32 empty] | G | 25.5 | 25.5 | [39 empty] | 2023-04-20 12:40 | 2023-03-13 | TRUE | TRUE
NEISO | Berlin Energy Uprate and Battery Addition | 1103 | 2021-03-10 |  |  |  | OT |  |  |  | WAT BAT | [7 empty] | 15 | [8 empty] | Coos | NH |  |  | 22kV bus at Brookfield owned Goebel St Substation connected to the Eversource Berlin 115kV substation. |  | 2023-12-19 |  |  | Document Posted |  |  | Executed | [32 empty] | G | 44.2 | 44.2 | [5 empty] | In Service | [33 empty] | 2024-01-02 14:12 | 2023-09-25 | TRUE | TRUE
NEISO | Battery Storage | 1102 | 2021-03-01 |  |  |  | OT |  |  |  | BAT | [7 empty] | 200 | [8 empty] | Kent | RI |  |  | NEC 115 kV G-185S-2 |  | 2023-03-01 |  | Document Posted | Not Started | [30 empty] | 2021-11-26 |  |  |  |  | G | 200 | 200 | [5 empty] | Under Study | [33 empty] | 2021-11-26 10:39 | 2023-03-01 | FALSE | FALSE
NEISO | Objective ETU - upgrade alternative | 1101 | 2021-02-25 | [25 empty] | NH |  |  |  |  | 2025-09-14 |  |  | Document Posted |  |  | In Progress | [32 empty] | ETU | [41 empty] | 2022-10-19 16:36 | 2025-09-14 | TRUE | TRUE
NEISO | Solar | 1100 | 2021-02-19 |  |  |  | PV |  |  |  | SUN | [7 empty] | 164.56 | [8 empty] | Somerset | ME |  |  | The proposed POI is on Central Maine Power 115 kV line Section 82 (Athens – Hartland), approximately 7.5 circuit miles to Athens Substation and approximately 4.3 circuit miles to Hartland station. Approximate POI coordinates: 44.8759° N, 69.5423° W |  | 2028-03-31 |  | Document Posted | Document Posted |  |  | In Progress | [32 empty] | G | 164.56 | 164.56 | [39 empty] | 2024-02-26 13:52 | 2028-01-29 | TRUE | FALSE
NEISO | Solar | 1099 | 2021-02-19 |  |  |  | PV |  |  |  | SUN | [7 empty] | 31.4 | [8 empty] | Knox | ME |  |  | Central Maine Power 34.5 kV Line Section 51A (S51A Tap – Highland) @ 44°07'59.3"N, 69°11'43.5"W |  | 2024-12-31 |  | Document Posted | In Progress | [30 empty] | 2022-12-15 |  |  |  |  | G | 31.4 | 31.4 | [5 empty] | Under Study | [33 empty] | 2022-12-15 11:44 | 2024-12-15 | TRUE | FALSE
NEISO | Solar | 1098 | 2021-02-19 |  |  |  | PV |  |  |  | SUN | [7 empty] | 51.4 | [8 empty] | Hancock | ME |  |  | 34.5 kV bus at Versant Power Trenton substation at 44°26'19.81"N, 68°22'29.11"W |  | 2024-12-31 |  | Document Posted | Document Posted |  |  | Not Started | [27 empty] | 2024-04-01 |  |  |  |  | G | 51.4 | 51.4 | [39 empty] | 2024-04-01 08:55 | 2024-12-15 | TRUE | TRUE
NEISO | Green Apple Solar | 1097 | 2021-02-15 |  |  |  | PV |  |  |  | SUN | [7 empty] | 178.59 | [8 empty] | Androscoggin | ME |  |  | 44.172365, -70.104225 CMP 115kv Line 212 |  | 2027-11-01 |  |  | Document Posted | Document Posted |  | Executed | [32 empty] | G | 178.59 | 178.59 | [39 empty] | 2024-08-08 11:24 | 2027-05-15 | TRUE | TRUE
NEISO | CMP Winslow 115 kV SS - Winslow-Lakewood Areas Study | 1096 | 2021-02-04 |  |  |  | OT |  |  |  | SUN BAT | [7 empty] | 18.978 | [8 empty] | Somerset/Kennebec | ME |  |  | CMP Winslow 115 kV SS |  | 2024-04-30 | [38 empty] | G | 18.978 | 18.978 | [39 empty] | 2023-03-14 16:29 | 2024-04-30 | TRUE | TRUE
NEISO | CMP Lakewood 115 kV SS - Winslow-Lakewood Areas Study | 1095 | 2021-02-04 |  |  |  | PV |  |  |  | SUN | [7 empty] | 28.901 | [8 empty] | Somerset | ME |  |  | CMP Lakewood 115 kV SS |  | 2024-04-30 | [38 empty] | G | 28.901 | 28.901 | [39 empty] | 2023-03-14 16:27 | 2024-04-30 | TRUE | TRUE
NEISO | CMP County Road 115 kV SS - Winslow-Lakewood Areas Study | 1094 | 2021-02-04 |  |  |  | OT |  |  |  | SUN BAT | [7 empty] | 17.725 | [8 empty] | Kennebec | ME |  |  | CMP County Road 115 kV SS |  | 2024-04-30 | [38 empty] | G | 17.725 | 17.725 | [39 empty] | 2023-03-14 16:26 | 2024-04-30 | FALSE | FALSE
NEISO | NB TA#1365950 HVDC | 1093 | 2021-02-05 |  |  |  | OT | [11 empty] | 0 | [8 empty] | Salisbury, New Brunswick | NB |  |  | Salisbury, New Brunswick |  | 2030-01-01 | [33 empty] | 2023-12-12 |  |  |  |  | ETU | 0 | 0 | [39 empty] | 2023-12-12 09:03 | 2030-01-01 | FALSE | FALSE
NEISO | Solar | 1092 | 2021-01-20 |  |  |  | PV |  |  |  | SUN | [7 empty] | 26 | [8 empty] | Hartford | CT |  |  | Eversource North Bloomfield 2A |  | 2024-09-01 | [38 empty] | G | 26 | 26 | [39 empty] | 2023-01-31 10:30 | 2024-08-01 | FALSE | FALSE
NEISO | Battery Storage | 1091 | 2021-01-14 |  |  |  | OT |  |  |  | BAT | [7 empty] | 50.4 | [8 empty] | Providence | RI |  |  | The proposed POI is off the 115kV H17 transmission line owned by NEP via a spare buss position located in the Iron Mine HIll Substation owned by NEC. |  | 2022-05-02 |  | Document Posted | Not Started | [30 empty] | 2021-11-01 |  |  |  |  | G | 50.4 | 50.4 | [5 empty] | Under Study | [33 empty] | 2021-11-01 08:28 | 2022-05-02 | FALSE | FALSE
NEISO | Park City Offshore Wind CNR | 1090 | 2021-01-13 |  |  |  | WT |  |  |  | WND | [7 empty] | 0 | [9 empty] | MA |  |  | Eversource (NSTAR) 345kV West Barnstable |  | 2029-12-31 | [5 empty] | Executed | [32 empty] | G | 838.2 | 838.2 | [39 empty] | 2022-09-16 09:43 | 2029-05-01 | FALSE | FALSE
NEISO | Naugatuck Avenue Battery Storage | 1089 | 2021-01-08 |  |  |  | OT |  |  |  | BAT | [7 empty] | 205.32 | [8 empty] | New Haven | CT |  |  | Devon 115 kV open position between 4T and 5T |  | 2026-12-01 |  | Document Posted | Document Posted |  |  | Executed | [32 empty] | G | 205.32 | 205.32 | [39 empty] | 2023-10-20 12:54 | 2026-10-15 | TRUE | TRUE
NEISO | Solar | 1088 | 2020-12-07 |  |  |  | PV |  |  |  | SUN | [7 empty] | 27 | [8 empty] | Grafton | NH |  |  | Littleton W&L Section 30 34.5 kv line or 12.47 kv distrivution line |  | 2022-06-01 | [33 empty] | 2023-03-09 |  |  |  |  | G | 27 | 27 | [39 empty] | 2023-03-09 15:05 | 2022-05-01 | FALSE | FALSE
NEISO | SolarFairfield | 1087 | 2020-12-17 |  |  |  | PV |  |  |  | SUN | [7 empty] | 18.14 | [8 empty] | Somerset | ME |  |  | New Rice Rips 34.5 kV Substation in Oakland Maine |  | 2027-06-30 |  |  | Document Posted |  |  | Executed | [32 empty] | G | 18.14 | 18.14 | [39 empty] | 2024-08-12 12:45 | 2027-01-01 | TRUE | TRUE
NEISO | Warren Meadow Solar | 1086 | 2020-11-30 |  |  |  | PV |  |  |  | SUN | [7 empty] | 74.5 | [8 empty] | Knox | ME |  |  | CMP 115kV line Section 80 |  | 2026-11-30 |  |  | Document Posted |  |  | Executed | [32 empty] | G | 74.5 | 74.5 | [39 empty] | 2024-08-12 12:40 | 2026-09-30 | TRUE | TRUE
NEISO | Solar | 1085 | 2020-11-17 |  |  |  | PV |  |  |  | SUN | [7 empty] | 100 | [8 empty] | Penobscot | ME |  |  | BHE 115kV Line 64 |  | 2024-12-30 | [33 empty] | 2021-01-21 |  |  |  |  | G | 100 | 100 | [39 empty] | 2021-01-21 17:48 | 2024-11-30 | FALSE | FALSE
NEISO | Battery Storage | 1084 | 2020-11-04 |  |  |  | OT |  |  |  | BAT | [7 empty] | 102 | [8 empty] | Kennebec | ME |  |  | Bowman st 115kV |  | 2023-12-01 | [33 empty] | 2021-01-27 |  |  |  |  | G | 102 | 102 | [39 empty] | 2021-02-08 14:50 | 2023-09-01 | FALSE | FALSE
NEISO | Battery Storage | 1083 | 2020-10-29 |  |  |  | OT |  |  |  | BAT | [7 empty] | 200 | [8 empty] | Middlesex | MA |  |  | Mystic 115kV |  | 2023-12-01 | [33 empty] | 2020-11-30 |  |  |  |  | G | 204 | 204 | [39 empty] | 2020-11-30 14:09 | 2023-10-01 | FALSE | FALSE
NEISO | Battery Storage | 1082 | 2020-10-29 |  |  |  | OT |  |  |  | BAT | [7 empty] | 204 | [8 empty] | Middlesex | MA |  |  | Mystic 115kV |  | 2025-06-01 |  | In Progress | [31 empty] | 2021-05-07 |  |  |  |  | G | 204 | 204 | [5 empty] | Under Study | [33 empty] | 2021-05-07 15:50 | 2025-02-01 | FALSE | FALSE
NEISO | Solar | 1081 | 2020-10-09 |  |  |  | PV |  |  |  | SUN | [7 empty] | 100 | [8 empty] | Penobscot | ME |  |  | BHE 115kV Line 97 |  | 2024-12-30 | [33 empty] | 2020-10-21 |  |  |  |  | G | 100 | 100 | [39 empty] | 2020-10-21 14:09 | 2024-11-30 | FALSE | FALSE
NEISO | Solar | 1080 | 2020-10-08 |  |  |  | PV |  |  |  | SUN | [7 empty] | 65 | [8 empty] | Oxford | ME |  |  | Ludden Lane 115 kV substation (Riley 115 kV line) |  | 2024-10-24 |  |  | Document Posted | Document Posted |  | In Progress | [27 empty] | 2024-10-18 |  |  |  |  | G | 66.5 | 66.5 | [39 empty] | 2024-10-18 16:29 | 2024-10-03 | TRUE | TRUE
NEISO | Puddledock Road 115 kV SS - Augusta Area Study | 1079 | 2020-10-02 |  |  |  | PV |  |  |  | SUN | [7 empty] | 2.5 | [8 empty] | Kennebec | ME |  |  | CMP WINTHROP Substation, Circuit 256D3 |  | 2023-05-23 | [38 empty] | G | 2.5 | 2.5 | [39 empty] | 2023-03-14 16:25 | 2023-05-23 | TRUE | TRUE
NEISO | Puddledock Road 115 kV SS - Augusta Area Study | 1078 | 2020-10-02 |  |  |  | PV |  |  |  | SUN | [7 empty] | 4.95 | [8 empty] | Kennebec | ME |  |  | CMP PUDDLEDOCK ROAD Substation, Circuit 262D1 |  | 2023-05-16 | [38 empty] | G | 4.95 | 4.95 | [39 empty] | 2023-03-14 16:23 | 2023-05-16 | TRUE | TRUE
NEISO | Puddledock Road 115 kV SS - Augusta Area Study | 1077 | 2020-10-02 |  |  |  | PV |  |  |  | SUN | [7 empty] | 4.875 | [8 empty] | Kennebec | ME |  |  | CMP BOND BROOK Substation, Circuit 208D1 |  | 2024-01-04 | [38 empty] | G | 4.875 | 4.875 | [39 empty] | 2023-03-14 16:22 | 2024-01-04 | TRUE | TRUE
NEISO | Bowman Street 115 kV SS - Augusta Area Study | 1076 | 2020-10-02 |  |  |  | OT |  |  |  | SUN BAT | [7 empty] | 4.975 | [8 empty] | Kennebec | ME |  |  | CMP WEST STREET Substation, Circuit 255D1 |  | 2023-06-27 | [38 empty] | G | 4.975 | 4.975 | [39 empty] | 2023-03-14 16:21 | 2023-06-27 | TRUE | TRUE
NEISO | Bowman Street 115 kV SS - Augusta Area Study | 1075 | 2020-10-02 |  |  |  | PV |  |  |  | SUN | [7 empty] | 1.75 | [8 empty] | Sagadahoc | ME |  |  | CMP RICHMOND Substation, Circuit 240D1 |  | 2023-09-12 | [38 empty] | G | 1.75 | 1.75 | [39 empty] | 2023-03-14 16:20 | 2023-09-12 | TRUE | TRUE
NEISO | Bowman Street 115 kV SS - Augusta Area Study | 1074 | 2020-10-02 |  |  |  | OT |  |  |  | SUN BAT | [7 empty] | 9.475 | [8 empty] | Kennebec | ME |  |  | CMP MANCHESTER Substation, Circuit 233D1 and 233D2 |  | 2023-03-28 | [38 empty] | G | 9.475 | 9.475 | [39 empty] | 2023-04-18 10:58 | 2023-03-01 | TRUE | TRUE
NEISO | Bowman Street 115 kV SS - Augusta Area Study | 1073 | 2020-10-02 |  |  |  | PV |  |  |  | SUN | [7 empty] | 3.25 | [8 empty] | Kennebec | ME |  |  | CMP GARDINER Substation, Circuit 226D2 |  | 2022-06-28 | [38 empty] | G | 3.25 | 3.25 | [39 empty] | 2023-03-14 16:17 | 2022-06-28 | TRUE | TRUE
NEISO | Bowman Street 115 kV SS - Augusta Area Study | 1072 | 2020-10-02 |  |  |  | PV |  |  |  | SUN | [7 empty] | 1.703 | [8 empty] | Kennebec | ME |  |  | CMP CAPITOL STREET Substation, Circuit 215D3 |  | 2023-06-15 | [38 empty] | G | 1.703 | 1.703 | [39 empty] | 2023-03-14 16:16 | 2023-06-15 | TRUE | TRUE
NEISO | Bowman Street 115 kV SS - Augusta Area Study | 1071 | 2020-10-02 |  |  |  | OT |  |  |  | SUN BAT | [7 empty] | 9.94 | [8 empty] | Kennebec | ME |  |  | CMP BOWMAN STREET Substation, Circuit 263D1 |  | 2022-12-30 | [38 empty] | G | 9.94 | 9.94 | [39 empty] | 2023-03-14 16:14 | 2022-09-30 | TRUE | TRUE
NEISO | Augusta E. Side 115 kV SS - Augusta Area Study | 1070 | 2020-10-02 |  |  |  | OT |  |  |  | SUN BAT | [7 empty] | 4.25 | [8 empty] | Kennebec | ME |  |  | CMP SOUTH CHINA Substation, Circuit 244D2 |  | 2022-12-13 | [38 empty] | G | 4.25 | 4.25 | [39 empty] | 2023-03-14 16:13 | 2022-12-13 | TRUE | TRUE
NEISO | Augusta E. Side 115 kV SS - Augusta Area Study | 1069 | 2020-10-02 |  |  |  | PV |  |  |  | SUN | [7 empty] | 4 | [8 empty] | Kennebec | ME |  |  | CMP SIDNEY Substation, Circuit 242D1 |  | 2022-03-25 | [38 empty] | G | 4 | 4 | [39 empty] | 2023-03-14 16:12 | 2022-03-25 | TRUE | TRUE
NEISO | Augusta E. Side 115 kV SS - Augusta Area Study | 1068 | 2020-10-02 |  |  |  | PV |  |  |  | SUN | [7 empty] | 9.998 | [8 empty] | Kennebec | ME |  |  | CMP CONY ROAD Substation, Circuit 216D1 and 216D2 |  | 2024-10-21 | [38 empty] | G | 9.998 | 9.998 | [39 empty] | 2023-03-14 16:10 | 2024-10-21 | TRUE | TRUE
NEISO | Augusta E. Side 115 kV SS - Augusta Area Study | 1067 | 2020-10-02 |  |  |  | OT |  |  |  | SUN BAT | [7 empty] | 3.75 | [8 empty] | Kennebec | ME |  |  | CMP BLAIR ROAD Substation, Circuit 207D2 |  | 2022-05-03 | [38 empty] | G | 3.75 | 3.75 | [39 empty] | 2023-03-14 16:09 | 2022-05-03 | TRUE | TRUE
NEISO | Augusta E. Side 115 kV SS - Augusta Area Study | 1066 | 2020-10-02 |  |  |  | PV |  |  |  | SUN | [7 empty] | 2 | [8 empty] | Kennebec | ME |  |  | CMP AUGUSTA K5 Substation, Circuit 200D2 |  | 2024-03-01 | [38 empty] | G | 2 | 2 | [39 empty] | 2023-03-14 16:08 | 2024-03-01 | TRUE | TRUE
NEISO | Solar | 1065 | 2020-09-25 |  |  |  | PV |  |  |  | SUN | [7 empty] | 100 | [8 empty] | Penobscot | ME |  |  | BHE 115kV Line 97 |  | 2024-11-30 | [33 empty] | 2020-10-09 |  |  |  |  | G | 100 | 100 | [39 empty] | 2020-10-09 17:58 | 2024-11-30 | FALSE | FALSE
NEISO | Solar | 1064 | 2020-09-17 |  |  |  | PV |  |  |  | SUN | [7 empty] | 11.8 | [8 empty] | Washington | ME |  |  | Emera Maine 34.5 kV Line 19, connecting Scott’s Hill Substation and Pembroke Substation Latitude: 44.873 Longitude: -67.356 |  | 2023-09-15 | [33 empty] | 2020-12-01 |  |  |  |  | G | 11.8 | 11.8 | [39 empty] | 2020-12-01 11:15 | 2023-08-20 | FALSE | FALSE
NEISO | Syncarpha Blandford Solar plus battery storage | 1063 | 2020-09-15 |  |  |  | OT |  |  |  | SUN BAT | [7 empty] | 4.99 | [8 empty] | Berkshire | MA |  |  | Eversource 23 kv 19J2 |  | 2021-12-14 |  |  | Document Posted |  |  | Executed | [32 empty] | G | 9.998 | 9.998 | [5 empty] | In Service | [33 empty] | 2021-12-23 11:16 | 2021-12-09 | FALSE | FALSE
NEISO | Battery Storage | 1062 | 2020-09-10 |  |  |  | OT |  |  |  | BAT | [7 empty] | 100 | [8 empty] | Fairfield | CT |  |  | Baird substation |  | 2023-06-01 | [33 empty] | 2020-12-03 |  |  |  |  | G | 100 | 100 | [39 empty] | 2020-12-03 11:06 | 2023-03-01 | FALSE | FALSE
NEISO | Solar | 1061 | 2020-09-10 |  |  |  | PV |  |  |  | SUN | [7 empty] | 135 | [8 empty] | Hartford | CT |  |  | The project will connect at North East Simsbury Substation (115 kV), with an alternate POI at the North East Simsbury to North Bloomfield 115 kV line in close proximity to the N.E. Simsbury substation. |  | 2022-10-31 |  | Document Posted | [31 empty] | 2021-07-19 |  |  |  |  | G | 135 | 135 | [5 empty] | Under Study | [33 empty] | 2021-07-19 16:22 | 2022-09-30 | FALSE | FALSE
NEISO | Offshore Wind Increase | 1060 | 2020-09-09 |  |  |  | WT |  |  |  | WND | [7 empty] | 0 | [9 empty] | CT |  |  | Eversource (CL&P) Millstone 345 kV substation |  | 2027-11-30 |  | Document Posted | In Progress | [35 empty] | G | 1200 | 1200 | [5 empty] | Under Study | [33 empty] | 2023-10-26 16:42 | 2027-03-31 | TRUE | FALSE
NEISO | Offshore Wind | 1059 | 2020-09-09 |  |  |  | WT |  |  |  | WND | [7 empty] | 1200 | [9 empty] | MA |  |  | Eversource NSTAR Pilgrim 345 kV substation |  | 2027-11-30 |  | Document Posted | Not Started | [30 empty] | 2022-12-13 |  |  |  |  | G | 1278.9 | 1278.9 | [5 empty] | Under Study | [33 empty] | 2022-12-14 09:48 | 2027-03-31 | FALSE | FALSE
NEISO | Offshore Wind | 1058 | 2020-09-09 |  |  |  | WT |  |  |  | WND | [7 empty] | 1200 | [9 empty] | CT |  |  | Eversource (CL&P) Millstone 345 kV substation |  | 2027-11-30 |  | Document Posted | Document Posted |  |  | Not Started | [32 empty] | G | 1266.72 | 1266.72 | [39 empty] | 2023-08-28 07:13 | 2027-03-31 | TRUE | FALSE
NEISO | Battery Storage | 1057 | 2020-08-28 |  |  |  | OT |  |  |  | BAT | [7 empty] | 500 | [8 empty] | Middlesex | MA |  |  | Mystic 345 kV |  | 2025-06-01 |  | Document Posted | Not Started | [30 empty] | 2021-04-22 |  |  |  |  | G | 500 | 500 | [5 empty] | Under Study | [33 empty] | 2021-04-22 14:30 | 2025-03-01 | FALSE | FALSE
NEISO | Battery Storage | 1056 | 2020-08-28 |  |  |  | OT |  |  |  | BAT | [7 empty] | 50 | [8 empty] | New Haven | CT |  |  | June Street substation |  | 2022-06-01 |  | Document Posted | Not Started | [30 empty] | 2021-03-03 |  |  |  |  | G | 50 | 50 | [5 empty] | Under Study | [33 empty] | 2021-03-04 08:05 | 2022-03-01 | FALSE | FALSE
NEISO | Fuel Cell | 1055 | 2020-08-26 |  |  |  | FC |  |  |  | NG | [7 empty] | 14.4 | [8 empty] | New Haven | CT |  |  | UI 13.8kV Indian Well Substation |  | 2024-03-21 | [38 empty] | G | 14.4 | 14.4 | [39 empty] | 2024-04-29 10:39 | 2023-10-12 | TRUE | TRUE
NEISO | Wood River - NG WRI DG Area Study #2 <5 MW | 1054 | 2020-08-19 |  |  |  | PV |  |  |  | SUN | [7 empty] | 9.75 | [8 empty] | Washington | RI |  |  | NG Wood River Substation, feeder 85T2 |  | 2025-06-30 | [33 empty] | 2024-10-08 |  |  |  |  | G | 9.75 | 9.75 | [39 empty] | 2024-10-08 15:51 | 2025-06-15 | TRUE | TRUE
NEISO | Westerly - NG WRI DG Area Study #2 <5 MW | 1053 | 2020-08-19 |  |  |  | PV |  |  |  | SUN | [7 empty] | 4.875 | [8 empty] | Washington | RI |  |  | NR Westerly substation, feeder 16F2 |  | 2025-06-30 | [33 empty] | 2021-09-14 |  |  |  |  | G | 4.875 | 4.875 | [39 empty] | 2021-09-15 12:24 | 2025-06-15 | TRUE | TRUE
NEISO | West Cranston - NG WRI DG Area Study #2 <5 MW | 1052 | 2020-08-19 |  |  |  | PV |  |  |  | SUN | [7 empty] | 1.56 | [8 empty] | Washington | RI |  |  | NG West Cranston substation, feeder 21F2 |  | 2022-04-01 | [33 empty] | 2021-09-14 |  |  |  |  | G | 1.56 | 1.56 | [39 empty] | 2021-09-15 12:23 | 2022-03-15 | TRUE | TRUE
NEISO | Tower Hill - NG WRI DG Area Study #2 <5 MW | 1051 | 2020-08-19 |  |  |  | PV |  |  |  | SUN | [7 empty] | 3.06 | [8 empty] | Washington | RI |  |  | NG Tower Hill substation, feeder 88F7 |  | 2025-06-30 | [33 empty] | 2024-10-08 |  |  |  |  | G | 3.06 | 3.06 | [39 empty] | 2024-10-08 15:50 | 2025-06-15 | TRUE | TRUE
NEISO | Putnam Pike - NG WRI DG Area Study #2 <5 MW | 1050 | 2020-08-19 |  |  |  | PV |  |  |  | SUN | [7 empty] | 3 | [8 empty] | Providence | RI |  |  | NG Putnam Pike substation, feeder 38F3 |  | 2021-08-31 | [38 empty] | G | 3 | 3 | [39 empty] | 2020-08-27 09:44 | 2021-08-15 | FALSE | FALSE
NEISO | Old Baptist Road - NG WRI DG Area Study #2 <5 MW | 1049 | 2020-08-19 |  |  |  | PV |  |  |  | SUN | [7 empty] | 4 | [8 empty] | Washington | RI |  |  | NG Old Baptisst Road substation, feeder 46F3 |  | 2022-04-01 | [33 empty] | 2021-09-14 |  |  |  |  | G | 4 | 4 | [39 empty] | 2021-09-15 12:29 | 2022-03-15 | TRUE | TRUE
NEISO | New London - NG WRI DG Area Study #2 <5 MW | 1048 | 2020-08-19 |  |  |  | PV |  |  |  | SUN | [7 empty] | 4.875 | [8 empty] | Kent | RI |  |  | NG New London substation, feeder 150F4 |  | 2022-04-01 | [33 empty] | 2021-09-14 |  |  |  |  | G | 4.875 | 4.875 | [39 empty] | 2021-09-15 12:28 | 2022-03-15 | TRUE | TRUE
NEISO | Kent County - NG WRI DG Area Study #2 <5 MW | 1047 | 2020-08-19 |  |  |  | PV |  |  |  | SUN | [7 empty] | 13.525 | [8 empty] | Kent | RI |  |  | NG Kent County Substation, feeders 3309, 22F1 and 3311 |  | 2022-04-01 | [38 empty] | G | 13.525 | 13.525 | [39 empty] | 2021-09-15 12:27 | 2022-03-15 | TRUE | TRUE
NEISO | Johnston - NG WRI DG Area Study #2 <5 MW | 1046 | 2020-08-19 |  |  |  | PV |  |  |  | SUN | [7 empty] | 4.875 | [8 empty] | Povidence | RI |  |  | NG Johnston substation |  | 2022-04-01 | [38 empty] | G | 4.875 | 4.875 | [39 empty] | 2021-03-03 13:33 | 2022-03-15 | TRUE | TRUE
NEISO | Hopkins Hill - NG WRI DG Area Study #2 <5 MW | 1045 | 2020-08-19 |  |  |  | PV |  |  |  | SUN | [7 empty] | 3.5 | [8 empty] | Kent | RI |  |  | NG Hopkins Hill substation, feeder 63F3 |  | 2022-04-01 | [38 empty] | G | 3.5 | 3.5 | [39 empty] | 2021-09-15 12:26 | 2022-03-15 | TRUE | TRUE
NEISO | Drumrock - NG WRI DG Area Study #2 <5 MW | 1044 | 2020-08-19 |  |  |  | PV |  |  |  | SUN | [7 empty] | 4.975 | [8 empty] | Kent | RI |  |  | NG Drumrock sustation, feeder 14F4 |  | 2022-04-01 | [38 empty] | G | 4.975 | 4.975 | [39 empty] | 2021-03-03 13:18 | 2022-03-15 | TRUE | TRUE
NEISO | Chase Hill - NG WRI DG Area Study #2 <5 MW | 1043 | 2020-08-19 |  |  |  | PV |  |  |  | SUN | [7 empty] | 7.325 | [8 empty] | Washington | RI |  |  | NG Chase Hillk substation |  | 2025-06-30 | [33 empty] | 2024-10-08 |  |  |  |  | G | 7.325 | 7.325 | [39 empty] | 2024-10-08 15:49 | 2025-06-15 | TRUE | TRUE
NEISO | Wood River - NG WRI DG Area Study #2 >5 MW | 1042 | 2020-08-19 |  |  |  | PV |  |  |  | SUN | [7 empty] | 34.375 | [8 empty] | Washington | RI |  |  | NG Wood River Substation, feeder 85T2 |  | 2025-06-30 | [33 empty] | 2024-10-08 |  |  |  |  | G | 34.375 | 34.375 | [39 empty] | 2024-10-08 15:49 | 2025-06-15 | TRUE | TRUE
NEISO | Kent County - NG WRI DG Area Study #2 >5 MW | 1041 | 2020-08-19 |  |  |  | PV |  |  |  | SUN | [7 empty] | 49.75 | [8 empty] | Kent | RI |  |  | NG Kent County Substation, feeders 3309 and 3310 |  | 2025-04-28 | [38 empty] | G | 49.75 | 49.75 | [39 empty] | 2024-11-04 10:47 | 2024-04-14 | TRUE | TRUE
NEISO | Farnum Pike - NG WRI DG Area Study #2 >5 MW | 1040 | 2020-08-19 |  |  |  | PV |  |  |  | SUN | [7 empty] | 8 | [8 empty] | Providence | RI |  |  | NG Drumrock sustation, feeder 23F3 |  | 2022-12-29 | [38 empty] | G | 8 | 8 | [39 empty] | 2022-06-22 09:48 | 2022-12-15 | TRUE | TRUE
NEISO | Warren Substation – NG RI-Warren-20-Comp-1 Study | 1039 | 2020-08-19 |  |  |  | PV |  |  |  | SUN | [7 empty] | 6.93 | [8 empty] | Kent | RI |  |  | NG feeder 5F2, Warren Substation |  | 2024-08-02 | [38 empty] | G | 6.93 | 6.93 | [39 empty] | 2024-07-23 15:14 | 2024-06-28 | TRUE | TRUE
NEISO | Solar | 1038 | 2020-08-07 |  |  |  | PV |  |  |  | SUN | [7 empty] | 76.25 | [8 empty] | Merrimack | NH |  |  | 3-breaker ring bus tap of the existing Comerford - Dunbarton Tap 230 kV line. This line is owned by National Grid and has the designation of Line B202 N. Latitude/ Longitude : 43.268, -71.66 |  | 2025-10-31 |  |  | Document Posted |  |  | Not Started | [32 empty] | G | 76.25 | 76.25 | [39 empty] | 2024-03-06 13:35 | 2025-10-05 | TRUE | TRUE
NEISO | Battery Storage | 1037 | 2020-08-04 |  |  |  | OT |  |  |  | BAT | [7 empty] | 700 | [8 empty] | Suffolk | MA |  |  | The Mystic 345 kV substation. |  | 2024-06-01 |  | Document Posted | Not Started | [30 empty] | 2021-04-22 |  |  |  |  | G | 700 | 700 | [5 empty] | Under Study | [33 empty] | 2021-04-22 14:29 | 2024-03-01 | FALSE | FALSE
NEISO | Solar plus battery storage | 1036 | 2020-07-20 |  |  |  | OT |  |  |  | SUN BAT | [7 empty] | 85 | [8 empty] | Carroll | NH |  |  | 115 kV bus at Eversource's White Lake Substation in Tamworth, New Hampshire (43.848851, -71.2444465) |  | 2023-10-31 | [33 empty] | 2020-08-27 |  |  |  |  | G | 85 | 85 | [39 empty] | 2020-08-28 08:07 | 2023-10-02 | FALSE | FALSE
NEISO | Solar | 1035 | 2020-06-29 |  |  |  | PV |  |  |  | SUN | [7 empty] | 60 | [8 empty] | Coos | NH |  |  | Eversource Berlin to Lost Nation 115 kV Line W179; 44.564565, -71.19104; 9.69 miles from Berlin substation, 18.27 miles from Lost Nation substation |  | 2023-12-30 | [33 empty] | 2020-09-22 |  |  |  |  | G | 60 | 60 | [39 empty] | 2020-09-23 09:29 | 2023-11-30 | FALSE | FALSE
NEISO | Solar | 1034 | 2020-06-29 |  |  |  | PV |  |  |  | SUN | [7 empty] | 60 | [8 empty] | Coos | NH |  |  | Eversource Whitefield to Berlin 115 kV S136 line (44.36675, -71.52688) 4.3 miles from Whitefield Substation |  | 2023-12-30 |  | Document Posted | Not Started | [30 empty] | 2021-04-30 |  |  |  |  | G | 60 | 60 | [39 empty] | 2021-05-03 10:09 | 2023-11-30 | FALSE | FALSE
NEISO | Solar | 1033 | 2020-06-24 |  |  |  | PV |  |  |  | SUN | [7 empty] | 6 | [8 empty] | Ellington | CT |  |  | Eversource Scitico #27H9 |  | 2024-09-01 | [38 empty] | G | 6 | 6 | [39 empty] | 2023-01-31 10:21 | 2024-08-01 | TRUE | TRUE
NEISO | Eversource Group @ Bell Rock #661 | 1032 | 2020-06-23 |  |  |  | OT |  |  |  | SUN BAT | [7 empty] | 11.992 | [8 empty] | Bristol | MA |  |  | Eversource Bell Rock #661 |  | 2023-11-30 | [38 empty] | G | 11.992 | 11.992 | [39 empty] | 2023-03-30 13:12 | 2023-09-30 | FALSE | FALSE
NEISO | Solar | 1031 | 2020-06-18 |  |  |  | PV |  |  |  | SUN | [7 empty] | 40 | [8 empty] | Hampshire | MA |  |  | NATIONAL GRID 69 kV LINE F-6W, WARE - DEERFIELD Latitude: 42.287024° Longitude: -72.289276° |  | 2023-10-01 |  | Document Posted | Document Posted |  |  | In Progress | [27 empty] | 2022-10-19 |  |  |  |  | G | 40 | 40 | [5 empty] | Under Study | [33 empty] | 2022-10-19 15:48 | 2023-08-08 | TRUE | FALSE
NEISO | Gravel Pit Solar Increase | 1030 | 2020-06-02 |  |  |  | PV |  |  |  | SUN | [7 empty] | 45 | [8 empty] | Hartford | CT |  |  | Line cut and three-breaker ring bus of the 115 kV Connecticut Light & Power Company line between Barbour Hill and Windsor Locks. |  | 2024-11-07 |  |  | Document Posted |  |  | Executed | [32 empty] | G | 120 | 120 | [39 empty] | 2023-01-11 08:33 | 2024-10-28 | TRUE | TRUE
NEISO | Solar | 1029 | 2020-05-29 |  |  |  | PV |  |  |  | SUN | [7 empty] | 120 | [8 empty] | Penobscot | ME |  |  | Emera Maine 115 kV Line 97 BHE, (Passadumkeag to Graham) |  | 2023-12-01 |  | Document Posted | Document Posted | Document Posted |  | In Progress | [27 empty] | 2024-02-06 |  |  |  |  | G | 120 | 120 | [39 empty] | 2024-02-06 09:48 | 2023-10-02 | TRUE | TRUE
NEISO | Western Maine Wind Project | 1028 | 2020-05-28 |  |  |  | WT |  |  |  | WND | [7 empty] | 58.8 | [8 empty] | Somerset | ME |  |  | CMP 115 kV Section 222 - coordinates 45° 9'30.90"N, 69°51'1.40"W |  | 2025-01-29 |  | Document Posted | Document Posted |  |  | Executed | [32 empty] | G | 58.8 | 58.8 | [39 empty] | 2024-03-06 13:34 | 2025-01-20 | TRUE | TRUE
NEISO | Solar + Battery Storage | 1027 | 2020-05-14 |  |  |  | OT |  |  |  | SUN BAT | [7 empty] | 2 | [8 empty] | Berkshire | MA |  |  | National Grid, 13.8kV, DISTRIBUTION CIRCUIT #09-1102W1 |  | 2022-12-15 | [5 empty] | In Progress | [27 empty] | 2022-09-13 |  |  |  |  | G | 2 | 2 | [39 empty] | 2022-09-13 09:49 | 2022-12-01 | TRUE | TRUE
NEISO | Solar | 1026 | 2020-05-08 |  |  |  | PV |  |  |  | SUN | [7 empty] | 90 | [8 empty] | Oxford | ME |  |  | CMP Rumford substation 115 kV |  | 2021-11-22 | [33 empty] | 2020-06-23 |  |  |  |  | G | 90 | 90 | [39 empty] | 2020-06-23 17:10 | 2021-10-25 | FALSE | FALSE
NEISO | Solar Increase | 1025 | 2020-04-27 |  |  |  | PV |  |  |  | SUN | [7 empty] | 5 | [8 empty] | Androscoggin | ME |  |  | 34.5 kV line from Gulf island to Crowleys substation. 102159-97000-101460 |  | 2021-11-01 | [33 empty] | 2020-08-25 |  |  |  |  | G | 20 | 20 | [39 empty] | 2020-08-25 10:27 | 2021-10-01 | FALSE | FALSE
NEISO | ENA Old Falmouth Road PV + Storage | 1024 | 2020-04-28 |  |  |  | OT |  |  |  | SUN BAT | [7 empty] | 4.85 | [8 empty] | Barnstable | MA |  |  | The facility is located approximately 5.5 miles from MASHPEE Substation, via the 23 kV#88 circuit. |  | 2024-08-08 | [5 empty] | Executed | [32 empty] | G | 4.85 | 4.85 | [39 empty] | 2024-09-25 10:36 | 2024-07-05 | FALSE | FALSE
NEISO | Solar + Battery Storage | 1023 | 2020-04-24 |  |  |  | OT |  |  |  | SUN BAT | [7 empty] | 2.425 | [8 empty] | Bristol | MA |  |  | Eversource 13.2 kV Circuit #522 approximately 5.95 miles from Fisher Road substation |  | 2021-10-20 | [5 empty] | Not Started | [27 empty] | 2022-03-04 |  |  |  |  | G | 2.425 | 2.425 | [39 empty] | 2022-03-04 09:19 | 2021-10-20 | FALSE | FALSE
NEISO | Cranberry Highway Solar + Battery Storage | 1022 | 2020-04-24 |  |  |  | OT |  |  |  | SUN BAT | [7 empty] | 2.2 | [8 empty] | Plymouth | MA |  |  | The primary connection of the proposed project to Eversource Energy is located on Tremont Station 713 Transformer #1 Line #86. The site is located approximately 2.29 circuit miles from Substation 713 near CYME® node 1200910-295. Circuit 3-86-966 |  | 2022-02-15 | [5 empty] | Executed | [32 empty] | G | [41 empty] | 2022-02-22 13:52 | 2022-02-05 | FALSE | FALSE
NEISO | Emery Meadow Solar | 1021 | 2020-04-27 |  |  |  | PV |  |  |  | SUN | [7 empty] | 16.425 | [8 empty] | York | ME |  |  | CMP 34.5 kV, Section 182 |  | 2026-09-30 |  |  | Document Posted |  |  | Executed | [32 empty] | G | 16.425 | 16.425 | [39 empty] | 2024-07-11 13:31 | 2026-09-15 | TRUE | TRUE
NEISO | Silver Maple Wind CNR | 1020 | 2020-04-24 |  |  |  | WT |  |  |  | WND | [7 empty] | 0 | [8 empty] | Penobscot | ME |  |  | Emera Maine 115kV Transmission Line 66, between Graham Substation and Rebel Hill substation, adjacent to Pisgah Mountain Wind Farm. |  | 2022-12-14 | [5 empty] | Executed | [32 empty] | G | 20 | 20 | [5 empty] | In Service | [33 empty] | 2022-12-14 09:12 | 2022-09-24 | FALSE | FALSE
NEISO | Battery Storage | 1019 | 2020-04-24 |  |  |  | OT |  |  |  | BAT | [7 empty] | 20 | [8 empty] | Penobscot | ME |  |  | Chester 46 kV |  | 2024-04-01 |  |  | Document Posted |  |  | In Progress | [27 empty] | 2023-09-19 |  |  |  |  | G | 20 | 20 | [5 empty] | Under Study | [33 empty] | 2023-09-19 09:19 | 2024-01-01 | TRUE | FALSE
NEISO | Passadumkeag Wind CNR | 1018 | 2020-04-24 |  |  |  | WT |  |  |  | WND | [7 empty] | 0 | [8 empty] | Peneobscot | ME |  |  | Interconnection shall be at the point where the leads from the switch located on the high side of the 115 kV/34.5 kV transformer connect into the 115 kV ring bus at the Passadumkeag Substation in Greenbush, Maine |  | 2021-11-15 | [5 empty] | Executed | [32 empty] | G | 39.97 | 39.97 | [39 empty] | 2024-08-29 14:17 | 2021-11-15 | FALSE | FALSE
NEISO | Battery Storage | 1017 | 2020-04-24 |  |  |  | OT |  |  |  | BAT | [7 empty] | 200 | [8 empty] | New Haven | CT |  |  | Eversource East Devon 345 kV Substation |  | 2026-10-01 |  | Document Posted | Document Posted |  |  | In Progress | [32 empty] | G | 200 | 200 | [39 empty] | 2023-08-31 14:44 | 2026-07-01 | TRUE | TRUE
NEISO | Solar | 1016 | 2020-04-24 |  |  |  | PV |  |  |  | SUN | [7 empty] | 16 | [8 empty] | Hillsborough | NH |  |  | At the Eversource NH 314 line (34.5kV) out of the South Milford substation. |  | 2024-11-25 |  |  | Document Posted |  |  | In Progress | [27 empty] | 2024-05-01 |  |  |  |  | G | 16 | 16 | [39 empty] | 2024-05-01 10:52 | 2024-10-31 | TRUE | TRUE
NEISO | Battery Storage | 1015 | 2020-04-22 |  |  |  | OT |  |  |  | BAT | [7 empty] | 112.2 | [8 empty] | Penobscot | ME |  |  | Orrington 115kV |  | 2024-12-01 |  |  | Document Posted | Not Required | [29 empty] | 2023-08-22 |  |  |  |  | G | 112.2 | 112.2 | [39 empty] | 2023-10-03 15:01 | 2024-09-01 | TRUE | FALSE
NEISO | Battery Storage | 1014 | 2020-04-22 |  |  |  | OT |  |  |  | BAT | [7 empty] | 112.2 | [8 empty] | Penobscot | ME |  |  | EMERA Keene Rd 115 kV substation |  | 2024-06-01 |  |  | Document Posted | [30 empty] | 2023-08-22 |  |  |  |  | G | 112.2 | 112.2 | [39 empty] | 2023-10-03 15:01 | 2024-03-01 | TRUE | TRUE
NEISO | Solar | 1013 | 2020-04-22 |  |  |  | PV |  |  |  | SUN | [7 empty] | 17.2 | [8 empty] | Sagadahoc | ME |  |  | CMP 34.5kV line 43, pole 278 |  | 2025-09-30 |  |  | Document Posted |  |  | In Progress | [32 empty] | G | 17.2 | 17.2 | [39 empty] | 2023-08-31 14:43 | 2025-08-31 | TRUE | TRUE
NEISO | Combined Cycle | 1012 | 2020-04-20 |  |  |  | CC |  |  |  | NG | [7 empty] | 800 | [8 empty] | Suffolk | MA |  |  | Eversource Mystic 115 kV station |  | 2024-06-01 |  |  | Not Started | [30 empty] | 2020-08-28 |  |  |  |  | G | 800 | 850 | [39 empty] | 2020-08-28 11:12 | 2024-05-31 | FALSE | FALSE
NEISO | Combined Cycle | 1011 | 2020-04-20 |  |  |  | CC |  |  |  | NG | [7 empty] | 800 | [8 empty] | Suffolk | MA |  |  | Eversource Mystic 345 kV station |  | 2024-06-01 |  |  | In Progress | [30 empty] | 2020-08-28 |  |  |  |  | G | 800 | 850 | [5 empty] | Under Study | [33 empty] | 2020-08-28 11:12 | 2024-05-31 | FALSE | FALSE
NEISO | Berkshire Wind CNR | 1010 | 2020-04-10 |  |  |  | WT |  |  |  | WND | [7 empty] | 0 | [8 empty] | Berkshire | MA |  |  | Eversource 15-E 4 circuit. Interconnection Circuit connects to 115 KV transmission system at Partridge Substation in Pittsfield MA |  | 2021-09-13 | [5 empty] | Executed | [32 empty] | G | 19.6 | 19.6 | [39 empty] | 2021-12-01 09:14 | 2021-09-13 | FALSE | FALSE
NEISO | Eversource Group @ Wing Lane 624 | 1009 | 2020-04-09 |  |  |  | OT |  |  |  | SUN BAT | [7 empty] | 18.989 | [8 empty] | Bristol | MA |  |  | Eversource Wing Lane #624 |  | 2023-11-30 | [38 empty] | G | 18.989 | 18.989 | [39 empty] | 2023-03-30 13:11 | 2023-09-30 | FALSE | FALSE
NEISO | Eversource Group @ West Pond 737 | 1008 | 2020-04-09 |  |  |  | OT |  |  |  | SUN BAT | [7 empty] | 44.12 | [8 empty] | Plymouth | MA |  |  | Eversource West Pond #737 |  | 2023-11-30 | [38 empty] | G | 44.12 | 44.12 | [39 empty] | 2023-03-30 13:11 | 2023-09-30 | FALSE | FALSE
NEISO | Eversource Group @ Wareham 714 | 1007 | 2020-04-09 |  |  |  | OT |  |  |  | SUN BAT | [7 empty] | 48.019 | [8 empty] | Plymouth | MA |  |  | Eversource Wareham #714 |  | 2023-11-30 | [38 empty] | G | 48.019 | 48.019 | [39 empty] | 2023-03-30 13:10 | 2023-09-30 | FALSE | FALSE
NEISO | Eversource Group @ Valley 715 | 1006 | 2020-04-09 |  |  |  | OT |  |  |  | SUN BAT | [7 empty] | 9.98 | [8 empty] | Barnstable | MA |  |  | Eversource Valley 715 |  | 2023-11-30 | [38 empty] | G | 9.98 | 9.98 | [39 empty] | 2023-03-30 13:09 | 2023-09-30 | FALSE | FALSE
NEISO | Eversource Group @ Tremont Substation 713 | 1005 | 2020-04-09 |  |  |  | OT |  |  |  | SUN BAT | [7 empty] | 33.735 | [8 empty] | Plymouth | MA |  |  | Eversource Tremont 713 |  | 2023-11-30 | [38 empty] | G | 33.735 | 33.735 | [39 empty] | 2023-03-30 13:08 | 2023-09-30 | FALSE | FALSE
NEISO | Eversource Group @ Sandwich 916 | 1004 | 2020-04-09 |  |  |  | OT |  |  |  | SUN BAT | [7 empty] | 11.75 | [8 empty] | Barnstable | MA |  |  | Eversource Sandwich 916 |  | 2023-11-30 | [38 empty] | G | 11.75 | 11.75 | [39 empty] | 2023-03-30 13:07 | 2023-09-30 | FALSE | FALSE
NEISO | Eversource Group @ Rochester #745 | 1003 | 2020-04-09 |  |  |  | OT |  |  |  | SUN BAT | [7 empty] | 24.618 | [8 empty] | Plymouth | MA |  |  | Eversource Rochester #745 |  | 2023-11-30 | [38 empty] | G | 24.618 | 24.618 | [39 empty] | 2023-03-30 13:06 | 2023-09-30 | FALSE | FALSE
NEISO | Solar | 1002 | 2020-04-09 |  |  |  | PV |  |  |  | SUN | [7 empty] | 2.76 | [8 empty] | Plymouth | MA |  |  | Eversource Kingston 735 |  | 2023-11-30 | [38 empty] | G | 2.76 | 2.76 | [39 empty] | 2023-03-30 13:06 | 2023-09-30 | FALSE | FALSE
NEISO | Eversource Group @ Industrial Park 636 | 1001 | 2020-04-09 |  |  |  | OT |  |  |  | SUN BAT | [7 empty] | 29.11 | [8 empty] | Bristol | MA |  |  | Eversource Industrial Park 636 |  | 2023-11-30 | [38 empty] | G | 29.11 | 29.11 | [39 empty] | 2023-03-30 13:05 | 2023-09-30 | FALSE | FALSE
NEISO | Solar + battery | 1000 | 2020-04-09 |  |  |  | OT |  |  |  | SUN BAT | [7 empty] | 3.15 | [8 empty] | Barnstable | MA |  |  | Eversource Harwich 968 |  | 2023-11-30 | [38 empty] | G | 3.15 | 3.15 | [39 empty] | 2023-03-30 13:04 | 2023-09-30 | FALSE | FALSE
NEISO | Eversource Group @ Fisher Rd Substation 657 | 999 | 2020-04-09 |  |  |  | OT |  |  |  | SUN BAT | [7 empty] | 27.948 | [8 empty] | Bristol | MA |  |  | Eversource Fisher Rd 657 |  | 2023-11-30 | [38 empty] | G | 27.948 | 27.948 | [39 empty] | 2023-03-30 13:03 | 2023-09-30 | FALSE | FALSE
NEISO | Eversource Group @ Falmouth 993 | 998 | 2020-04-09 |  |  |  | OT |  |  |  | SUN BAT | [7 empty] | 7.99 | [8 empty] | Barnstable | MA |  |  | Eversource Falmouth 933 |  | 2023-11-30 | [38 empty] | G | 7.99 | 7.99 | [39 empty] | 2023-03-30 13:03 | 2023-09-30 | FALSE | FALSE
NEISO | Eversource Group @ Crystal Spring 646 | 997 | 2020-04-09 |  |  |  | OT |  |  |  | SUN BAT | [7 empty] | 7.499 | [8 empty] | Middlesex | MA |  |  | Eversource Crystal Spring 646 |  | 2023-11-30 | [38 empty] | G | 7.499 | 7.499 | [39 empty] | 2023-03-30 13:02 | 2023-09-30 | FALSE | FALSE
NEISO | Eversource Group @ Cross Rd 651 | 996 | 2020-04-09 |  |  |  | OT |  |  |  | SUN BAT | [7 empty] | 9.5 | [8 empty] | Bristol | MA |  |  | Eversource Cross Rd #651 |  | 2023-11-30 | [38 empty] | G | 9.5 | 9.5 | [39 empty] | 2023-03-30 13:01 | 2023-09-30 | FALSE | FALSE
NEISO | Solar + Battery | 995 | 2020-04-09 |  |  |  | OT |  |  |  | SUN BAT | [7 empty] | 5 | [8 empty] | Norfolk | MA |  |  | Eversource Canton #470 |  | 2023-11-30 | [38 empty] | G | 5 | 5 | [39 empty] | 2023-03-30 12:59 | 2023-09-30 | FALSE | FALSE
NEISO | Solar + battery | 994 | 2020-04-09 |  |  |  | OT |  |  |  | SUN BAT | [7 empty] | 5.5 | [8 empty] | Middlesex | MA |  |  | Eversource Burlington #391 |  | 2023-11-30 | [38 empty] | G | 5.5 | 5.5 | [39 empty] | 2023-03-30 12:58 | 2023-09-30 | FALSE | FALSE
NEISO | Solar + Battery | 993 | 2020-04-09 |  |  |  | OT |  |  |  | SUN BAT | [7 empty] | 2 | [8 empty] | Plymouth | MA |  |  | Eversource Brook St 727 |  | 2023-11-30 | [38 empty] | G | 2 | 2 | [39 empty] | 2023-03-30 12:58 | 2023-09-30 | FALSE | FALSE
NEISO | Eversource Group @ Arsene St 654 | 992 | 2020-04-09 |  |  |  | OT |  |  |  | SUN BAT | [7 empty] | 7 | [8 empty] | Bristol | MA |  |  | Eversource Arsene Street #654 |  | 2023-11-30 | [38 empty] | G | 7 | 7 | [39 empty] | 2023-03-30 12:57 | 2023-09-30 | FALSE | FALSE
NEISO | Solar | 991 | 2020-04-09 |  |  |  | PV |  |  |  | SUN | [7 empty] | 2.5 | [8 empty] | Franklin | MA |  |  | Eversource Cumberland station |  | 2023-11-30 | [38 empty] | G | 2.5 | 2.5 | [39 empty] | 2023-03-30 12:56 | 2023-09-30 | TRUE | TRUE
NEISO | Solar | 990 | 2020-04-09 |  |  |  | PV |  |  |  | SUN | [7 empty] | 4.89 | [8 empty] | Berkshire | MA |  |  | Eversource Partidge station |  | 2023-11-30 | [38 empty] | G | 4.89 | 4.89 | [39 empty] | 2023-03-30 12:55 | 2023-09-30 | TRUE | TRUE
NEISO | Eversource Group Study @ Blandford | 989 | 2020-04-09 |  |  |  | PV |  |  |  | SUN | [7 empty] | 12.48 | [8 empty] | Hampden | MA |  |  | Eersource Blandford station |  | 2023-11-30 | [38 empty] | G | 12.48 | 12.48 | [39 empty] | 2023-03-30 12:54 | 2023-09-30 | TRUE | TRUE
NEISO | Solar CNR only | 988 | 2020-04-07 |  |  |  | PV |  |  |  | SUN | [7 empty] | 0 | [8 empty] | Cheshire | NH |  |  | The Project will interconnect at National Grid’s 115 kV line I-135 via a new three circuit breaker ring bus switching station located at 2.9 miles from Eversource’s Fitzwilliam Substation and 20.5 miles from Fitchburg Gas & Electric Light Company’s Flagg Pond Substation. |  | 2024-07-30 | [5 empty] | In Progress | [27 empty] | 2021-10-31 |  |  |  |  | G | 30 | 30 | [39 empty] | 2021-11-01 08:14 | 2024-06-30 | FALSE | FALSE
NEISO | Chariot Solar CNR only | 987 | 2020-04-10 |  |  |  | PV |  |  |  | SUN | [7 empty] | 0 | [8 empty] | Cheshire | NH |  |  | NGrid 115 kV Vernon Road tap to Vernon Road Substation, 2.5 mi from Vernon Road Substation |  | 2024-12-15 | [5 empty] | Executed | [32 empty] | G | 49.5 | 49.5 | [39 empty] | 2023-08-31 14:42 | 2024-11-15 | FALSE | FALSE
NEISO | Solar | 986 | 2020-04-07 |  |  |  | PV |  |  |  | SUN | [7 empty] | 19.99 | [8 empty] | Penobscot | ME |  |  | Graham Substation – 46 kV open bus tie/breaker -via a tapped existing line approximately 5.1 miles to the substation. (44 51 39.25 N 68 39 28.19 W) |  | 2024-11-18 |  | Document Posted | Document Posted | Not Started |  | In Progress | [32 empty] | G | 19.99 | 19.99 | [39 empty] | 2023-08-31 14:40 | 2024-11-18 | TRUE | TRUE
NEISO | Solar | 985 | 2020-04-02 |  |  |  | PV |  |  |  | SUN | [7 empty] | 4 | [8 empty] | Washington | ME |  |  | Emera Maine 34.5kV Line 3 approximately 1.8 miles from Washington County Substation (WCS) |  | 2021-07-29 |  |  | In Progress | [30 empty] | 2021-07-20 |  |  |  |  | G | 4 | 4 | [5 empty] | Under Study | [33 empty] | 2021-07-20 11:03 | 2021-07-15 | FALSE | FALSE
NEISO | Storage | 984 | 2020-04-01 |  |  |  | OT |  |  |  | BAT | [7 empty] | 150 | [8 empty] | Middlesex | MA |  |  | National Grid 115kV line 1/2 mile to the East of Billerica 70 substation |  | 2023-09-20 |  |  | Document Posted |  |  | In Progress | [27 empty] | 2023-05-31 |  |  |  |  | G | 150 | 150 | [39 empty] | 2023-05-31 13:54 | 2023-05-31 | TRUE | TRUE
NEISO | Solar | 983 | 2020-03-31 |  |  |  | PV |  |  |  | SUN | [7 empty] | 40 | [8 empty] | Androscoggin | ME |  |  | The project will connect at Central Maine Power 200A at Switch 200A-2 (115 kV) |  | 2022-11-15 | [33 empty] | 2020-06-18 |  |  |  |  | G | 40 | 40 | [39 empty] | 2020-06-18 16:52 | 2022-10-16 | FALSE | FALSE
NEISO | Wind | 982 | 2020-03-30 |  |  |  | WT |  |  |  | WND | [7 empty] | 3.8 | [8 empty] | Litchfield | CT |  |  | Eversource Canton 5R |  | 2024-09-01 | [38 empty] | G | 3.8 | 3.8 | [39 empty] | 2023-08-10 16:31 | 2024-07-01 | FALSE | FALSE
NEISO | Bridgeport Harbor Unit #5 Uprate | 981 | 2020-03-27 |  |  |  | CC |  |  |  | DFO NG | [7 empty] | 0.4 | [8 empty] | Fairfield | CT |  |  | UI Singer Substation 345kv |  | 2021-12-22 | [5 empty] | Executed | [32 empty] | G | 509.6 | 532.6 | [39 empty] | 2022-03-24 09:58 | 2021-12-22 | FALSE | FALSE
NEISO | Solar addition | 980 | 2020-03-26 |  |  |  | PV |  |  |  | SUN | [7 empty] | 10 | [8 empty] | Sullivan | NH |  |  | River Road 46 kV (Bus No 108291) is same as the previous interconnection QP799 |  | 2022-11-15 |  |  | In Progress | [30 empty] | 2021-03-05 |  |  |  |  | G | 20 | 20 | [5 empty] | Under Study | [33 empty] | 2021-03-05 16:21 | 2022-10-30 | FALSE | FALSE
NEISO | NECEC 1200 MW HVDC (controllable - import only) CNR | 979 | 2020-03-26 | [15 empty] | 0 | [8 empty] | Androscoggin | ME |  |  |  |  | 2026-01-07 | [5 empty] | Executed | [32 empty] | ETU | [41 empty] | 2024-08-26 12:47 | 2024-09-01 | FALSE | FALSE
NEISO | Eversource Group Study @ Wing Lane | 978 | 2020-03-25 |  |  |  | PV |  |  |  | SUN | [7 empty] | 5.08 | [8 empty] | Bristol | MA |  |  | Eversource Wing Lane 624 |  | 2023-11-30 | [38 empty] | G | 5.08 | 5.08 | [39 empty] | 2023-03-30 12:53 | 2023-09-30 | TRUE | TRUE
NEISO | Eversource Group Study @ Wareham | 977 | 2020-03-25 |  |  |  | OT |  |  |  | SUN BAT | [7 empty] | 55.14 | [8 empty] | Plymouth | MA |  |  | Eversource Wareham 714 |  | 2023-11-30 | [38 empty] | G | 55.14 | 55.14 | [39 empty] | 2023-03-30 12:52 | 2023-09-30 | TRUE | TRUE
NEISO | Eversource Group Study @ Industrial Park | 976 | 2020-03-25 |  |  |  | OT |  |  |  | SUN BAT | [7 empty] | 11.338 | [8 empty] | Bristol | MA |  |  | Eversource Industrial Park 636 |  | 2023-11-30 | [38 empty] | G | 11.338 | 11.338 | [39 empty] | 2023-03-30 12:51 | 2023-09-30 | TRUE | TRUE
NEISO | Eversource Group Study @ Crystal Spring | 975 | 2020-03-25 |  |  |  | OT |  |  |  | SUN BAT | [7 empty] | 20.46 | [8 empty] | Plymouth | MA |  |  | Eversource Crystal Spring 646 |  | 2023-11-30 | [38 empty] | G | 20.46 | 20.46 | [39 empty] | 2023-03-30 12:50 | 2023-09-30 | TRUE | TRUE
NEISO | Solar plus Battery | 974 | 2020-03-25 |  |  |  | OT |  |  |  | SUN BAT | [7 empty] | 4.999 | [8 empty] | Bristol | MA |  |  | Eversource Cross Road 651 |  | 2023-11-30 | [38 empty] | G | 4.999 | 4.999 | [39 empty] | 2023-03-30 12:35 | 2023-09-30 | TRUE | TRUE
NEISO | Eversource Group Study @ Brook St | 973 | 2020-03-25 |  |  |  | OT |  |  |  | SUN BAT | [7 empty] | 9.778 | [8 empty] | Plymouth | MA |  |  | Eversource Brook St |  | 2023-11-30 | [38 empty] | G | 9.778 | 9.778 | [39 empty] | 2023-03-30 12:49 | 2023-09-30 | TRUE | TRUE
NEISO | Rumford Power Repair for Performance Upgrade | 972 | 2020-03-25 |  |  |  | CC |  |  |  | NG | [7 empty] | 0.205 | [8 empty] | Oxford | ME |  |  | Interconnection of Rumford Power’s 115 kV Bus to CMP’s 115kV bus, located on Rumford Power's support structure, extending to CMP’s 115kV Rumford Industrial Park Substation |  | 2021-11-15 | [5 empty] | Executed | [32 empty] | G | 271 | 280 | [39 empty] | 2022-05-16 12:59 | 2021-11-15 | FALSE | FALSE
NEISO | Combined Cycle Upgrade | 971 | 2020-03-26 |  |  |  | CC |  |  |  | NG | [7 empty] | 4 | [8 empty] | Fairfield | CT |  |  | UI Singer Substation |  | 2021-07-12 | [5 empty] | Executed | [32 empty] | G | 564 | 588 | [5 empty] | In Service | [33 empty] | 2024-08-02 11:07 | 2021-07-12 | FALSE | FALSE
NEISO | Wood River Substation - NG Western RI DG Area Study | 970 | 2020-03-18 |  |  |  | PV |  |  |  | SUN | [7 empty] | 7.84 | [8 empty] | Washington | RI |  |  | NG Wood River Substation |  | 2021-08-15 | [38 empty] | G | 7.84 | 7.84 | [39 empty] | 2020-07-09 17:02 | 2021-08-01 | TRUE | TRUE
NEISO | Tower Hill Substation - NG Western RI DG Area Study | 969 | 2020-03-18 |  |  |  | PV |  |  |  | SUN | [7 empty] | 2 | [8 empty] | Washington | RI |  |  | NG Tower Hill Substation |  | 2021-08-15 | [38 empty] | G | 2 | 2 | [39 empty] | 2020-07-09 17:02 | 2021-08-01 | TRUE | TRUE
NEISO | Putnam Pike Substation - NG Western RI DG Area Study | 968 | 2020-03-18 |  |  |  | PV |  |  |  | SUN | [7 empty] | 5.62 | [8 empty] | Providence | RI |  |  | NG Putnam Pike Substation |  | 2021-08-15 | [38 empty] | G | 5.62 | 5.62 | [39 empty] | 2020-07-09 17:01 | 2021-08-01 | TRUE | TRUE
NEISO | Old Baptist Road Substation - NG Western RI DG Area Study | 967 | 2020-03-18 |  |  |  | PV |  |  |  | SUN | [7 empty] | 4.422 | [8 empty] | Washington | RI |  |  | NG Old Baptist Road Substation |  | 2021-08-15 | [38 empty] | G | 4.422 | 4.422 | [39 empty] | 2020-07-09 17:01 | 2021-08-01 | TRUE | TRUE
NEISO | New London Substation - NG Western RI DG Area Study | 966 | 2020-03-18 |  |  |  | PV |  |  |  | SUN | [7 empty] | 3 | [8 empty] | Kent | RI |  |  | NG New London Substation |  | 2021-08-15 | [38 empty] | G | 3 | 3 | [39 empty] | 2020-03-19 12:49 | 2021-08-01 | FALSE | FALSE
NEISO | Kent County Substation - NG Western RI DG Area Study | 965 | 2020-03-18 |  |  |  | PV |  |  |  | SUN | [7 empty] | 10.368 | [8 empty] | Kent | RI |  |  | NG Lafayette No. 30 (supplied by Kent County Substation) |  | 2021-08-15 | [38 empty] | G | 10.368 | 10.368 | [39 empty] | 2020-07-09 17:00 | 2021-08-01 | TRUE | TRUE
NEISO | Kenyon Substation - NG Western RI DG Area Study | 964 | 2020-03-18 |  |  |  | PV |  |  |  | SUN | [7 empty] | 3.5 | [8 empty] | Washington | RI |  |  | NG Kenyon Substation |  | 2021-08-15 | [38 empty] | G | 3.5 | 3.5 | [39 empty] | 2020-07-09 16:59 | 2021-08-01 | TRUE | TRUE
NEISO | Johnston Substation - NG Western RI DG Area Study | 963 | 2020-03-18 |  |  |  | PV |  |  |  | SUN | [7 empty] | 4.25 | [8 empty] | Providence | RI |  |  | NG Johnston Substation |  | 2021-08-15 | [38 empty] | G | 4.25 | 4.25 | [39 empty] | 2020-07-09 16:59 | 2021-08-01 | TRUE | TRUE
NEISO | Drumrock - NG Western RI DG Area Study | 962 | 2020-03-18 |  |  |  | PV |  |  |  | SUN | [7 empty] | 3.85 | [8 empty] | Kent | RI |  |  | NG Drumrock |  | 2021-08-15 | [38 empty] | G | 3.85 | 3.85 | [39 empty] | 2020-07-09 16:58 | 2021-08-01 | TRUE | TRUE
NEISO | Wolf Hill substation - NG Western RI DG Area Study | 961 | 2020-03-18 |  |  |  | PV |  |  |  | SUN | [7 empty] | 2.2 | [8 empty] | Providence | RI |  |  | NG Wolf Hill Substation |  | 2021-08-15 | [38 empty] | G | 2.2 | 2.2 | [39 empty] | 2020-07-09 16:58 | 2021-08-01 | TRUE | TRUE
NEISO | Chase Hill Substation - NG Western RI DG Area Study | 960 | 2020-03-18 |  |  |  | PV |  |  |  | SUN | [7 empty] | 6.339 | [8 empty] | Washington | RI |  |  | NG Chase Hill Substation |  | 2021-08-15 | [38 empty] | G | 6.339 | 6.339 | [39 empty] | 2020-07-09 16:57 | 2021-08-01 | TRUE | TRUE
NEISO | Chase Hill Substation - NG Western RI DG Area Study | 959 | 2020-03-18 |  |  |  | PV |  |  |  | SUN | [7 empty] | 6.75 | [8 empty] | Washington | RI |  |  | NG feeder 88F1, Chase Hill Substation |  | 2021-08-15 | [38 empty] | G | 6.75 | 6.75 | [39 empty] | 2020-07-09 16:57 | 2021-08-01 | TRUE | TRUE
NEISO | Wood River - NG Western RI DG Area Study | 958 | 2020-03-18 |  |  |  | PV |  |  |  | SUN | [7 empty] | 6.474 | [8 empty] | Washington | RI |  |  | NG feeder 85T2, Wood River Substation |  | 2022-01-24 | [38 empty] | G | 6.474 | 6.474 | [39 empty] | 2021-08-04 11:35 | 2022-01-17 | TRUE | TRUE
NEISO | Tower Hill - NG Western RI DG Area Study | 957 | 2020-03-18 |  |  |  | PV |  |  |  | SUN | [7 empty] | 6.75 | [8 empty] | Washington | RI |  |  | NG feeder 88F1, Tower Hill substation |  | 2023-01-15 | [38 empty] | G | 6.75 | 6.75 | [39 empty] | 2022-05-26 10:55 | 2022-12-15 | TRUE | TRUE
NEISO | Solar | 956 | 2020-03-16 |  |  |  | PV |  |  |  | SUN | [7 empty] | 10 | [8 empty] | Rockingham | NH |  |  | Eversource NH 3103 Line (34.5 kV) out of Brentwood substation extended along Exeter Rd |  | 2024-10-28 |  |  | Document Posted |  |  | In Progress | [27 empty] | 2024-05-01 |  |  |  |  | G | 10 | 10 | [39 empty] | 2024-05-01 10:53 | 2024-10-04 | TRUE | TRUE
NEISO | Vineyard Offshore Wind CNR Only | 955 | 2020-03-12 |  |  |  | WT |  |  |  | WND | [7 empty] | 0 | [9 empty] | MA |  |  | Eversource 115kV Barnstable Switch Station |  | 2025-05-26 | [5 empty] | Executed | [32 empty] | G | 800 | 800 | [39 empty] | 2020-08-26 16:03 | 2024-01-02 | FALSE | FALSE
NEISO | Tiverton Uprate | 954 | 2020-03-05 |  |  |  | CC |  |  |  | NG | [7 empty] | 0 | [8 empty] | Newport | RI |  |  | Interconnection with Narragansett Electric Company's M13 and L14 115kV line taps to NEC's Tiverton substation. |  | 2021-05-31 | [5 empty] | Executed | [32 empty] | G | 287.5 | 305.5 | [5 empty] | In Service | [33 empty] | 2023-03-21 09:07 | 2021-05-31 | FALSE | FALSE
NEISO | BD Solar Church Hill | 953 | 2020-02-19 |  |  |  | PV |  |  |  | SUN | [7 empty] | 20 | [8 empty] | Androscoggin | ME |  |  | 101105 Augusta East w New Breaker |  | 2026-12-31 |  |  | Document Posted |  |  | Executed | [32 empty] | G | 20 | 20 | [39 empty] | 2024-02-14 15:59 | 2026-11-30 | TRUE | TRUE
NEISO | Solar | 952 | 2020-02-18 |  |  |  | PV |  |  |  | SUN | [7 empty] | 4.99 | [8 empty] | Androscoggin | ME |  |  | CMP 34.5kV line. 44.074807, -70.280400 |  | 2021-09-30 | [33 empty] | 2020-04-08 |  |  |  |  | G | 4.99 | 4.99 | [39 empty] | 2020-04-08 12:16 | 2021-08-31 | FALSE | FALSE
NEISO | Riley-Jay-Otis-Livermore | 951 | 2020-02-03 |  |  |  | HD |  |  |  | WAT | [7 empty] | 28.325 | [8 empty] | Androscoggin/Franklin | ME |  |  | CMP 115 kV Section 230 |  | 2024-11-01 |  | Document Posted | Document Posted |  |  | Executed | [32 empty] | G | 28.325 | 28.325 | [5 empty] | Under Construction | [33 empty] | 2024-11-04 08:21 | 2024-02-27 | TRUE | TRUE
NEISO | Solar | 950 | 2020-01-20 |  |  |  | PV |  |  |  | SUN | [7 empty] | 17 | [8 empty] | Oxford | ME |  |  | New substation on CMP 34.5 kV circuit Section #97 as shown on one-line |  | 2024-06-20 |  | Document Posted | In Progress | [30 empty] | 2022-08-23 |  |  |  |  | G | 17 | 17 | [5 empty] | Under Study | [33 empty] | 2022-08-23 14:28 | 2024-06-15 | TRUE | FALSE
NEISO | Fuel Cell | 949 | 2020-01-23 |  |  |  | FC |  |  |  | NG | [7 empty] | 9.66 | [8 empty] | Fairfield | CT |  |  | UI 13.8kV Congress I Substation |  | 2024-12-01 | [38 empty] | G | 9.66 | 9.66 | [39 empty] | 2023-03-09 14:40 | 2024-12-01 | TRUE | TRUE
NEISO | Solar | 948 | 2020-01-10 |  |  |  | PV |  |  |  | SUN | [7 empty] | 51.02 | [8 empty] | Grafton | NH |  |  | Eversource 115kV B-112 transmission line just east of Beebe River Substation |  | 2022-06-01 |  | Document Posted | [31 empty] | 2020-11-03 |  |  |  |  | G | 51.02 | 51.02 | [5 empty] | Under Study | [33 empty] | 2020-11-03 16:20 | 2022-05-01 | FALSE | FALSE
NEISO | Battery Storage | 947 | 2020-01-07 |  |  |  | OT |  |  |  | BAT | [7 empty] | 200 | [8 empty] | Androscoggin | ME |  |  | Sec 377, Approx. 2.71 miles east of Surowiec 345kV bus |  | 2022-12-07 | [33 empty] | 2020-03-12 |  |  |  |  | G | 200 | 200 | [39 empty] | 2020-03-12 16:38 | 2022-12-07 | FALSE | FALSE
NEISO | Solar | 946 | 2019-12-27 |  |  |  | PV |  |  |  | SUN | [7 empty] | 18.4 | [8 empty] | York | ME |  |  | CMP 34.5 kv, Section 182 |  | 2021-08-31 | [33 empty] | 2020-04-01 |  |  |  |  | G | 18.4 | 18.4 | [39 empty] | 2020-04-01 10:54 | 2021-08-15 | FALSE | FALSE
NEISO | ND OTM LLC Generator Reactivation | 945 | 2019-12-18 |  |  |  | ST |  |  |  | BLQ WDS | [7 empty] | 8 | [8 empty] | Penobscot | ME |  |  | Emera Maine 46 kv Line 5/7 / Old Town Maine @ Penobscot River |  | 2021-06-05 |  |  | Document Posted |  |  | Executed | [32 empty] | G | 8 | 8 | [5 empty] | In Service | [33 empty] | 2021-06-09 09:40 | 2021-06-05 | TRUE | TRUE
NEISO | Bay State Wind 4 Offshore Wind | 944 | 2019-12-18 |  |  |  | WT |  |  |  | WND | [7 empty] | 1200 | [9 empty] | MA |  |  | National Grid Brayton Point 345kV |  | 2033-11-04 |  | Document Posted | Document Posted | Document Posted |  | Executed | [32 empty] | G | 1200 | 1200 | [39 empty] | 2024-08-08 11:23 | 2033-03-27 | TRUE | TRUE
NEISO | Solar | 943 | 2019-12-12 |  |  |  | PV |  |  |  | SUN | [7 empty] | 15 | [8 empty] | Androscoggin | ME |  |  | Interconnecting to the existing CMP 34.5 kV line Section 72 between Gulf Island and Crowleys (about 3.85 miles from Crowleys). |  | 2021-11-01 |  |  | Document Posted |  |  | In Progress | [27 empty] | 2021-11-12 |  |  |  |  | G | 15 | 15 | [5 empty] | Under Study | [33 empty] | 2021-11-12 15:03 | 2021-10-01 | TRUE | FALSE
NEISO | Brayton Road Solar | 942 | 2019-12-10 |  |  |  | PV |  |  |  | SUN | [7 empty] | 8.423 | [8 empty] | Newport | RI |  |  | GRID 33F4 Feeder Connecting to Tiverton No. 2 substation |  | 2024-02-15 | [38 empty] | G | 8.423 | 8.423 | [39 empty] | 2024-04-29 10:37 | 2024-01-09 | TRUE | TRUE
NEISO | Brayton Road Solar | 941 | 2019-12-10 |  |  |  | PV |  |  |  | SUN | [7 empty] | 3.368 | [8 empty] | Newport | RI |  |  | GRID 33F4 Feeder Connecting to Tiverton No. 2 substation |  | 2024-02-15 | [38 empty] | G | 3.368 | 3.368 | [39 empty] | 2024-04-29 10:37 | 2024-01-09 | TRUE | TRUE
NEISO | Gravel Pit Solar increase | 940 | 2019-12-04 |  |  |  | PV |  |  |  | SUN | [7 empty] | 25 | [8 empty] | Hartford | CT |  |  | Line cut and three-breaker ring bus of the 115 kV Connecticut Light & Power Company line between Barbour Hill and Windsor Locks. |  | 2024-11-07 |  |  | Document Posted |  |  | Executed | [32 empty] | G | 75 | 75 | [39 empty] | 2024-11-05 14:17 | 2024-10-28 | TRUE | TRUE
NEISO | NB Fuel Cell | 939 | 2019-11-25 |  |  |  | FC |  |  |  | NG | [7 empty] | 20 | [8 empty] | Hartford | CT |  |  | Black Rock Substation (Eversource) via the Farmington River Power Company owned Burritt St substation 69kv line 680 |  | 2024-12-12 |  |  | Document Posted |  |  | Executed | [32 empty] | G | 20 | 20 | [5 empty] | In Service | [33 empty] | 2025-01-07 11:04 | 2024-05-28 | TRUE | TRUE
NEISO | Solar | 938 | 2019-11-21 |  |  |  | PV |  |  |  | SUN | [7 empty] | 35 | [8 empty] | Merrimack | NH |  |  | POI is Eversource NH pole 317/153 of the 317 line out of the Oak Hill Substation. |  | 2022-10-03 |  | Document Posted | [31 empty] | 2020-09-21 |  |  |  |  | G | 35 | 35 | [5 empty] | Under Study | [33 empty] | 2020-09-21 17:03 | 2022-09-25 | FALSE | FALSE
NEISO | Solar CNR only | 937 | 2019-11-14 |  |  |  | PV |  |  |  | SUN | [7 empty] | 0 | [8 empty] | York | ME |  |  | CMP/Eversource 345 kV Line 391 from Buxton substation to Scobie Pond substation (approx. 27.7 miles from Buxton substation) |  | 2022-12-31 | [5 empty] | Executed | [27 empty] | 2021-08-12 |  |  |  |  | G | 150 | 150 | [39 empty] | 2021-08-12 15:32 | 2022-12-15 | FALSE | FALSE
NEISO | Solar | 936 | 2019-10-30 |  |  |  | PV |  |  |  | SUN | [7 empty] | 45 | [8 empty] | Coos | NH |  |  | 115 kV bus of Eversource Paris Substation. |  | 2024-10-01 |  |  | Document Posted |  |  | In Progress | [27 empty] | 2023-12-06 |  |  |  |  | G | 45 | 45 | [39 empty] | 2023-12-06 13:53 | 2024-09-10 | TRUE | TRUE
NEISO | West Baldwin Solar | 935 | 2019-10-30 |  |  |  | PV |  |  |  | SUN | [7 empty] | 17.1 | [8 empty] | Cumberland | ME |  |  | CMP 34.5 kv Line, Section 91 |  | 2029-09-30 |  |  | Document Posted |  |  | Executed | [32 empty] | G | 17.1 | 17.1 | [39 empty] | 2024-08-12 12:36 | 2029-08-31 | TRUE | TRUE
NEISO | Pembroke Solar | 934 | 2019-10-25 |  |  |  | PV |  |  |  | SUN | [7 empty] | 17.5 | [8 empty] | Merrimack | NH |  |  | Eversource Pole 334/201 of the 334G Line looped between Garvins & Rimmon, roughly 3.5 miles from Garvins |  | 2024-09-01 |  |  | Document Posted |  |  | Executed | [27 empty] | 2025-01-06 |  |  |  |  | G | 17.5 | 17.5 | [39 empty] | 2025-01-06 15:15 | 2024-08-05 | TRUE | TRUE
NEISO | Coolidge Solar CNR Only | 933 | 2019-10-22 |  |  |  | PV |  |  |  | SUN | [7 empty] | 0 | [8 empty] | Windsor | VT |  |  | 115 kV Coolidge Substation |  | 2020-11-13 | [5 empty] | Executed | [32 empty] | G | 19.9 | 19.9 | [39 empty] | 2020-12-01 14:45 | 2018-12-12 | FALSE | FALSE
NEISO | Solar | 932 | 2019-10-22 |  |  |  | PV |  |  |  | SUN | [7 empty] | 110 | [8 empty] | Carroll | NH |  |  | 115 kV Eversource K1214 line between Saco Valley and Lovell, approximately 3.46 miles from Saco Valley. |  | 2025-10-03 |  |  | In Progress | [30 empty] | 2022-11-23 |  |  |  |  | G | 110 | 110 | [5 empty] | Under Study | [33 empty] | 2023-01-03 11:58 | 2025-09-12 | TRUE | FALSE
NEISO | Roxbury Solar | 931 | 2019-10-22 |  |  |  | PV |  |  |  | SUN | [7 empty] | 55 | [8 empty] | Oxford | ME |  |  | CMP Roxbury substation 115 kV bus |  | 2024-10-24 |  |  | Document Posted |  |  | Executed | [27 empty] | 2024-10-18 |  |  |  |  | G | 55 | 55 | [39 empty] | 2024-10-18 17:16 | 2024-10-03 | TRUE | TRUE
NEISO | Millstone Increase | 930 | 2019-10-17 |  |  |  | ST |  |  |  | NUC | [7 empty] | 37 | [8 empty] | New London | CT |  |  | Eversource's Millstone 345 KV switchyard (15G) - no change to existing connection |  | 2022-05-26 |  |  | Document Posted |  |  | Executed | [32 empty] | G | 1262 | 1262 | [5 empty] | In Service | [33 empty] | 2022-10-24 14:42 | 2022-05-26 | TRUE | TRUE
NEISO | GDC Saco Solar | 929 | 2019-10-15 |  |  |  | PV |  |  |  | SUN | [7 empty] | 20 | [8 empty] | York | ME |  |  | CMP Louden 34.5kV substation |  | 2025-04-30 |  | Not Required | Document Posted | Not Required |  | Executed | [32 empty] | G | 20 | 20 | [39 empty] | 2023-08-31 14:28 | 2025-03-15 | TRUE | TRUE
NEISO | Solar | 928 | 2019-10-09 |  |  |  | PV |  |  |  | SUN | [7 empty] | 20 | [8 empty] | Somerset | ME |  |  | 34.5 kV bus at CMP's Lakewood Substation in Madison, Maine |  | 2027-04-01 |  | Document Posted | Document Posted |  |  | In Progress | [27 empty] | 2023-11-27 |  |  |  |  | G | 20 | 20 | [39 empty] | 2023-11-27 09:52 | 2027-03-15 | TRUE | FALSE
NEISO | Offshore Wind | 927 | 2019-09-16 |  |  |  | WT |  |  |  | WND | [7 empty] | 1200 | [9 empty] | CT |  |  | Primary: Eversource (CL&P) 345kV Montville, Alternatively Eversource (CL&P) 345kV Millstone. |  | 2031-05-31 |  | Document Posted | Document Posted |  |  | In Progress | [27 empty] | 2024-08-07 |  |  |  |  | G | 1200 | 1200 | [39 empty] | 2024-08-07 16:18 | 2031-01-31 | TRUE | TRUE
NEISO | Offshore Wind Increase (Q781) | 926 | 2019-09-11 |  |  |  | WT |  |  |  | WND | [7 empty] | 167 | [9 empty] | RI |  |  | National Grid's 115kV Davisville Substation |  | 2023-12-01 |  | Document Posted | Not Started | [30 empty] | 2020-11-06 |  |  |  |  | G | 871 | 871 | [5 empty] | Under Study | [33 empty] | 2020-11-06 13:00 | 2023-04-30 | FALSE | FALSE
NEISO | NY QP556 AC | 925 | 2019-09-06 | [15 empty] | 0 | [8 empty] | Onieda/Albany | NY |  |  | NY Edic - New Scotland 345 kV |  | 2023-12-31 | [38 empty] | ETU | 0 | 0 | [39 empty] | 2023-05-31 14:50 | 2023-12-31 | FALSE | FALSE
NEISO | NY QP543 AC | 924 | 2019-09-06 | [15 empty] | 0 | [8 empty] | Albany/Dutchess | NY |  |  | NY Greenbush PV 345 kV |  | 2023-12-31 | [38 empty] | ETU | 0 | 0 | [39 empty] | 2023-05-31 14:49 | 2023-12-31 | FALSE | FALSE
NEISO | Solar | 923 | 2019-09-03 |  |  |  | PV |  |  |  | SUN | [7 empty] | 20 | [8 empty] | Androscoggin | ME |  |  | CMP 34.5 kV Leeds substation |  | 2025-01-15 | [38 empty] | G | 20 | 20 | [39 empty] | 2024-12-30 16:01 | 2024-12-14 | TRUE | TRUE
NEISO | Offshore wind Increase (Q829) | 922 | 2019-09-03 |  |  |  | WT |  |  |  | WND | [7 empty] | 200 | [9 empty] | MA |  |  | NSTAR Electric Company 345 kV lines 322 and 342 |  | 2025-07-01 |  | Document Posted | Not Started | [30 empty] | 2022-05-24 |  |  |  |  | G | 600 | 600 | [5 empty] | Under Study | [33 empty] | 2022-05-24 14:05 | 2025-04-01 | FALSE | FALSE
NEISO | Solar and Battery | 921 | 2019-08-29 |  |  |  | OT |  |  |  | SUN BAT | [7 empty] | 9.35 | [8 empty] | York | ME |  |  | CMP Bonney Easgle substation - Circuit 610D2 |  | 2020-12-31 | [33 empty] | 2019-10-17 |  |  |  |  | G | 9.35 | 9.35 | [39 empty] | 2019-10-21 16:00 | 2020-12-01 | FALSE | FALSE
NEISO | Solar and Battery | 920 | 2019-08-29 |  |  |  | OT |  |  |  | SUN BAT | [7 empty] | 11.68 | [8 empty] | York | ME |  |  | CMP Biddleford Pump station - Circuit 605D1 |  | 2020-12-31 | [33 empty] | 2019-10-17 |  |  |  |  | G | 11.68 | 11.68 | [39 empty] | 2019-10-21 15:59 | 2020-12-01 | FALSE | FALSE
NEISO | Solar and Battery | 919 | 2019-08-29 |  |  |  | OT |  |  |  | SUN BAT | [7 empty] | 5 | [8 empty] | Knox | ME |  |  | CMP Thomaston Creek substation - Circuit 246D1 |  | 2020-12-31 | [33 empty] | 2019-10-17 |  |  |  |  | G | 5 | 5 | [39 empty] | 2019-10-21 15:59 | 2020-12-01 | FALSE | FALSE
NEISO | Solar and Battery | 918 | 2019-08-29 |  |  |  | OT |  |  |  | SUN BAT | [7 empty] | 5 | [8 empty] | Howard | ME |  |  | CMP Trap Corner substation, Circuit 453D1 |  | 2020-12-31 | [33 empty] | 2019-10-17 |  |  |  |  | G | 5 | 5 | [39 empty] | 2019-10-21 15:58 | 2020-12-01 | FALSE | FALSE
NEISO | Solar and Battery | 917 | 2019-08-29 |  |  |  | OT |  |  |  | SUN BAT | [7 empty] | 7.5 | [8 empty] | Androscoggin | ME |  |  | CMP Great Falls substation, Circuit 436D6 |  | 2020-12-31 | [33 empty] | 2019-10-17 |  |  |  |  | G | 7.5 | 7.5 | [39 empty] | 2019-10-21 15:57 | 2020-12-01 | FALSE | FALSE
NEISO | Solar and Battery | 916 | 2019-08-29 |  |  |  | OT |  |  |  | SUN BAT | [7 empty] | 5 | [8 empty] | Cumberland | ME |  |  | CMP Fort Hill substation, Circuit 624D1 |  | 2020-12-31 | [33 empty] | 2019-10-17 |  |  |  |  | G | 5 | 5 | [39 empty] | 2019-10-21 15:56 | 2020-12-01 | FALSE | FALSE
NEISO | Solar and Battery | 915 | 2019-08-29 |  |  |  | OT |  |  |  | SUN BAT | [7 empty] | 5 | [8 empty] | Oxford | ME |  |  | CMP Rumford substation, Curcuit 447D2 |  | 2020-12-31 | [33 empty] | 2019-10-17 |  |  |  |  | G | 5 | 5 | [39 empty] | 2019-10-21 15:56 | 2020-12-01 | FALSE | FALSE
NEISO | Solar | 914 | 2019-08-29 |  |  |  | PV |  |  |  | SUN | [7 empty] | 5 | [8 empty] | Androscoggin | ME |  |  | CMP Deer Rips substation, curcuit 412D4 |  | 2020-12-31 | [33 empty] | 2019-10-17 |  |  |  |  | G | 5 | 5 | [39 empty] | 2019-10-21 15:55 | 2020-12-01 | FALSE | FALSE
NEISO | Solar | 913 | 2019-08-29 |  |  |  | PV |  |  |  | SUN | [7 empty] | 9.98 | [8 empty] | Androscoggin | ME |  |  | CMP Hotel Road substation, Curcuit 420D4 |  | 2020-12-31 | [33 empty] | 2019-10-17 |  |  |  |  | G | 9.98 | 9.98 | [39 empty] | 2019-10-21 15:54 | 2020-12-01 | FALSE | FALSE
NEISO | Bloom Energy Fuel Cell | 912 | 2019-08-23 |  |  |  | FC |  |  |  | FC | [7 empty] | 10.2 | [8 empty] | New London | CT |  |  | Eversource Willimantic 14S |  | 2021-10-20 | [38 empty] | G | 10.2 | 10.2 | [39 empty] | 2021-10-22 08:55 | 2021-10-07 | TRUE | TRUE
NEISO | Solar | 911 | 2019-08-22 |  |  |  | PV |  |  |  | SUN | [7 empty] | 35 | [8 empty] | Oxford | ME |  |  | 34.5 kV bus at CMP's Lovell Substation. Lat/Lon 44° 7.315'N, 70° 53.332'W |  | 2024-12-30 |  |  | Document Posted |  |  | In Progress | [27 empty] | 2022-07-05 |  |  |  |  | G | 35 | 35 | [39 empty] | 2022-07-05 10:36 | 2024-12-14 | TRUE | TRUE
NEISO | Mousam River Solar | 910 | 2019-08-15 |  |  |  | PV |  |  |  | SUN | [7 empty] | 20 | [8 empty] | York | ME |  |  | 34.5 kV bus at CMP Sanford Substation ( 43° 25.746'N, 70° 44.085'W) |  | 2025-09-30 |  |  | Document Posted |  |  | Executed | [32 empty] | G | 20 | 20 | [39 empty] | 2022-08-11 16:38 | 2025-09-15 | TRUE | TRUE
NEISO | Offshore Wind | 909 | 2019-08-01 |  |  |  | WT |  |  |  | WND | [7 empty] | 814 | [9 empty] | MA |  |  | Primary National Grid 115kV Bell Rock, alt: Eversource 115kV Wings Lane, National Grid 115kV Somerset |  | 2026-05-31 |  | Document Posted | Not Started | [30 empty] | 2024-02-13 |  |  |  |  | G | 814 | 814 | [5 empty] | Under Study | [33 empty] | 2024-02-13 08:50 | 2026-04-01 | FALSE | FALSE
NEISO | Solar | 908 | 2019-08-01 |  |  |  | PV |  |  |  | SUN | [7 empty] | 8.999 | [8 empty] | Somerset | ME |  |  | CMP Skowhegan North Side substation, Circuit 853D1 and 853D2 |  | 2020-12-31 | [33 empty] | 2019-10-17 |  |  |  |  | G | 8.999 | 8.999 | [39 empty] | 2019-10-21 15:53 | 2020-12-01 | FALSE | FALSE
NEISO | Solar | 907 | 2019-08-01 |  |  |  | PV |  |  |  | SUN | [7 empty] | 5 | [8 empty] | Androscoggin | ME |  |  | CMP Hotel Road substation, Circuit 420D4 |  | 2020-08-31 | [33 empty] | 2019-10-17 |  |  |  |  | G | 5 | 5 | [39 empty] | 2019-10-21 15:52 | 2020-08-01 | FALSE | FALSE
NEISO | Solar | 906 | 2019-08-01 |  |  |  | PV |  |  |  | SUN | [7 empty] | 4.8 | [8 empty] | York | ME |  |  | CMP Pratt & Whitney substation, Circuit 661D2 |  | 2022-07-14 | [38 empty] | G | 4.8 | 4.8 | [39 empty] | 2023-03-14 16:05 | 2022-07-01 | TRUE | TRUE
NEISO | Battery Storage | 905 | 2019-08-01 |  |  |  | OT |  |  |  | BAT | [7 empty] | 10 | [8 empty] | Cumberland | ME |  |  | CMP Mussey Road substation, Circuit 636D2 |  | 2024-08-01 | [38 empty] | G | 10 | 10 | [39 empty] | 2024-02-14 10:27 | 2024-08-01 | TRUE | TRUE
NEISO | Battery Storage | 904 | 2019-08-01 |  |  |  | OT |  |  |  | BAT | [7 empty] | 14 | [8 empty] | Kennebec | ME |  |  | CMP Puddledock substation, circuit 262D1 |  | 2024-01-25 | [38 empty] | G | 14 | 14 | [39 empty] | 2023-03-14 16:02 | 2024-01-01 | TRUE | TRUE
NEISO | Solar | 903 | 2019-08-01 |  |  |  | PV |  |  |  | SUN | [7 empty] | 6.999 | [8 empty] | Kennebec | ME |  |  | CMP Winslow substation, Circuit 870D2 |  | 2022-07-13 | [38 empty] | G | 6.999 | 6.999 | [5 empty] | Partially In Service | [33 empty] | 2022-07-14 09:09 | 2022-05-24 | TRUE | TRUE
NEISO | Solar | 902 | 2019-08-01 |  |  |  | PV |  |  |  | SUN | [7 empty] | 7.2 | [8 empty] | Kennebec | ME |  |  | CMP Blair Road substation, Circuit207D2 |  | 2021-07-02 | [38 empty] | G | 7.2 | 7.2 | [39 empty] | 2021-07-02 11:07 | 2021-06-22 | TRUE | TRUE
NEISO | Solar | 901 | 2019-08-01 |  |  |  | PV |  |  |  | SUN | [7 empty] | 4.6 | [8 empty] | Oxford | ME |  |  | CMP Oxford substation, Circuit 437D2 |  | 2021-06-14 | [38 empty] | G | 4.6 | 4.6 | [39 empty] | 2021-06-28 13:11 | 2021-06-04 | TRUE | TRUE
NEISO | Solar | 900 | 2019-08-01 |  |  |  | PV |  |  |  | SUN | [7 empty] | 4.6 | [8 empty] | Oxford | ME |  |  | CMP Oxford subsation, Circuit 437D1 |  | 2021-06-14 | [38 empty] | G | 4.6 | 4.6 | [39 empty] | 2021-06-28 13:10 | 2021-06-04 | TRUE | TRUE
NEISO | 1200 MW HVDC Line into Singer (Controllable) | 899 | 2019-07-29 | [15 empty] | 1200 | [8 empty] | Fairfield | CT |  |  | The proposed point of interconnection is 345kV Singer substation in Bridgeport, CT. |  | 2024-09-01 |  | Document Posted | Not Started | [30 empty] | 2020-07-31 |  |  |  |  | ETU | [7 empty] | Under Study | [33 empty] | 2020-07-31 10:55 | 2024-07-01 | FALSE | FALSE
NEISO | Solar | 898 | 2019-07-26 |  |  |  | PV |  |  |  | SUN | [7 empty] | 33.1 | [8 empty] | Grafton | NH |  |  | NGRID 34.5kV transmission/distribution line 3318 in Monroe, NH |  | 2022-06-01 | [33 empty] | 2019-08-28 |  |  |  |  | G | 33.1 | 33.1 | [39 empty] | 2019-08-28 12:43 | 2022-05-01 | FALSE | FALSE
NEISO | Solar | 897 | 2019-07-26 |  |  |  | PV |  |  |  | SUN | [7 empty] | 60 | [8 empty] | Grafton | NH |  |  | Eversource 34.5kV bus at the Beebe River Substation |  | 2022-06-01 | [33 empty] | 2019-08-28 |  |  |  |  | G | 60 | 60 | [39 empty] | 2019-08-28 12:43 | 2022-05-01 | FALSE | FALSE
NEISO | Saco Solar | 896 | 2019-07-17 |  |  |  | PV |  |  |  | SUN | [7 empty] | 19.6 | [8 empty] | York | ME |  |  | CMPCO 34.5kV Louden Substation Saco, Maine |  | 2026-07-01 |  |  | Document Posted | Document Posted |  | Executed | [32 empty] | G | 19.6 | 19.6 | [39 empty] | 2024-08-09 09:08 | 2026-06-01 | TRUE | TRUE
NEISO | CT additional | 895 | 2019-06-27 |  |  |  | GT |  |  |  | NG WO | [7 empty] | 10 | [8 empty] | Tolland | CT |  |  | Connecticut Light and Power Company d/b/a Eversource Connecticut (ES CT) Card-Mansfield 900 Line operating at 69 kV at the North Eagleville / King Hill Road intersection |  | 2021-02-01 | [33 empty] | 2019-08-09 |  |  |  |  | G | 37.05 | 43.25 | [39 empty] | 2019-08-09 13:01 | 2021-02-01 | FALSE | FALSE
NEISO | Gas turbine repowering (Alt. to Q647) | 894 | 2019-06-10 |  |  |  | GT |  |  |  | DFO NG | [7 empty] | 23 | [8 empty] | Middlesex | CT |  |  | Middletown 115 kV substation, Bus A, between breakers 1T and 2T |  | 2025-05-31 |  |  | Document Posted |  |  | Not Started | [27 empty] | 2021-12-02 |  |  |  |  | G | 376 | 378 | [39 empty] | 2021-12-02 09:23 | 2025-01-16 | TRUE | TRUE
NEISO | Offshore Wind | 893 | 2019-06-07 |  |  |  | WT |  |  |  | WND | [7 empty] | 1200 | [9 empty] | CT |  |  | Millstone 345kV alternate: lines 348 and 310 |  | 2025-05-31 |  | Document Posted | In Progress | [30 empty] | 2021-10-20 |  |  |  |  | G | 1200 | 1200 | [5 empty] | Under Study | [33 empty] | 2021-10-20 10:01 | 2024-06-01 | FALSE | FALSE
NEISO | Gravel Pit Solar | 892 | 2019-06-05 |  |  |  | PV |  |  |  | SUN | [7 empty] | 50 | [8 empty] | Hartford | CT |  |  | Line cut and three-breaker ring bus of the 115 kV Connecticut Light & Power Company line between Barbour Hill and Windsor Locks |  | 2024-11-07 |  |  | Document Posted |  |  | Executed | [32 empty] | G | 50 | 50 | [39 empty] | 2021-04-20 12:15 | 2024-10-28 | TRUE | TRUE
NEISO | 1400 MW HVDC Line into Millstone | 891 | 2019-05-29 | [15 empty] | 1400 | [8 empty] | New London | CT |  |  | The proposed point of Interconnection is the Eversource Millstone 345kV substation in Waterford, CT - Alternate is Haddam 345 kV Substation |  | 2024-03-01 |  | Not Started | [31 empty] | 2020-01-16 |  |  |  |  | ETU | [7 empty] | Under Study | [33 empty] | 2020-01-16 13:31 | 2024-01-01 | FALSE | FALSE
NEISO | Increase transfer capability for N to S flows (Norwalk Harbor substation to Northport substation) | 890 | 2019-05-13 | [25 empty] | CT |  |  |  |  | 2023-07-01 |  | In Progress | [31 empty] | 2020-06-26 |  |  |  |  | ETU | [7 empty] | Under Study | [33 empty] | 2020-06-26 17:07 | 2023-06-02 | FALSE | FALSE
NEISO | NECEC Elective Transmission Deliverability Upgrades | 889 | 2019-05-01 | [24 empty] | Androscoggin | ME |  |  |  |  | 2025-08-28 |  |  | Document Posted |  |  | Executed | [32 empty] | ETU | [41 empty] | 2023-06-05 16:50 | 2025-08-28 | TRUE | TRUE
NEISO | Millinocket Battery additon | 888 | 2019-04-26 |  |  |  | OT |  |  |  | WAT BAT | [7 empty] | 0 | [8 empty] | Penobscot | ME |  |  | 115/34.5 kV Powersville Rd Substation and Millinocket Sub 4, 34.5 kV Bus |  | 2020-12-30 |  |  | Document Posted |  |  | Executed | [32 empty] | G | 126 | 126 | [5 empty] | Under Construction | [33 empty] | 2021-03-04 11:56 | 2020-12-07 | TRUE | TRUE
NEISO | Battery Storage | 887 | 2019-04-26 |  |  |  | OT |  |  |  | BAT | [7 empty] | 150 | [8 empty] | Plymouth | MA |  |  | Eversource Line 113 at Wareham 115 kV substation |  | 2026-05-31 |  | Document Posted | In Progress | [30 empty] | 2023-11-14 |  |  |  |  | G | 150 | 150 | [5 empty] | Under Study | [33 empty] | 2023-11-14 16:22 | 2026-04-30 | TRUE | FALSE
NEISO | Battery Storage | 886 | 2019-04-26 |  |  |  | OT |  |  |  | BAT | [7 empty] | 200 | [8 empty] | Norfolk | MA |  |  | Eversource 345 kV Holbrook |  | 2023-05-31 |  | Document Posted | [31 empty] | 2020-03-06 |  |  |  |  | G | 200 | 200 | [5 empty] | Under Study | [33 empty] | 2020-03-09 08:27 | 2023-04-30 | FALSE | FALSE
NEISO | Fuel Cell | 885 | 2019-04-25 |  |  |  | FC |  |  |  | NG | [7 empty] | 20.24 | [8 empty] | Hartford | CT |  |  | Black Rock Substation (Eversource) via the Farmington River Power Company owned Burritt St substation 69kv line 680 |  | 2020-06-30 | [33 empty] | 2019-09-03 |  |  |  |  | G | 20.24 | 20.24 | [39 empty] | 2019-09-03 11:24 | 2020-05-01 | FALSE | FALSE
NEISO | Nutmeg Solar CNR only | 884 | 2019-04-24 |  |  |  | PV |  |  |  | SUN | [7 empty] | 0 | [8 empty] | Hartford | CT |  |  | 115kV Sitico Sub |  | 2020-12-07 | [5 empty] | Executed | [32 empty] | G | 19.9 | 19.9 | [39 empty] | 2021-01-12 09:46 | 2020-11-15 | FALSE | FALSE
NEISO | Kendall Combined Cycle increase | 883 | 2019-04-24 |  |  |  | CC |  |  |  | DFO NG | [7 empty] | 16.449 | [8 empty] | Middlesex | MA |  |  | Kendall CT and Kendall Steam 3: point where Eversource Line 875-539 connects to Eversource 115 kV bus at Station 875. Kendall Jet: point where Eversource breaker J1242 connects to A bus at Kendall Station. |  | 2025-06-01 |  |  | Document Posted |  |  | Executed | [32 empty] | G | 264.953 | 268.523 | [39 empty] | 2022-06-17 14:17 | 2025-06-01 | TRUE | TRUE
NEISO | Kendall CNR Restoration | 882 | 2019-04-24 |  |  |  | CC |  |  |  | DFO NG | [7 empty] | 13.551 | [8 empty] | Middlesex | MA |  |  | Kendall CT and Kendall Steam 3: point where Eversource Line 875-539 connects to Eversource 115 kV bus at Station 875. Kendall Jet: point where Eversource breaker J1242 connects to A bus at Kendall Station. |  | 2021-11-04 |  |  | Document Posted |  |  | Executed | [32 empty] | G | 248.504 | 252.074 | [39 empty] | 2021-12-14 13:04 | 2021-11-04 | TRUE | TRUE
NEISO | Fore River CNR Uprate | 881 | 2019-04-18 |  |  |  | CC |  |  |  | DFO NG | [7 empty] | 0 | [8 empty] | Norfolk | MA |  |  | NSTAR Edgar 115kv substation. |  | 2020-06-01 | [5 empty] | Executed | [32 empty] | G | 800 | 843 | [39 empty] | 2020-06-02 13:02 | 2020-06-01 | FALSE | FALSE
NEISO | Generator reactivation | 880 | 2019-04-17 |  |  |  | ST |  |  |  | BLQ WDS | [7 empty] | 24 | [8 empty] | Penobscot | ME |  |  | Emera Maine 46kv Line 5/7 / Old Town Maine @ Penobscot River |  | 2020-10-30 | [33 empty] | 2019-05-15 |  |  |  |  | G | 24 | 24 | [39 empty] | 2019-05-15 14:10 | 2020-09-30 | FALSE | FALSE
NEISO | Simple Cycle Combustion Turbine Repowering (alternative to Q647) | 879 | 2019-04-15 |  |  |  | GT |  |  |  | DFO NG | [7 empty] | 0 | [8 empty] | Middlesex | CT |  |  | Middletown 115 kV substation, Bus A, between breakers 1T and 2T |  | 2023-05-31 | [33 empty] | 2019-05-28 |  |  |  |  | G | 376 | 378 | [39 empty] | 2019-05-28 17:05 | 2023-01-16 | FALSE | FALSE
NEISO | Solar | 878 | 2019-04-15 |  |  |  | PV |  |  |  | SUN | [7 empty] | 19.8 | [8 empty] | Sullivan | NH |  |  | Eversource Lost Nation Substation (34.5 kV) |  | 2020-11-05 | [33 empty] | 2019-05-01 |  |  |  |  | G | 19.8 | 19.8 | [39 empty] | 2019-05-02 16:10 | 2020-03-05 | FALSE | FALSE
NEISO | Energy Storage | 877 | 2019-04-11 |  |  |  | OT |  |  |  | BAT | [7 empty] | 170 | [8 empty] | Norfolk | MA |  |  | National Grid's South Wrentham 115kV substation |  | 2027-07-26 |  | Document Posted | Document Posted |  |  | Executed | [32 empty] | G | 170 | 170 | [39 empty] | 2024-01-25 15:54 | 2027-06-26 | TRUE | TRUE
NEISO | Energy Storage | 876 | 2019-04-11 |  |  |  | OT |  |  |  | BAT | [7 empty] | 246 | [8 empty] | Bristol | MA |  |  | Eversource 115kV Cross Road Substation Line 109 |  | 2024-12-31 |  |  | Document Posted | In Progress | [29 empty] | 2021-12-20 |  |  |  |  | G | 246 | 246 | [5 empty] | Under Study | [33 empty] | 2021-12-21 09:46 | 2024-10-28 | TRUE | TRUE
NEISO | Farmington Solar CNR only | 875 | 2019-04-08 |  |  |  | PV |  |  |  | SUN | [7 empty] | 0 | [8 empty] | Franklin | ME |  |  | CMP's Sturtevant - Livermoore Fall 115 kV line |  | 2021-10-27 | [5 empty] | Executed | [32 empty] | G | 78.4 | 78.4 | [39 empty] | 2021-10-27 10:39 | 2021-09-09 | FALSE | FALSE
NEISO | Cross Town Battery Storage | 874 | 2019-04-08 |  |  |  | OT |  |  |  | BAT | [7 empty] | 175 | [8 empty] | Cumberland | ME |  |  | CMP Mosher 115kV Substation - Lat: 43°41'2.39"N Long: 70°23'56.24"W |  | 2025-08-29 |  |  | Document Posted |  |  | Executed | [32 empty] | G | 175 | 175 | [39 empty] | 2021-11-29 14:50 | 2025-05-30 | TRUE | TRUE
NEISO | 1200 MW HVDC Line (controllable) Into Mystic | 873 | 2019-04-04 | [15 empty] | 1200 | [8 empty] | Middlesex | MA |  |  | The proposed point of Interconnection is: NSTAR Mystic 345kV Substation |  | 2024-08-01 |  | Document Posted | Not Started | [30 empty] | 2020-07-02 |  |  |  |  | ETU | [7 empty] | Under Study | [33 empty] | 2020-07-02 11:34 | 2024-05-01 | FALSE | FALSE
NEISO | Battery Storage | 872 | 2019-04-01 |  |  |  | OT |  |  |  | BAT | [7 empty] | 180 | [8 empty] | Washington | RI |  |  | National Grid 115kV Kent County- West Kingston line Approx: Latitude: 41°28'50.34"N, Longitude: 71°34'24.82"W |  | 2023-03-01 |  |  | In Progress | [30 empty] | 2020-02-08 |  |  |  |  | G | 180 | 180 | [5 empty] | Under Study | [33 empty] | 2020-02-10 08:26 | 2022-11-15 | FALSE | FALSE
NEISO | Energy Storage | 871 | 2019-03-28 |  |  |  | OT |  |  |  | BAT | [7 empty] | 100 | [8 empty] | Grafton | NH |  |  | PSNH 115kV Littleton substation |  | 2023-05-31 |  |  | In Progress | [30 empty] | 2020-01-17 |  |  |  |  | G | 100 | 100 | [5 empty] | Under Study | [33 empty] | 2020-01-17 10:27 | 2022-03-01 | FALSE | FALSE
NEISO | Solar | 870 | 2019-03-26 |  |  |  | PV |  |  |  | SUN | [7 empty] | 6.22 | [8 empty] | Providence | RI |  |  | NG feeder 26W7, Woonsocket substation |  | 2025-01-13 | [38 empty] | G | 6.22 | 6.22 | [39 empty] | 2024-12-30 16:31 | 2022-04-01 | TRUE | TRUE
NEISO | Solar | 869 | 2019-03-26 |  |  |  | PV |  |  |  | SUN | [7 empty] | 6.22 | [8 empty] | Providence | RI |  |  | NG feeder 26W1, Woonsocket substation |  | 2025-02-13 | [38 empty] | G | 6.22 | 6.22 | [39 empty] | 2024-12-30 16:00 | 2022-04-01 | TRUE | TRUE
NEISO | Nellie Solar | 868 | 2019-04-10 |  |  |  | PV |  |  |  | SUN | [7 empty] | 15 | [8 empty] | Sullivan | NH |  |  | Eversource 34.5 kV line 3410 out of the North Road substation, extended along Maple Street, Newport NH. |  | 2024-10-01 |  | Document Posted | Document Posted |  |  | Executed | [27 empty] | 2024-10-18 |  |  |  |  | G | 15 | 15 | [39 empty] | 2024-10-18 17:15 | 2024-09-04 | TRUE | TRUE
NEISO | Wilbraham substation - NG Western MA Area Cluster Study | 867 | 2019-03-21 |  |  |  | PV |  |  |  | SUN | [7 empty] | 4 | [8 empty] | Hampden | MA |  |  | NG Wilbraham substation |  | 2020-12-03 | [38 empty] | G | 4 | 4 | [39 empty] | 2021-10-27 12:10 | 2020-12-03 | TRUE | TRUE
NEISO | Whitmanville substation - NG Western MA Area Cluster Study | 866 | 2019-03-21 |  |  |  | PV |  |  |  | SUN | [7 empty] | 26.612 | [8 empty] | Worcester | MA |  |  | NG Whitmanville substation |  | 2020-08-01 | [38 empty] | G | 26.612 | 26.612 | [39 empty] | 2021-03-04 09:07 | 2020-08-01 | TRUE | TRUE
NEISO | West Hampden 139 substation - NG Western MA Area Cluster Study | 865 | 2019-03-21 |  |  |  | PV |  |  |  | SUN | [7 empty] | 13.173 | [8 empty] | Hampden | MA |  |  | NG West Hampden substation |  | 2023-03-10 | [38 empty] | G | 13.173 | 13.173 | [39 empty] | 2021-10-27 12:09 | 2019-07-05 | TRUE | TRUE
NEISO | W. Charlton substation - NG Western MA Area Cluster Study | 864 | 2019-03-21 |  |  |  | PV |  |  |  | SUN | [7 empty] | 17.032 | [8 empty] | Worcester | MA |  |  | NG W. Charlton substation |  | 2022-10-10 | [38 empty] | G | 17.032 | 17.032 | [39 empty] | 2021-10-27 12:07 | 2020-08-29 | TRUE | TRUE
NEISO | Treasure Valley substation - NG Western MA Area Cluster Study | 863 | 2019-03-21 |  |  |  | PV |  |  |  | SUN | [7 empty] | 2.23 | [8 empty] | Worcester | MA |  |  | NG Treasure Valley substation |  | 2019-09-19 | [38 empty] | G | 2.23 | 2.23 | [39 empty] | 2021-10-27 12:05 | 2019-09-19 | TRUE | TRUE
NEISO | Stafford Street substation - NG Western MA Area Cluster Study | 862 | 2019-03-21 |  |  |  | PV |  |  |  | SUN | [7 empty] | 20.38 | [8 empty] | Worcester | MA |  |  | NG Stafford Street substation |  | 2022-10-01 | [33 empty] | 2021-10-20 |  |  |  |  | G | 20.38 | 20.38 | [39 empty] | 2021-10-27 12:03 | 2020-08-01 | TRUE | TRUE
NEISO | Snow Street substation - NG Western MA Area Cluster Study | 861 | 2019-03-21 |  |  |  | PV |  |  |  | SUN | [7 empty] | 24.652 | [8 empty] | Worcester | MA |  |  | NG Snow Street substation |  | 2023-04-05 | [38 empty] | G | 24.652 | 24.652 | [39 empty] | 2021-10-27 12:03 | 2020-12-31 | TRUE | TRUE
NEISO | Shutesbury substation - NG Western MA Area Cluster Study | 860 | 2019-03-21 |  |  |  | PV |  |  |  | SUN | [7 empty] | 19.992 | [8 empty] | Hampshire | MA |  |  | NG Shutesbury substation |  | 2023-12-31 | [38 empty] | G | 19.992 | 19.992 | [39 empty] | 2021-10-27 12:01 | 2021-12-31 | TRUE | TRUE
NEISO | Prospect Street substation - NG Western MA Area Cluster Study | 859 | 2019-03-21 |  |  |  | PV |  |  |  | SUN | [7 empty] | 2 | [8 empty] | Worcester | MA |  |  | NG Prospect Street Substation |  | 2020-08-01 | [33 empty] | 2020-02-18 |  |  |  |  | G | 2 | 2 | [39 empty] | 2020-02-26 15:36 | 2020-08-01 | FALSE | FALSE
NEISO | Pratts Junction substation - NG Western MA Area Cluster Study | 858 | 2019-03-21 |  |  |  | PV |  |  |  | SUN | [7 empty] | 2 | [8 empty] | Worcester | MA |  |  | NG Pratts Junction substation |  | 2020-08-01 | [33 empty] | 2020-02-18 |  |  |  |  | G | 2 | 2 | [39 empty] | 2020-02-26 15:38 | 2020-08-01 | FALSE | FALSE
NEISO | Powder Mill substation - NG Western MA Area Cluster Study | 857 | 2019-03-21 |  |  |  | PV |  |  |  | SUN | [7 empty] | 70.664 | [8 empty] | Worcester | MA |  |  | NG Powder Mill substation |  | 2020-08-01 | [38 empty] | G | 70.664 | 70.664 | [39 empty] | 2021-03-04 09:15 | 2020-08-01 | TRUE | TRUE
NEISO | New Salem substation - NG Western MA Area Cluster Study | 856 | 2019-03-21 |  |  |  | PV |  |  |  | SUN | [7 empty] | 21.272 | [8 empty] | Worcester | MA |  |  | NG New Salem substation |  | 2020-08-01 | [38 empty] | G | 21.272 | 21.272 | [39 empty] | 2021-03-04 08:54 | 2020-08-01 | TRUE | TRUE
NEISO | Millbury substation - NG Western MA Area Cluster Study | 855 | 2019-03-21 |  |  |  | PV |  |  |  | SUN | [7 empty] | 14.44 | [8 empty] | Worcester | MA |  |  | NG Millbury substation |  | 2023-11-01 | [38 empty] | G | 14.44 | 14.44 | [39 empty] | 2021-10-27 12:00 | 2022-05-21 | TRUE | TRUE
NEISO | Litchfield substation - NG Western MA Area Cluster Study | 854 | 2019-03-21 |  |  |  | PV |  |  |  | SUN | [7 empty] | 9.49 | [8 empty] | Worcester | MA |  |  | NG Litchfield substation |  | 2021-04-30 | [38 empty] | G | 9.49 | 9.49 | [39 empty] | 2021-10-27 11:58 | 2021-04-30 | TRUE | TRUE
NEISO | East Longmeadow substation - NG Western MA Area Cluster Study | 853 | 2019-03-21 |  |  |  | PV |  |  |  | SUN | [7 empty] | 8.99 | [8 empty] | Hampden | MA |  |  | NG East Longmeadow |  | 2022-08-07 | [38 empty] | G | 8.99 | 8.99 | [39 empty] | 2021-10-27 11:57 | 2019-11-15 | TRUE | TRUE
NEISO | E. Webster substation - NG Western MA Area Cluster Study | 852 | 2019-03-21 |  |  |  | PV |  |  |  | SUN | [7 empty] | 4.88 | [8 empty] | Worcester | MA |  |  | NG E.. Webster substation |  | 2023-10-01 | [38 empty] | G | 4.88 | 4.88 | [39 empty] | 2021-10-27 11:56 | 2022-08-09 | TRUE | TRUE
NEISO | Brookfield substation - NG Western MA Area Cluster Study | 851 | 2019-03-21 |  |  |  | PV |  |  |  | SUN | [7 empty] | 24 | [8 empty] | Worcester | MA |  |  | NG Brookfield substation |  | 2020-08-01 | [33 empty] | 2020-02-18 |  |  |  |  | G | 24 | 24 | [39 empty] | 2020-02-26 15:35 | 2020-08-01 | FALSE | FALSE
NEISO | Bear Swamp Upper Yard substation - NG Western MA Area Cluster Study | 850 | 2019-03-21 |  |  |  | PV |  |  |  | SUN | [7 empty] | 2.5 | [8 empty] | Berkshire | MA |  |  | NG Bear Swamp Upper Yard substation |  | 2021-09-08 | [38 empty] | G | 2.5 | 2.5 | [39 empty] | 2021-10-27 11:08 | 2021-09-08 | TRUE | TRUE
NEISO | Ashburnham substation - NG Western MA Area Cluster Study | 849 | 2019-03-21 |  |  |  | PV |  |  |  | SUN | [7 empty] | 4.98 | [8 empty] | Worcester | MA |  |  | NG Ashburnham substation |  | 2023-01-12 | [38 empty] | G | 4.98 | 4.98 | [39 empty] | 2021-10-27 11:10 | 2023-01-12 | FALSE | FALSE
NEISO | Adams substation - NG Western MA Area Cluster Study | 848 | 2019-03-21 |  |  |  | PV |  |  |  | SUN | [7 empty] | 10.978 | [8 empty] | Berkshire | MA |  |  | NG Adams substation |  | 2021-12-31 | [38 empty] | G | 10.978 | 10.978 | [39 empty] | 2021-10-27 11:07 | 2021-12-02 | TRUE | TRUE
NEISO | Battery Storage | 847 | 2019-03-19 |  |  |  | OT |  |  |  | BAT | [7 empty] | 150 | [8 empty] | Essex | MA |  |  | Primary POI: Expand NGRID S.Danvers 115 kV substation by connecting to B-154N line Alternative POI: Tap B-154N line two spans west of the S. Danvers substation to construct a new three-breaker ring bus |  | 2023-05-31 |  | Document Posted | [31 empty] | 2020-03-06 |  |  |  |  | G | 150 | 150 | [5 empty] | Under Study | [33 empty] | 2020-03-09 08:26 | 2023-04-30 | FALSE | FALSE
NEISO | Offshore Wind Increase | 846 | 2019-03-19 |  |  |  | WT |  |  |  | WND | [7 empty] | 40 | [9 empty] | MA |  |  | National Grid, 345 kV Brayton Point Substation, Somerset, MA |  | 2026-05-31 |  | Document Posted | Document Posted |  |  | Not Started | [27 empty] | 2022-08-10 |  |  |  |  | G | 840 | 840 | [39 empty] | 2022-08-10 13:00 | 2025-09-21 | TRUE | TRUE
NEISO | Solar | 845 | 2019-03-18 |  |  |  | PV |  |  |  | SUN | [7 empty] | 20 | [8 empty] | Windham | CT |  |  | 3 Breaker Ring Bus on the Eversource 1607 Line (modeling based on same point as Exeter Tap for practical purposes) |  | 2020-07-01 |  | In Progress | [31 empty] | 2019-11-08 |  |  |  |  | G | 20 | 20 | [5 empty] | Under Study | [33 empty] | 2019-11-12 09:31 | 2020-06-01 | FALSE | FALSE
NEISO | Medway Grid Battery Storage | 844 | 2019-03-13 |  |  |  | OT |  |  |  | BAT | [7 empty] | 250 | [8 empty] | Norfolk | MA |  |  | Eversource 345 kV West Medway substation |  | 2025-12-01 |  | Document Posted | Document Posted |  |  | Executed | [32 empty] | G | 250 | 250 | [5 empty] | Under Study | [33 empty] | 2023-10-19 13:46 | 2025-10-01 | TRUE | TRUE
NEISO | Solar | 843 | 2019-03-07 |  |  |  | PV |  |  |  | SUN | [7 empty] | 12 | [8 empty] | Essex | VT |  |  | POI location: 44.777214,-71.633269 New 34.5 kV Line Tap at VEC Pole 84-872 |  | 2020-07-01 | [33 empty] | 2019-04-18 |  |  |  |  | G | 12 | 12 | [39 empty] | 2019-04-18 09:07 | 2020-06-01 | FALSE | FALSE
NEISO | Milo Solar | 842 | 2019-03-05 |  |  |  | PV |  |  |  | SUN | [7 empty] | 20 | [8 empty] | Pisataquis | ME |  |  | EMERA 46kV 28 ME-16 Milo, Maine |  | 2021-09-25 |  |  | Document Posted |  |  | Executed | [32 empty] | G | 20 | 20 | [5 empty] | In Service | [33 empty] | 2021-09-27 13:02 | 2021-06-02 | TRUE | TRUE
NEISO | Quinebaug Solar CNR only | 841 | 2019-03-05 |  |  |  | PV |  |  |  | SUN | [7 empty] | 0.9 | [8 empty] | Windham | CT |  |  | Killingly to Tunnel 115 kV line (approx 5.5 miles south of Brooklyn Substation) - New Eversource Canterbury switching station. GPS Coordinates: - 71 55’ 27.9” W - 41 44’ 14.21” N |  | 2021-12-18 | [5 empty] | Executed | [32 empty] | G | 49.9 | 49.9 | [5 empty] | In Service | [33 empty] | 2021-12-27 14:19 | 2021-12-11 | FALSE | FALSE
NEISO | Sanford Airport Solar CNR only | 840 | 2019-03-01 |  |  |  | PV |  |  |  | SUN | [7 empty] | 0 | [8 empty] | York | ME |  |  | CMP's Sanford - Maguire 115 kV line, section 237 |  | 2020-11-07 | [5 empty] | Executed | [32 empty] | G | 50 | 50 | [5 empty] | In Service | [33 empty] | 2020-11-09 16:13 | 2020-10-06 | FALSE | FALSE
NEISO | Solar | 839 | 2019-02-25 |  |  |  | PV |  |  |  | SUN | [7 empty] | 20 | [8 empty] | Kent | RI |  |  | GRID 3310 Feeder 34.5 kV to Kent County substation |  | 2023-03-17 | [38 empty] | G | 20 | 20 | [39 empty] | 2023-03-30 17:18 | 2023-01-20 | TRUE | TRUE
NEISO | Solar | 838 | 2019-02-25 |  |  |  | PV |  |  |  | SUN | [7 empty] | 9.8 | [8 empty] | Kent | RI |  |  | GRID 3310 Feeder 34.5 kV to Kent County substation |  | 2021-09-30 | [38 empty] | G | 9.8 | 9.8 | [39 empty] | 2020-08-14 11:31 | 2021-09-01 | TRUE | TRUE
NEISO | Somerset Wind Link - 1200 MW HVDC Line (Controllable) into Brayton Point | 837 | 2019-02-22 | [15 empty] | 1200 | [8 empty] | Bristol | MA |  |  | The proposed point of interconnection is: GRID Brayton PT 345kV |  | 2031-12-01 |  |  | Document Posted | Document Posted |  | Executed | [32 empty] | ETU | [41 empty] | 2024-07-17 14:18 | 2030-05-01 | TRUE | TRUE
NEISO | Solar | 836 | 2019-01-31 |  |  |  | PV |  |  |  | SUN | [7 empty] | 6.25 | [8 empty] | Cranston | RI |  |  | GRID Feeder 21F1 connected to West Cranston No. 21 substation |  | 2023-03-01 | [38 empty] | G | 6.25 | 6.25 | [39 empty] | 2022-01-11 15:24 | 2023-01-01 | TRUE | TRUE
NEISO | Solar | 835 | 2019-01-22 |  |  |  | PV |  |  |  | SUN | [7 empty] | 5 | [8 empty] | Norfolk | MA |  |  | GRID 348W7, Pole P53 on Washington St, Franklin |  | 2021-09-03 | [38 empty] | G | 5 | 5 | [39 empty] | 2020-06-09 09:30 | 2021-08-15 | FALSE | FALSE
NEISO | GD 1-9 Iron Mine Solar | 834 | 2019-01-17 |  |  |  | PV |  |  |  | SUN | [7 empty] | 38.4 | [8 empty] | N. Smithfield | RI |  |  | GRID 115 kV H17 Line (via 34.5 kV feeders from new 115/34.5 kV station) |  | 2022-05-13 | [38 empty] | G | 38.4 | 38.4 | [39 empty] | 2022-05-16 12:56 | 2021-12-30 | TRUE | TRUE
NEISO | Three Rivers Solar | 833 | 2019-01-09 |  |  |  | PV |  |  |  | SUN | [7 empty] | 100 | [8 empty] | Hancock | ME |  |  | New 115 kV breaker Ring bus, tapping 115 kV Line 93 (Emera Maine) between Bull Hill & Deblois |  | 2026-12-31 |  | Document Posted | Document Posted | Document Posted |  | Executed | [32 empty] | G | 100 | 100 | [39 empty] | 2023-10-26 14:52 | 2025-12-03 | TRUE | TRUE
NEISO | Battery Storage | 832 | 2019-01-04 |  |  |  | OT |  |  |  | BAT | [7 empty] | 150 | [8 empty] | Plymouth | MA |  |  | National Grid East Bridgewater 115kV substation, Lat: 42.023890°, Long: -70.966356° |  | 2021-12-01 |  | In Progress | [31 empty] | 2019-09-05 |  |  |  |  | G | 150 | 150 | [5 empty] | Under Study | [33 empty] | 2019-09-05 11:40 | 2021-11-01 | FALSE | FALSE
NEISO | Battery Storage | 831 | 2018-12-21 |  |  |  | OT |  |  |  | BAT | [7 empty] | 200 | [8 empty] | Windham | CT |  |  | Eversource Killingly 345kV substation, Lat: 41.881266°, Long: -71.891253° |  | 2024-05-01 |  |  | Document Posted |  |  | In Progress | [27 empty] | 2021-03-16 |  |  |  |  | G | 200 | 200 | [39 empty] | 2021-03-16 08:08 | 2024-04-01 | TRUE | TRUE
NEISO | Offshore Wind | 830 | 2018-12-19 |  |  |  | WT |  |  |  | WND | [7 empty] | 860 | [9 empty] | MA |  |  | NSTAR Electric Company West Barnstable 345 kV. |  | 2025-07-01 |  | Document Posted | Not Started | [30 empty] | 2022-05-24 |  |  |  |  | G | 860 | 860 | [5 empty] | Under Study | [33 empty] | 2022-05-24 14:04 | 2025-04-01 | FALSE | FALSE
NEISO | Offshore Wind | 829 | 2018-12-19 |  |  |  | WT |  |  |  | WND | [7 empty] | 400 | [9 empty] | MA |  |  | NSTAR Electric Company 345 kV lines 322 and 342 |  | 2025-07-02 |  | Document Posted | In Progress | [30 empty] | 2022-05-24 |  |  |  |  | G | 400 | 400 | [5 empty] | Under Study | [33 empty] | 2022-05-24 14:03 | 2025-04-01 | FALSE | FALSE
NEISO | ETU for simultaneous delivery of specific Queued projects | 828 | 2018-12-14 | [25 empty] | MA |  |  |  |  | 2025-05-31 |  | Document Posted | Not Started | [30 empty] | 2021-08-26 |  |  |  |  | ETU | [7 empty] | Under Study | [33 empty] | 2021-08-31 10:52 | 2025-03-31 | FALSE | FALSE
NEISO | Westminster - NG Western MA Area Cluster Study | 827 | 2018-12-14 |  |  |  | PV |  |  |  | SUN | [7 empty] | 4.875 | [8 empty] | Worcester | MA |  |  | NG Westminster |  | 2021-06-07 | [38 empty] | G | 4.875 | 4.875 | [39 empty] | 2021-10-27 11:14 | 2021-06-07 | TRUE | TRUE
NEISO | Wendell Depot Substation - NG Western MA Area Cluster Study | 826 | 2018-12-14 |  |  |  | PV |  |  |  | SUN | [7 empty] | 14.97 | [8 empty] | Franklin | MA |  |  | NG Wendell Depot Substation |  | 2021-10-16 | [38 empty] | G | 14.97 | 14.97 | [39 empty] | 2021-10-27 11:05 | 2021-06-01 | TRUE | TRUE
NEISO | Webster St - NG Western MA Area Cluster Study | 825 | 2018-12-14 |  |  |  | PV |  |  |  | SUN | [7 empty] | 9 | [8 empty] | Worcester | MA |  |  | NG Webster St |  | 2020-08-01 | [33 empty] | 2019-03-15 |  |  |  |  | G | 9 | 9 | [39 empty] | 2019-05-03 07:56 | 2020-08-01 | FALSE | FALSE
NEISO | Ware Substation - NG Western MA Area Cluster Study | 824 | 2018-12-14 |  |  |  | PV |  |  |  | SUN | [7 empty] | 13.272 | [8 empty] | Hampshire | MA |  |  | NG Ware Substation |  | 2023-12-31 | [38 empty] | G | 13.272 | 13.272 | [39 empty] | 2021-10-27 11:03 | 2021-07-08 | TRUE | TRUE
NEISO | Thorndike Substation - NG Western MA Area Cluster Study | 823 | 2018-12-14 |  |  |  | PV |  |  |  | SUN | [7 empty] | 12.448 | [8 empty] | Hampden | MA |  |  | NG Thorndike Substation |  | 2023-12-31 | [38 empty] | G | 12.448 | 12.448 | [39 empty] | 2021-10-27 11:02 | 2019-10-01 | TRUE | TRUE
NEISO | Royalston - NG Western MA Area Cluster Study | 822 | 2018-12-14 |  |  |  | PV |  |  |  | SUN | [7 empty] | 2.5 | [8 empty] | Worcester | MA |  |  | NG Royalston |  | 2022-04-26 | [33 empty] | 2021-10-20 |  |  |  |  | G | 2.5 | 2.5 | [39 empty] | 2021-10-27 11:00 | 2022-04-26 | TRUE | TRUE
NEISO | Pondville - NG Western MA Area Cluster Study | 821 | 2000-12-14 |  |  |  | PV |  |  |  | SUN | [7 empty] | 4.875 | [8 empty] | Worcester | MA |  |  | NG Pondville |  | 2022-05-22 | [38 empty] | G | 4.875 | 4.875 | [39 empty] | 2021-10-27 11:13 | 2022-05-22 | FALSE | FALSE
NEISO | Palmer Substation - NG Western MA Area Cluster Study | 820 | 2018-12-14 |  |  |  | PV |  |  |  | SUN | [7 empty] | 18.095 | [8 empty] | Hampden | MA |  |  | NG Palmer Substation |  | 2022-01-20 | [38 empty] | G | 18.095 | 18.095 | [39 empty] | 2021-10-27 10:59 | 2019-02-28 | TRUE | TRUE
NEISO | N. Oxford Substation - NG Western MA Area Cluster Study | 819 | 2018-12-14 |  |  |  | PV |  |  |  | SUN | [7 empty] | 8.7 | [8 empty] | Worcester | MA |  |  | NG N. Oxford Substation |  | 2020-12-30 | [38 empty] | G | 8.7 | 8.7 | [39 empty] | 2021-10-27 10:57 | 2020-01-31 | TRUE | TRUE
NEISO | Meadow Street 552 Substation - NG Western MA Area Cluster Study | 818 | 2018-12-14 |  |  |  | PV |  |  |  | SUN | [7 empty] | 13.38 | [8 empty] | Worcester | MA |  |  | NG Meadow Street 552 Substation |  | 2022-11-08 | [38 empty] | G | 13.38 | 13.38 | [39 empty] | 2021-10-27 10:56 | 2020-06-20 | TRUE | TRUE
NEISO | Little Rest Rd Substation - NG Western MA Area Cluster Study | 817 | 2018-12-14 |  |  |  | PV |  |  |  | SUN | [7 empty] | 6 | [8 empty] | Worcester | MA |  |  | NG Little Rest Rd Substation |  | 2022-08-20 | [38 empty] | G | 6 | 6 | [39 empty] | 2021-10-27 10:55 | 2020-08-14 | TRUE | TRUE
NEISO | Leicester - NG Western MA Area Cluster Study | 816 | 2018-12-14 |  |  |  | PV |  |  |  | SUN | [7 empty] | 2.592 | [8 empty] | Worcester | MA |  |  | NG Lecester |  | 2021-05-31 | [38 empty] | G | 2.592 | 2.592 | [39 empty] | 2021-10-27 11:11 | 2021-05-31 | FALSE | FALSE
NEISO | Lashaway Substation - NG Western MA Area Cluster Study | 815 | 2018-12-14 |  |  |  | PV |  |  |  | SUN | [7 empty] | 13.675 | [8 empty] | Worcester | MA |  |  | NG Lashaway Substation |  | 2022-04-15 | [38 empty] | G | 13.675 | 13.675 | [39 empty] | 2021-10-27 10:53 | 2020-07-20 | TRUE | TRUE
NEISO | Five Corners Substation - NG Western MA Area Cluster Study | 814 | 2018-12-14 |  |  |  | PV |  |  |  | SUN | [7 empty] | 3 | [8 empty] | Hampshire | MA |  |  | NG Five Corners Substation |  | 2021-07-29 | [38 empty] | G | 3 | 3 | [39 empty] | 2021-10-27 10:52 | 2021-07-29 | TRUE | TRUE
NEISO | E. Winchendon Substation - NG Western MA Area Cluster Study | 813 | 2018-12-14 |  |  |  | PV |  |  |  | SUN | [7 empty] | 3.9 | [8 empty] | Worcester | MA |  |  | NG E. Winchendon Substation |  | 2022-06-26 | [38 empty] | G | 3.9 | 3.9 | [39 empty] | 2021-10-27 10:51 | 2022-06-26 | TRUE | TRUE
NEISO | E. Westminster Substation - NG Western MA Area Cluster Study | 812 | 2018-12-14 |  |  |  | PV |  |  |  | SUN | [7 empty] | 7.98 | [8 empty] | Worcester | MA |  |  | NG E. Westminster Substation |  | 2022-08-01 | [38 empty] | G | 7.98 | 7.98 | [39 empty] | 2021-10-27 10:49 | 2021-03-28 | TRUE | TRUE
NEISO | Crystal Lake Substation - NG Western MA Area Cluster Study | 811 | 2018-12-14 |  |  |  | PV |  |  |  | SUN | [7 empty] | 24.73 | [8 empty] | Worcester | MA |  |  | NG Crystal Lake Substation |  | 2020-12-31 | [38 empty] | G | 24.73 | 24.73 | [39 empty] | 2021-10-27 10:48 | 2019-04-19 | TRUE | TRUE
NEISO | Chestnut Hill 702 Substation - NG Western MA Area Cluster Study | 810 | 2018-12-14 |  |  |  | PV |  |  |  | SUN | [7 empty] | 3.276 | [8 empty] | Worcester | MA |  |  | NG Chestnut Hill 702 Substation |  | 2020-03-05 | [38 empty] | G | 3.276 | 3.276 | [39 empty] | 2021-10-27 10:46 | 2020-03-05 | TRUE | TRUE
NEISO | Belchertown Substation - NG Western MA Area Cluster Study | 809 | 2018-12-14 |  |  |  | PV |  |  |  | SUN | [7 empty] | 8 | [8 empty] | Hampden | MA |  |  | NG Belchertown Substation |  | 2021-08-08 | [38 empty] | G | 8 | 8 | [39 empty] | 2021-10-27 10:45 | 2021-06-21 | TRUE | TRUE
NEISO | Barre substation - NG Western MA Area Cluster Study | 808 | 2018-12-14 |  |  |  | PV |  |  |  | SUN | [7 empty] | 12.398 | [8 empty] | Worcester | MA |  |  | NG Barre substation |  | 2022-12-30 | [38 empty] | G | 12.398 | 12.398 | [39 empty] | 2021-10-27 10:43 | 2021-04-20 | TRUE | TRUE
NEISO | FPS Panton Solar | 807 | 2018-12-13 |  |  |  | PV |  |  |  | SUN | [7 empty] | 50 | [8 empty] | Addison | VT |  |  | Vergennes 115 kV Substation |  | 2026-05-31 |  |  | Document Posted |  |  | Executed | [32 empty] | G | 50 | 50 | [39 empty] | 2022-07-13 10:46 | 2026-05-01 | TRUE | TRUE
NEISO | Offshore Wind | 806 | 2018-12-12 |  |  |  | WT |  |  |  | WND | [7 empty] | 827 | [9 empty] | MA |  |  | Eversource 345 kV West Barnstable Substation |  | 2025-10-15 |  | Document Posted | Document Posted | In Progress | [34 empty] | G | 827 | 827 | [5 empty] | Under Study | [33 empty] | 2024-10-02 16:31 | 2025-08-15 | TRUE | TRUE
NEISO | Solar | 805 | 2018-12-10 |  |  |  | PV |  |  |  | SUN | [7 empty] | 10.99 | [8 empty] | Middletown | RI |  |  | GRID Jepson 37K33 |  | 2025-01-15 | [38 empty] | G | 10.99 | 10.99 | [39 empty] | 2024-12-30 16:00 | 2025-01-15 | TRUE | TRUE
NEISO | Solar | 804 | 2018-12-10 |  |  |  | PV |  |  |  | SUN | [7 empty] | 5 | [8 empty] | Windham | CT |  |  | Eversource, 23kV, Line 14MX29, POI is ~3.6 miles from Tracy Substation, POI Lat/Long = 41.907528, -71.914968 |  | 2020-07-01 |  | Not Started | [31 empty] | 2019-02-04 |  |  |  |  | G | 5 | 5 | [39 empty] | 2019-02-04 15:37 | 2020-07-01 | FALSE | FALSE
NEISO | Solar | 803 | 2018-12-06 |  |  |  | PV |  |  |  | SUN | [7 empty] | 50 | [8 empty] | York | ME |  |  | Tap CMP existing 115 kV line section 225 approximately 2.25 miles from Sanford 115 kV Substation |  | 2021-07-01 |  |  | Document Posted |  |  | In Progress | [27 empty] | 2021-08-04 |  |  |  |  | G | 50 | 50 | [39 empty] | 2021-08-04 16:45 | 2021-06-01 | TRUE | FALSE
NEISO | Generator Increase | 802 | 2018-12-04 |  |  |  | ST |  |  |  | MSW | [7 empty] | 2.08 | [8 empty] | Hartford | CT |  |  | Connecticut Light and Powers 13.8 kv Forestville 12A Substation |  | 2019-09-03 |  |  | In Progress | [30 empty] | 2019-08-06 |  |  |  |  | G | 15.6 | 15.6 | [39 empty] | 2019-08-06 09:41 | 2019-09-03 | TRUE | FALSE
NEISO | Solar | 801 | 2018-11-30 |  |  |  | PV |  |  |  | SUN | [7 empty] | 14 | [8 empty] | Cheshire | NH |  |  | Eversource 34.5 kV distribution circuit #3178, near pole 2/97 on Brattleboro Rd (Rt 119) in Hinsdale, NH Chestnut Hill SS, approx. 3.8 miles away) |  | 2022-04-01 | [33 empty] | 2019-02-15 |  |  |  |  | G | 14 | 14 | [39 empty] | 2019-02-15 11:44 | 2022-03-01 | FALSE | FALSE
NEISO | Solar | 800 | 2018-11-30 |  |  |  | PV |  |  |  | SUN | [7 empty] | 19.8 | [8 empty] | Somerset | ME |  |  | CMP 34.5 kV express feeder at project site (Approx. 2.12 mile feeder originating from CMP North Anson substation) |  | 2022-04-01 | [33 empty] | 2019-02-13 |  |  |  |  | G | 19.8 | 19.8 | [39 empty] | 2019-02-14 09:54 | 2022-03-01 | FALSE | FALSE
NEISO | Solar | 799 | 2018-11-16 |  |  |  | PV |  |  |  | SUN | [7 empty] | 10 | [8 empty] | Sullivan | NH |  |  | Primary POI - PSNH 46 kV River Road substation; Alternate POI - GMP 46 kV Line 102 |  | 2021-11-01 |  | Document Posted | Document Posted | [30 empty] | 2021-03-05 |  |  |  |  | G | 10 | 10 | [5 empty] | Under Study | [33 empty] | 2021-03-15 17:58 | 2021-10-01 | TRUE | FALSE
NEISO | Solar | 798 | 2018-11-08 |  |  |  | PV |  |  |  | SUN | [7 empty] | 15 | [8 empty] | Androscoggin | ME |  |  | Interconnecting to existing CMP 34.5 kV Sabattus substation |  | 2021-11-01 |  | In Progress | [31 empty] | 2019-08-02 |  |  |  |  | G | 15 | 15 | [5 empty] | Under Study | [33 empty] | 2019-08-02 13:42 | 2021-10-01 | FALSE | FALSE
NEISO | Solar | 797 | 2018-11-05 |  |  |  | PV |  |  |  | SUN | [7 empty] | 8.125 | [8 empty] | Worcester | MA |  |  | GRID P7 and P8 McCormick Rd/Meadow St 552L5 (Spencer, MA) |  | 2020-12-30 | [38 empty] | G | 8.125 | 8.125 | [39 empty] | 2020-06-09 09:28 | 2020-12-01 | TRUE | TRUE
NEISO | Solar | 796 | 2018-10-26 |  |  |  | PV |  |  |  | SUN | [7 empty] | 50 | [8 empty] | Hartford | CT |  |  | Tap of existing 115 kV Connecticut Light & Power Company line between Barbour Hill and Windsor Locks |  | 2022-11-01 | [33 empty] | 2018-12-06 |  |  |  |  | G | 50 | 50 | [39 empty] | 2018-12-06 15:35 | 2022-10-15 | FALSE | FALSE
NEISO | Solar (QF) | 795 | 2018-10-26 |  |  |  | PV |  |  |  | SUN | [7 empty] | 56.496 | [8 empty] | North Kingstown | RI |  |  | GRID L-190 line via new station |  | 2021-06-01 | [33 empty] | 2022-04-04 |  |  |  |  | G | 56.496 | 56.496 | [39 empty] | 2022-06-15 15:53 | 2021-05-15 | TRUE | TRUE
NEISO | Solar (QF) | 794 | 2018-10-26 |  |  |  | PV |  |  |  | SUN | [7 empty] | 10 | [8 empty] | North Kingstown | RI |  |  | GRID L-190 line via new station |  | 2025-02-01 | [38 empty] | G | 10 | 10 | [39 empty] | 2024-12-30 15:59 | 2024-12-31 | TRUE | TRUE
NEISO | Solar (QF) | 793 | 2018-10-26 |  |  |  | PV |  |  |  | SUN | [7 empty] | 40 | [8 empty] | North Kingstown | RI |  |  | GRID L-190 line via new station |  | 2025-01-30 | [38 empty] | G | 40 | 40 | [39 empty] | 2024-12-30 15:57 | 2023-09-29 | TRUE | TRUE
NEISO | Offshore Wind | 792 | 2018-10-19 |  |  |  | WT |  |  |  | WND | [7 empty] | 805 | [9 empty] | CT |  |  | Eversource (CL&P) 345kV Montville, alternatively Eversource (CL&P) 345kV Millstone |  | 2023-05-31 |  | Document Posted | Document Posted |  |  | Not Started | [27 empty] | 2022-01-13 |  |  |  |  | G | 805 | 805 | [39 empty] | 2022-01-13 14:44 | 2023-04-01 | TRUE | TRUE
NEISO | Offshore Wind | 791 | 2018-10-19 |  |  |  | WT |  |  |  | WND | [7 empty] | 805 | [9 empty] | CT |  |  | Eversource (CL&P) 345kV Montville, alternatively Eversource (CL&P) 345kV Millstone |  | 2023-05-31 |  | Document Posted | ISA Not Executed | [30 empty] | 2020-03-05 |  |  |  |  | G | 805 | 805 | [5 empty] | Under Study | [33 empty] | 2020-03-06 08:37 | 2023-04-01 | FALSE | FALSE
NEISO | Solar | 790 | 2018-10-11 |  |  |  | PV |  |  |  | SUN | [7 empty] | 15 | [8 empty] | Coos | NH |  |  | Eversource, 115kV, Line X178-3, POI ~2.2 miles from Whitefield Substation, POI Lat/Long = 44.368066, -71.640429 |  | 2020-07-01 |  | Not Started | [31 empty] | 2019-02-13 |  |  |  |  | G | 15 | 15 | [39 empty] | 2019-02-13 09:10 | 2020-07-01 | FALSE | FALSE
NEISO | CHP | 789 | 2018-09-28 |  |  |  | GT |  |  |  | NG | [7 empty] | 6.268 | [8 empty] | Newport | RI |  |  | GRID 13.8 kV supplied by 69/13.8 KV Navy Substion in RI |  | 2021-06-30 | [38 empty] | G | 6.268 | 9.091 | [39 empty] | 2020-05-19 15:04 | 2021-06-01 | TRUE | TRUE
NEISO | Solar | 788 | 2018-09-28 |  |  |  | PV |  |  |  | SUN | [7 empty] | 19.9 | [8 empty] | New London | CT |  |  | Primary POI - Eversource Montville Plant 69 kV switchyard via new breaker position. Alternate POI - New 34.5 kV breaker position at Mohegan Tribal Utility Authority (MTUA) Fort Hill Substation. |  | 2023-12-31 |  | Document Posted | Document Posted |  |  | In Progress | [27 empty] | 2022-09-09 |  |  |  |  | G | 19.9 | 19.9 | [39 empty] | 2022-09-09 14:06 | 2023-07-31 | TRUE | TRUE
NEISO | Black Hill Point Energy Center | 787 | 2018-09-26 |  |  |  | PV |  |  |  | SUN | [7 empty] | 19.9 | [8 empty] | Windham | CT |  |  | New 3 breaker ring bus switching station on Eversource (CL&P) Killingly to Tunnel 115 kV line L-1607. |  | 2025-09-25 |  |  | Document Posted |  |  | Executed | [27 empty] | 2024-11-27 |  |  |  |  | G | 19.9 | 19.9 | [5 empty] | Under Study | [33 empty] | 2024-11-27 14:37 | 2025-07-31 | TRUE | TRUE
NEISO | Keay Brook Energy Solar | 786 | 2018-09-26 |  |  |  | PV |  |  |  | SUN | [7 empty] | 19.9 | [8 empty] | York | ME |  |  | Tap of CMP 34.5 kV Section 185 A TA approximately 3.5 miles north of Lebanon substation |  | 2025-09-25 |  |  | Document Posted |  |  | Executed | [27 empty] | 2024-11-27 |  |  |  |  | G | 19.9 | 19.9 | [39 empty] | 2024-11-27 14:36 | 2025-07-31 | TRUE | TRUE
NEISO | Tilton Heights Energy Center | 785 | 2018-09-26 |  |  |  | PV |  |  |  | SUN | [7 empty] | 19.9 | [8 empty] | Belknap | NH |  |  | POI at Eversource 34.5 kV circuit #3216 (sourced from Webster SS) near pole #3798/1. |  | 2025-09-25 |  |  | Document Posted |  |  | Executed | [27 empty] | 2024-11-27 |  |  |  |  | G | 19.9 | 19.9 | [39 empty] | 2024-11-27 14:36 | 2025-07-31 | TRUE | TRUE
NEISO | CPV Towantic incremental | 784 | 2018-09-18 |  |  |  | CC |  |  |  | DFO NG | [7 empty] | 45 | [8 empty] | New Haven | CT |  |  | Eversource 115 KV lines 1575, 1585 and 1990 |  | 2020-03-01 |  |  | Document Posted |  |  | Executed | [32 empty] | G | 845.5 | 876.5 | [5 empty] | In Service | [33 empty] | 2020-04-13 12:51 | 2020-03-01 | TRUE | TRUE
NEISO | controllable 150 kV HVDC Tie - Import Only | 783 | 2018-09-18 | [15 empty] | 400 | [8 empty] | Addison | VT |  |  | a new ~60-mile, 400 MW, ±150 kV, VSC-controlled HVDC transmission line originating from New York Power Authority’s (NYPA) Plattsburgh 230 kV Substation in Plattsburgh, NY and terminating at VELCO’s 345 kV Substation at New Haven, Vermont. The project will deliver a maximum of 400 MW from New York to New England. VGL is an elective transmission upgrade project that will begin in Clinton County, NY, and terminate in Addison County, VT. |  | 2023-12-31 |  |  | In Progress | [30 empty] | 2019-04-17 |  |  |  |  | ETU | [41 empty] | 2019-04-17 11:23 | 2023-10-31 | FALSE | FALSE
NEISO | Offshore Wind | 782 | 2018-09-13 |  |  |  | WT |  |  |  | WND | [7 empty] | 352 | [9 empty] | RI |  |  | NG 115 kV Kent County substation, RI or alternatively NG 345 kV Kent County Substation, RI |  | 2024-12-01 |  | Document Posted | Not Started | [30 empty] | 2019-09-27 |  |  |  |  | G | 352 | 352 | [5 empty] | Under Study | [33 empty] | 2019-09-27 11:00 | 2024-04-30 | FALSE | FALSE
NEISO | Revoultion Offshore wind | 781 | 2018-09-13 |  |  |  | WT |  |  |  | WND | [7 empty] | 704 | [9 empty] | RI |  |  | NG 115 kV Davisville substation, Washington County |  | 2025-09-07 |  | Document Posted | Document Posted |  |  | Executed | [32 empty] | G | 704 | 704 | [39 empty] | 2022-04-27 13:33 | 2025-07-01 | TRUE | TRUE
NEISO | Combined Reciprocating, Solar and Battery modification | 780 | 2018-09-11 |  |  |  | OT |  |  |  | NG SUN BAT | [7 empty] | 0 | [8 empty] | Middlesex | MA |  |  | GRID Hendersonville 593 substation (593W1 and 593W4) |  | 2022-05-31 | [38 empty] | G | 7.81 | 7.81 | [39 empty] | 2021-10-04 10:07 | 2022-05-01 | TRUE | TRUE
NEISO | Solar with Battery | 779 | 2018-09-04 |  |  |  | OT |  |  |  | SUN BAT | [7 empty] | 9.98 | [8 empty] | Worcester | MA |  |  | GRID Circuit 320W1, Pole 9, Puddon Street, Northbridge |  | 2021-08-03 | [38 empty] | G | 9.98 | 9.98 | [39 empty] | 2021-09-17 16:23 | 2021-03-31 | TRUE | TRUE
NEISO | Kearsarge Solar with battery | 778 | 2018-08-31 |  |  |  | OT |  |  |  | SUN BAT | [7 empty] | 5.4 | [8 empty] | Norfolk | MA |  |  | GRID circuit 335W1, Pole 11 on Williams Way, Bellingham |  | 2021-12-21 | [38 empty] | G | 5.4 | 5.4 | [39 empty] | 2021-12-23 11:04 | 2021-12-06 | TRUE | TRUE
NEISO | Solar | 777 | 2018-08-29 |  |  |  | PV |  |  |  | SUN | [7 empty] | 30 | [8 empty] | North Kingstown | RI |  |  | GRID L-190 line |  | 2020-08-01 | [33 empty] | 2019-10-17 |  |  |  |  | G | 40 | 40 | [39 empty] | 2019-05-03 07:54 | 2020-08-01 | FALSE | FALSE
NEISO | Solar | 776 | 2018-08-29 |  |  |  | PV |  |  |  | SUN | [7 empty] | 10 | [8 empty] | North Kingstown | RI |  |  | GRID 84T3 feeder to Davisville Substation |  | 2019-10-01 | [33 empty] | 2018-10-17 |  |  |  |  | G | 10 | 10 | [39 empty] | 2018-10-22 14:51 | 2019-10-01 | FALSE | FALSE
NEISO | Solar | 775 | 2018-08-20 |  |  |  | PV |  |  |  | SUN | [7 empty] | 20 | [8 empty] | Kennebec | ME |  |  | CMP Albion to Detroit 115 kV line approximately 2.5 miles from Albion |  | 2021-11-01 |  | Not Required | In Progress | [30 empty] | 2020-08-21 |  |  |  |  | G | 20 | 20 | [5 empty] | Under Study | [33 empty] | 2020-08-21 09:46 | 2021-10-15 | FALSE | FALSE
NEISO | Solar | 774 | 2018-08-13 |  |  |  | PV |  |  |  | SUN | [7 empty] | 8 | [8 empty] | Washington | RI |  |  | GRID 85T1 Woodville Road |  | 2021-07-15 | [38 empty] | G | 8 | 8 | [39 empty] | 2020-11-10 15:54 | 2021-07-01 | TRUE | TRUE
NEISO | Solar | 773 | 2018-08-13 |  |  |  | PV |  |  |  | SUN | [7 empty] | 4.95 | [8 empty] | Plymouth | MA |  |  | GRID Circuit 912W75 River Street |  | 2019-12-18 | [38 empty] | G | 4.95 | 4.95 | [39 empty] | 2020-06-16 11:53 | 2019-12-01 | TRUE | TRUE
NEISO | Combined Reciprocating, Solar and Battery | 772 | 2018-08-07 |  |  |  | OT |  |  |  | NG SUN BAT | [7 empty] | 7.81 | [8 empty] | Middlesex | MA |  |  | GRID Norman Street D substation (8W1) |  | 2019-06-03 | [38 empty] | G | 7.81 | 7.81 | [39 empty] | 2019-06-06 11:29 | 2019-05-01 | TRUE | TRUE
NEISO | Battery Storage | 771 | 2018-07-26 |  |  |  | OT |  |  |  | BAT | [7 empty] | 19.01 | [8 empty] | Penobscot | ME |  |  | Lincoln (Maine) - 46 kv - bus #103039 |  | 2019-06-01 | [33 empty] | 2018-08-28 |  |  |  |  | G | 19.01 | 19.01 | [39 empty] | 2018-08-28 08:49 | 2019-05-01 | FALSE | FALSE
NEISO | Solar | 770 | 2018-06-20 |  |  |  | PV |  |  |  | SUN | [7 empty] | 10 | [8 empty] | Rockingham | NH |  |  | Eversource 34.5 kV feeder (3184 circuit), Mammoth Rd substation |  | 2019-06-01 | [33 empty] | 2018-07-27 |  |  |  |  | G | 10 | 10 | [39 empty] | 2018-07-27 12:08 | 2019-05-31 | FALSE | FALSE
NEISO | Wind | 769 | 2018-06-13 |  |  |  | WT |  |  |  | WND | [7 empty] | 7.5 | [8 empty] | Berkshire | MA |  |  | Eversource 23 kV Feeder Berkshire Substation |  | 2020-03-01 | [33 empty] | 2018-08-21 |  |  |  |  | G | 7.5 | 7.5 | [39 empty] | 2018-08-21 15:59 | 2020-02-01 | FALSE | FALSE
NEISO | Solar with battery addition | 768 | 2018-06-13 |  |  |  | OT |  |  |  | SUN BAT | [7 empty] | 1.32 | [8 empty] | Hampshire | MA |  |  | Eversource Tillson Substation |  | 2019-09-03 | [38 empty] | G | 6.138 | 6.138 | [39 empty] | 2019-09-30 10:08 | 2019-06-01 | TRUE | TRUE
NEISO | Solar | 767 | 2018-06-13 |  |  |  | PV |  |  |  | SUN | [7 empty] | 20 | [8 empty] | Fairfield | ME |  |  | Tap point on 34.5kV CMP Section 9 approximately 2.2mi west of Shawmut Hydro S/S in the direction of Skowhegan South Side S/S. |  | 2020-11-30 |  |  | Not Started | [30 empty] | 2019-06-03 |  |  |  |  | G | 20 | 20 | [5 empty] | Under Study | [33 empty] | 2019-06-03 12:26 | 2020-09-14 | FALSE | FALSE
NEISO | Solar | 766 | 2018-05-22 |  |  |  | PV |  |  |  | SUN | [7 empty] | 5.2 | [8 empty] | Washington | RI |  |  | GRID 68F1 feeder (Richmond, RI) |  | 2024-11-24 | [38 empty] | G | 5.2 | 5.2 | [39 empty] | 2024-04-29 10:34 | 2024-11-15 | TRUE | TRUE
NEISO | Solar | 765 | 2018-05-09 |  |  |  | PV |  |  |  | SUN | [7 empty] | 10 | [8 empty] | Providence | RI |  |  | GRID 228 circuit 23 kV feeder (7 Mile Rd, Scituate) |  | 2021-07-15 | [33 empty] | 2021-01-25 |  |  |  |  | G | 10 | 10 | [39 empty] | 2021-01-25 17:25 | 2021-06-30 | TRUE | TRUE
NEISO | Solar | 764 | 2018-05-09 |  |  |  | PV |  |  |  | SUN | [7 empty] | 10 | [8 empty] | Providence | RI |  |  | GRID 2228 circuit 23 kV feeder (Hope Rd, Cranston) |  | 2019-09-30 | [38 empty] | G | 10 | 10 | [39 empty] | 2019-09-30 08:51 | 2019-08-30 | TRUE | TRUE
NEISO | Davenport Solar | 763 | 2018-04-27 |  |  |  | PV |  |  |  | SUN | [7 empty] | 15 | [8 empty] | Rutland | VT |  |  | Florence - S. Middlebury Jct. 46 kV line, approx. 4 miles from Florence |  | 2021-12-01 |  |  | Document Posted |  |  | Executed | [27 empty] | 2022-06-14 |  |  |  |  | G | 15 | 15 | [5 empty] | Under Study | [33 empty] | 2022-06-22 09:50 | 2021-11-01 | TRUE | TRUE
NEISO | Solar | 762 | 2018-04-27 |  |  |  | PV |  |  |  | SUN | [7 empty] | 22.5 | [8 empty] | Rutland | VT |  |  | POI tap of GMP Florence - S. Middlebury Jct. 46 kV line, approx. 4 miles from Florence. Site is 13 acres on Carver Street/Syndicate Road, Brandon, VT 05733 |  | 2020-08-01 | [33 empty] | 2018-05-18 |  |  |  |  | G | 22.5 | 22.5 | [39 empty] | 2018-05-21 11:13 | 2020-05-15 | FALSE | FALSE
NEISO | Storage | 761 | 2018-04-27 |  |  |  | OT |  |  |  | BAT | [7 empty] | 150 | [8 empty] | Middlesex | MA |  |  | National Grid 115 kV line M139 |  | 2021-05-31 |  | Document Posted | In Progress | [30 empty] | 2020-03-26 |  |  |  |  | G | 150 | 150 | [5 empty] | Under Study | [33 empty] | 2020-03-26 09:16 | 2021-04-30 | FALSE | FALSE
NEISO | Downeast Wind | 760 | 2018-04-26 |  |  |  | WT |  |  |  | WND | [7 empty] | 126 | [8 empty] | Washington | ME |  |  | Primary POI: Emera Maine 115 line 52 near Epping switching station Alternate POI: Epping station |  | 2024-12-18 |  | Document Posted | Document Posted | Document Posted |  | Executed | [32 empty] | G | 126 | 126 | [39 empty] | 2023-05-17 16:59 | 2024-12-02 | TRUE | TRUE
NEISO | Wallingford GT Uprate | 759 | 2018-04-26 |  |  |  | GT |  |  |  | NG | [7 empty] | 0 | [8 empty] | New Haven | CT |  |  | WED 115kV Lines 1305 and 1406 |  | 2022-05-31 | [5 empty] | Executed | [32 empty] | G | 350 | 350 | [5 empty] | In Service | [33 empty] | 2022-08-12 14:12 | 2022-05-31 | FALSE | FALSE
NEISO | Ocean State Power uprate | 758 | 2018-04-26 |  |  |  | CC |  |  |  | DFO NG | [7 empty] | 73.204 | [8 empty] | Providence | RI |  |  | NGRID 345kV Sherman Road (existing OSP I and II switchyard) |  | 2025-11-30 |  | Document Posted | Document Posted |  |  | Executed | [32 empty] | G | 631.2 | 652.342 | [39 empty] | 2023-05-17 16:58 | 2025-11-30 | TRUE | TRUE | Document Posted
NEISO | Solar | 757 | 2018-04-26 |  |  |  | PV |  |  |  | SUN | [7 empty] | 20 | [8 empty] | Somerset | ME |  |  | Approximately at 44°42'47.78"N, 69°39'15.37"W at proposed interconnection substation to tap CMP Section 83 line and SAPI Somerset generator tap line. Substation to have short gen tie line to project site located between Kendall Annex Road and Middle Road in Fairfield, Maine |  | 2021-11-01 |  | Document Posted | In Progress | [30 empty] | 2020-08-12 |  |  |  |  | G | 20 | 20 | [5 empty] | Under Study | [33 empty] | 2020-08-12 16:44 | 2021-10-15 | FALSE | FALSE
NEISO | Solar | 756 | 2018-04-26 |  |  |  | PV |  |  |  | SUN | [7 empty] | 20 | [8 empty] | Kennebec | ME |  |  | CMP Albion to Detroit 115 kV line approximately 2.5 miles from Albion. |  | 2021-11-01 |  | Document Posted | In Progress | [30 empty] | 2020-08-12 |  |  |  |  | G | 20 | 20 | [5 empty] | Under Study | [33 empty] | 2020-08-12 16:43 | 2021-10-15 | FALSE | FALSE
NEISO | Bingham Wind CNR Only | 755 | 2018-04-25 |  |  |  | WT |  |  |  | WND | [7 empty] | 0 | [8 empty] | Somerset | ME |  |  | CMP 115kV Guilford Substation |  | 2016-12-13 | [5 empty] | Executed | [32 empty] | G | 184.8 | 184.8 | [5 empty] | In Service | [33 empty] | 2018-12-27 11:54 | 2016-08-15 | FALSE | FALSE
NEISO | Solar | 754 | 2018-04-25 |  |  |  | PV |  |  |  | SUN | [7 empty] | 30 | [8 empty] | Cheshire | NH |  |  | Primary: NGRID 115 KV Line I-135 between Fitzwilliam Sub and Flagg Pond Sub Alternate 1: NGRID 115 KV Line J-136 between Bellows Falls Sub and Flagg Pond Sub Alternate 2: Eversource 115 KV Bus at Monadnock Substation via short 115 KV gentie line from project site |  | 2024-07-30 |  | Document Posted | Document Posted |  |  | In Progress | [27 empty] | 2021-10-31 |  |  |  |  | G | 30 | 30 | [5 empty] | Under Study | [33 empty] | 2021-11-01 08:14 | 2024-06-30 | TRUE | TRUE
NEISO | Solar | 753 | 2018-04-20 |  |  |  | PV |  |  |  | SUN | [7 empty] | 20 | [8 empty] | Franklin | VT |  |  | VEC Sheldon Substation - 46 kV |  | 2021-11-01 |  | In Progress | [31 empty] | 2019-08-06 |  |  |  |  | G | 20 | 20 | [5 empty] | Under Study | [33 empty] | 2019-08-06 09:28 | 2021-10-15 | FALSE | FALSE
NEISO | Energy Storage | 752 | 2018-04-19 |  |  |  | OT |  |  |  | BAT | [7 empty] | 102.85 | [8 empty] | Bristol | MA |  |  | Eversource 115kV Cross Road Substation [both buses at Cross Road Substation (bus/line 111 = primary; bus/line 109 = alternate)] |  | 2022-05-02 |  | Document Posted | [31 empty] | 2019-05-13 |  |  |  |  | G | 102.85 | 102.85 | [5 empty] | Under Study | [33 empty] | 2019-05-14 08:10 | 2022-03-02 | FALSE | FALSE
NEISO | Solar | 751 | 2018-04-12 |  |  |  | PV |  |  |  | SUN | [7 empty] | 20 | [8 empty] | Orange | VT |  |  | GMP's Randolph Center substation 46 kV |  | 2021-11-01 |  |  | Document Posted |  |  | In Progress | [27 empty] | 2020-08-12 |  |  |  |  | G | 20 | 20 | [5 empty] | Under Study | [33 empty] | 2020-08-12 16:42 | 2021-10-15 | TRUE | TRUE
NEISO | Solar | 750 | 2018-04-12 |  |  |  | PV |  |  |  | SUN | [7 empty] | 20 | [8 empty] | Franklin | VT |  |  | VEC's Highgate - Enosburg 46 kV line, 700 feet from Highgate |  | 2021-11-01 |  | Document Posted | Not Started | [30 empty] | 2019-08-06 |  |  |  |  | G | 20 | 20 | [5 empty] | Under Study | [33 empty] | 2019-08-06 09:27 | 2021-10-15 | FALSE | FALSE
NEISO | Solar | 749 | 2018-04-12 |  |  |  | PV |  |  |  | SUN | [7 empty] | 150 | [8 empty] | Franklin | ME |  |  | CMP Larrabee Road 345 kV |  | 2021-10-31 | [33 empty] | 2019-08-27 |  |  |  |  | G | 150 | 150 | [39 empty] | 2019-08-28 08:16 | 2021-08-01 | FALSE | FALSE
NEISO | Battery storage addition (see Q746) | 748 | 2018-04-12 |  |  |  | OT |  |  |  | WND BAT | [7 empty] | 24.3 | [8 empty] | Franklin | ME |  |  | CMP Larrabee Road Station 345 kV |  | 2021-10-31 | [33 empty] | 2019-08-27 |  |  |  |  | G | 238.6 | 238.6 | [39 empty] | 2019-08-28 08:15 | 2021-08-01 | FALSE | FALSE
NEISO | Battery storage addition (see Q745) | 747 | 2018-04-12 |  |  |  | OT |  |  |  | WND BAT | [7 empty] | 24.4 | [8 empty] | Franklin | ME |  |  | CMP Larrabee Road Station,345 kV |  | 2021-10-31 | [33 empty] | 2019-08-27 |  |  |  |  | G | 265.6 | 265.6 | [39 empty] | 2019-08-28 08:14 | 2021-08-01 | FALSE | FALSE
NEISO | Wind | 746 | 2018-04-12 |  |  |  | WT |  |  |  | WND | [7 empty] | 214.3 | [8 empty] | Franklin | ME |  |  | CMP Larrabee Road Station 345 kV |  | 2021-12-15 | [33 empty] | 2019-08-27 |  |  |  |  | G | 214.3 | 214.3 | [39 empty] | 2019-08-28 08:13 | 2021-10-29 | FALSE | FALSE
NEISO | Wind | 745 | 2018-04-12 |  |  |  | WT |  |  |  | WND | [7 empty] | 241.2 | [8 empty] | Franklin | ME |  |  | CMP Larrabee Road Station 345 kV |  | 2021-10-29 | [33 empty] | 2019-08-27 |  |  |  |  | G | 241.2 | 241.2 | [39 empty] | 2019-08-28 08:09 | 2021-08-01 | FALSE | FALSE
NEISO | Wind | 744 | 2018-04-12 |  |  |  | WT |  |  |  | WND | [7 empty] | 150 | [8 empty] | Franklin | ME |  |  | Approximate location of the proposed Point of Interconnection is the CMP Avangrid Larrabee Road 345 kV Substation |  | 2022-12-01 | [33 empty] | 2019-02-07 |  |  |  |  | G | 150 | 150 | [39 empty] | 2019-02-07 18:47 | 2022-09-01 | FALSE | FALSE
NEISO | noncontrollable ETU from Quebec to ME | 743 | 2018-04-12 | [15 empty] | 450 | [8 empty] | Franklin | ME |  |  | CMP/Avangrid 345 kV Larabee Road |  | 2022-12-01 | [33 empty] | 2019-02-07 |  |  |  |  | ETU | [41 empty] | 2019-02-07 18:46 | 2022-09-01 | FALSE | FALSE
NEISO | Internal noncontrollable ETU to Larabee Road - increase (see Q740 and Q741) | 742 | 2018-04-12 | [15 empty] | 540 | [8 empty] | Lewiston | ME |  |  | Larrabee Road 345 kV Substation in Lewiston, Androscoggin county Maine 04240. |  | 2021-12-31 | [33 empty] | 2020-11-29 |  |  |  |  | ETU | [41 empty] | 2020-12-01 13:10 | 2021-11-30 | FALSE | FALSE
NEISO | Internal noncontrollable ETU to Larabee Road - increase (see Q740) | 741 | 2018-04-12 | [15 empty] | 200 | [8 empty] | Lewiston | ME |  |  | Larrabee Road 345 kV Substation in Lewiston, Androscoggin county Maine 04240. |  | 2021-12-31 | [33 empty] | 2020-11-29 |  |  |  |  | ETU | [41 empty] | 2020-12-01 13:10 | 2021-11-30 | FALSE | FALSE
NEISO | Internal noncontrollable ETU to Larabee Road | 740 | 2018-04-12 | [15 empty] | 460 | [8 empty] | Lewiston | ME |  |  | Larrabee Road 345 kV Substation in Lewiston, Androscoggin county Maine 04240 |  | 2021-12-31 | [33 empty] | 2020-11-29 |  |  |  |  | ETU | [41 empty] | 2020-12-01 13:12 | 2021-11-30 | FALSE | FALSE
NEISO | Wind | 739 | 2018-04-12 |  |  |  | WT |  |  |  | WND | [7 empty] | 89.7 | [8 empty] | Somerset | ME |  |  | CMP Section 3023 345kV line (via Johnson Mountain Substation) |  | 2020-01-30 | [33 empty] | 2019-01-16 |  |  |  |  | G | 89.7 | 89.7 | [39 empty] | 2019-01-17 09:10 | 2020-01-15 | FALSE | FALSE
NEISO | Internal noncontrollable ETU - interface upgrade | 738 | 2018-04-12 | [15 empty] | 400 | [8 empty] | Cumberland | ME |  |  |  |  | 2019-11-30 | [33 empty] | 2020-11-30 |  |  |  |  | ETU | [41 empty] | 2020-12-01 13:09 | 2019-10-31 | FALSE | FALSE
NEISO | Internal noncontrollable ETU from NMISA to Pittsfield ME | 737 | 2018-04-12 | [15 empty] | 1200 | [8 empty] | Somerset and Penobscot | ME |  |  | Emera Keene Rd substation and CMP Section 3023 345 kV Line |  | 2021-12-31 | [33 empty] | 2019-02-07 |  |  |  |  | ETU | [41 empty] | 2019-02-07 18:45 | 2021-11-30 | FALSE | FALSE
NEISO | Internal noncontrollable ETU to Pittsfield ME | 736 | 2018-04-12 | [15 empty] | 550 | [8 empty] | Somerset | ME |  |  | CMP Section 3023 345 kV |  | 2021-12-31 | [33 empty] | 2019-02-07 |  |  |  |  | ETU | [41 empty] | 2019-02-07 18:45 | 2021-11-30 | FALSE | FALSE
NEISO | Wind | 735 | 2018-04-12 |  |  |  | WT |  |  |  | WND | [7 empty] | 600.6 | [8 empty] | Aroostook | ME |  |  | Primary: Orrington Substations 345kV with two alternatives: Keene Rd. Substation 345kV and the Orrington-Albion Rd 345kV line |  | 2021-12-01 | [33 empty] | 2019-02-07 |  |  |  |  | G | 600.599 | 600.599 | [39 empty] | 2019-02-07 18:44 | 2021-11-01 | FALSE | FALSE
NEISO | Wind | 734 | 2018-04-12 |  |  |  | WT |  |  |  | WND | [7 empty] | 600.6 | [8 empty] | Aroostook | ME |  |  | Primary: Orrington Substations 345kV with two alternatives: Keene Rd. Substation 345kV and the Orrington-Albion Rd 345kV line |  | 2021-12-01 | [33 empty] | 2019-02-07 |  |  |  |  | G | 600.5999 | 600.5999 | [39 empty] | 2019-02-07 18:44 | 2021-11-01 | FALSE | FALSE
NEISO | Wind | 733 | 2018-04-12 |  |  |  | WT |  |  |  | WND | [7 empty] | 103.5 | [8 empty] | Aroostook | ME |  |  | PITTSFIELD 345KV on line 3023 |  | 2022-11-20 | [33 empty] | 2020-12-01 |  |  |  |  | G | 103.5 | 103.5 | [39 empty] | 2020-12-01 14:24 | 2022-09-03 | FALSE | FALSE
NEISO | Wind | 732 | 2018-04-12 |  |  |  | WT |  |  |  | WND | [7 empty] | 103.5 | [8 empty] | Aroostook | ME |  |  | PITTSFIELD 345KV on line 3023 |  | 2022-11-20 | [33 empty] | 2020-12-01 |  |  |  |  | G | 103.5 | 103.5 | [39 empty] | 2020-12-01 14:24 | 2022-09-03 | FALSE | FALSE
NEISO | Wind | 731 | 2018-04-12 |  |  |  | WT |  |  |  | WND | [7 empty] | 103.5 | [8 empty] | Aroostook | ME |  |  | PITTSFIELD 345KV on line 3023 |  | 2022-11-20 | [33 empty] | 2020-12-01 |  |  |  |  | G | 103.5 | 103.5 | [39 empty] | 2020-12-01 14:23 | 2022-09-03 | FALSE | FALSE
NEISO | Wind | 730 | 2018-04-12 |  |  |  | WT |  |  |  | WND | [7 empty] | 103.5 | [8 empty] | Aroostook | ME |  |  | PITTSFIELD 345KV on line 3023 |  | 2022-11-20 | [33 empty] | 2020-12-01 |  |  |  |  | G | 103.5 | 103.5 | [39 empty] | 2020-12-01 14:22 | 2022-09-03 | FALSE | FALSE
NEISO | Wind | 729 | 2018-04-12 |  |  |  | WT |  |  |  | WND | [7 empty] | 103.5 | [8 empty] | Aroostook | ME |  |  | PITTSFIELD 345KV on line 3023 |  | 2022-11-20 | [33 empty] | 2020-12-01 |  |  |  |  | G | 103.5 | 103.5 | [39 empty] | 2020-12-01 14:22 | 2022-09-03 | FALSE | FALSE
NEISO | Vernon Station Incremental Capacity Increase | 728 | 2018-04-02 |  |  |  | HD |  |  |  | WAT | [7 empty] | 2.9 | [8 empty] | Windham | VT |  |  | (Same as Existing POI Vernon Substation No.13 69 KV Bus) Street Address: 152 Governor Hunt Road |  | 2019-03-31 | [5 empty] | Executed | [32 empty] | G | 34.9 | 34.9 | [5 empty] | In Service | [33 empty] | 2019-06-28 16:52 | 2019-03-31 | FALSE | FALSE
NEISO | Chariot Solar | 727 | 2018-03-28 |  |  |  | PV |  |  |  | SUN | [7 empty] | 49.5 | [8 empty] | Cheshire | NH |  |  | NGrid 115 kV Vernon Road tap to Vernon Road Substation, 2.5 mi from Vernon Road Substation |  | 2024-12-15 |  |  | Document Posted |  |  | Executed | [32 empty] | G | 49.5 | 49.5 | [39 empty] | 2022-10-26 07:55 | 2024-11-15 | TRUE | TRUE
NEISO | Cranberry Point Energy Storage | 726 | 2018-03-21 |  |  |  | OT |  |  |  | BAT | [7 empty] | 150 | [8 empty] | Plymouth | MA |  |  | Carver 115 kV Primary POI – Loop-in station with 3-breaker ring bus interconnecting to line 127 located just south of Carver substation Alternate POI – Expand the existing station to add a 4th bay with 2 breakers to interconnect the project. |  | 2025-05-30 |  | Document Posted | Document Posted |  |  | Executed | [32 empty] | G | 150 | 150 | [39 empty] | 2022-11-07 11:33 | 2025-03-14 | TRUE | TRUE
NEISO | Wallingford Solar | 725 | 2018-03-20 |  |  |  | PV |  |  |  | SUN | [7 empty] | 14.97 | [8 empty] | New Haven | CT |  |  | WED Wallingford 13.8 KV substation |  | 2020-12-18 | [38 empty] | G | 14.97 | 14.97 | [39 empty] | 2021-01-21 12:10 | 2020-10-30 | TRUE | TRUE
NEISO | NTE Connecticut | 724 | 2018-03-07 |  |  |  | CC |  |  |  | DFO NG | [7 empty] | 672 | [8 empty] | Windham | CT |  |  | Lake Road 345 kV |  | 2025-02-28 |  |  | In Progress |  |  | Executed | [27 empty] | 2023-07-12 |  |  |  |  | G | 671 | 692 | [39 empty] | 2023-08-31 17:03 | 2024-11-15 | TRUE | TRUE
NEISO | Battery Storage | 723 | 2018-03-01 |  |  |  | OT |  |  |  | BAT | [7 empty] | 142.8 | [8 empty] | Barnstable | MA |  |  | Primary POI: Eversource 115 kV W. Barnstable Alternative POI 1: Eversource 115 kV Barnstable Alternative POI 2: New Eversource W. Barnstable – Bourne 115 kV line (RSP #1725) tapped at 51% (7.2 miles) from W. Barnstable substation |  | 2021-05-31 |  | Document Posted | Not Started | [30 empty] | 2019-03-27 |  |  |  |  | G | 142.8 | 142.8 | [39 empty] | 2019-05-06 12:43 | 2021-04-30 | FALSE | FALSE
NEISO | Solar | 722 | 2018-02-21 |  |  |  | PV |  |  |  | SUN | [7 empty] | 24.6 | [8 empty] | Hartford | CT |  |  | Eversource North Simsbury |  | 2020-01-01 | [33 empty] | 2018-04-25 |  |  |  |  | G | 24.6 | 24.6 | [39 empty] | 2018-04-25 12:44 | 2019-12-31 | FALSE | FALSE
NEISO | Solar | 721 | 2018-02-21 |  |  |  | PV |  |  |  | SUN | [7 empty] | 26.4 | [8 empty] | Hartford | CT |  |  | Eversource North Simsbury |  | 2020-01-01 | [33 empty] | 2018-04-25 |  |  |  |  | G | 26.4 | 26.4 | [39 empty] | 2018-04-25 12:43 | 2019-12-31 | FALSE | FALSE
NEISO | Solar | 720 | 2018-02-21 |  |  |  | PV |  |  |  | SUN | [7 empty] | 15 | [8 empty] | New London | CT |  |  | Eversource Shunock 32P |  | 2022-10-01 | [38 empty] | G | 15 | 15 | [39 empty] | 2022-10-03 10:49 | 2022-08-29 | TRUE | TRUE
NEISO | Solar | 719 | 2018-02-21 |  |  |  | PV |  |  |  | SUN | [7 empty] | 19.92 | [8 empty] | Hartford | CT |  |  | Eversource Barber Hill 23J |  | 2021-01-01 | [33 empty] | 2018-04-25 |  |  |  |  | G | 19.92 | 19.92 | [39 empty] | 2018-04-25 12:43 | 2020-12-31 | FALSE | FALSE
NEISO | Solar | 718 | 2018-02-21 |  |  |  | PV |  |  |  | SUN | [7 empty] | 6 | [8 empty] | New London | CT |  |  | Eversource 13B25 Feeder |  | 2019-04-02 | [33 empty] | 2018-03-02 |  |  |  |  | G | 6 | 6 | [39 empty] | 2018-03-05 09:37 | 2019-04-01 | FALSE | FALSE
NEISO | Battery Storage | 717 | 2018-02-21 |  |  |  | OT |  |  |  | BAT | [7 empty] | 20 | [8 empty] | Hartford | CT |  |  | Eversource North Bloomfield 2A |  | 2022-02-01 | [33 empty] | 2022-05-26 |  |  |  |  | G | 20 | 20 | [39 empty] | 2022-05-26 09:12 | 2021-12-01 | FALSE | FALSE
NEISO | Solar | 716 | 2018-02-21 |  |  |  | PV |  |  |  | SUN | [7 empty] | 17.73 | [8 empty] | New London | CT |  |  | Eversource Waterford 36F2 |  | 2023-08-18 | [38 empty] | G | 17.73 | 17.73 | [39 empty] | 2023-09-19 08:40 | 2023-04-26 | TRUE | TRUE
NEISO | Fusion Solar Center | 715 | 2018-02-21 |  |  |  | PV |  |  |  | SUN | [7 empty] | 20 | [8 empty] | New London | CT |  |  | Eversource Tunnel 12S |  | 2018-04-18 | [38 empty] | G | 20 | 20 | [39 empty] | 2018-10-03 14:32 | 2018-04-12 | TRUE | TRUE
NEISO | Solar | 714 | 2018-02-21 |  |  |  | PV |  |  |  | SUN | [7 empty] | 20 | [8 empty] | Windham | CT |  |  | Eversource Frybrook 13B |  | 2023-06-01 | [33 empty] | 2023-03-09 |  |  |  |  | G | 20 | 20 | [39 empty] | 2023-03-09 15:00 | 2023-03-01 | TRUE | TRUE
NEISO | Solar | 713 | 2018-02-21 |  |  |  | PV |  |  |  | SUN | [7 empty] | 26.4 | [8 empty] | Hartford | CT |  |  | Eversource North Simsbury |  | 2019-12-10 | [38 empty] | G | 26.4 | 26.4 | [39 empty] | 2019-12-17 11:53 | 2019-10-01 | TRUE | TRUE
NEISO | Solar | 712 | 2018-02-21 |  |  |  | PV |  |  |  | SUN | [7 empty] | 20 | [8 empty] | Windham | CT |  |  | Eversource Frybrook 13B |  | 2025-06-30 | [33 empty] | 2023-02-15 |  |  |  |  | G | 20 | 20 | [39 empty] | 2023-02-15 13:50 | 2025-06-15 | TRUE | TRUE
NEISO | Solar | 711 | 2018-02-21 |  |  |  | PV |  |  |  | SUN | [7 empty] | 9.99 | [8 empty] | New London | CT |  |  | Eversource Shunock 32P |  | 2024-03-30 | [38 empty] | G | 9.99 | 9.99 | [39 empty] | 2024-04-10 15:46 | 2024-02-29 | TRUE | TRUE
NEISO | Solar | 710 | 2018-02-21 |  |  |  | PV |  |  |  | SUN | [7 empty] | 19.8 | [8 empty] | Litchfield | CT |  |  | Eversource 14R31 Feeder |  | 2025-01-07 | [38 empty] | G | 19.8 | 19.8 | [39 empty] | 2024-12-30 15:56 | 2024-11-13 | TRUE | TRUE
NEISO | Fuel Cell | 709 | 2018-02-21 |  |  |  | FC |  |  |  | FC | [7 empty] | 14.8 | [8 empty] | Hartford | CT |  |  | Eversource 12A Forestville |  | 2021-01-01 | [33 empty] | 2020-10-01 |  |  |  |  | G | 14.8 | 14.8 | [39 empty] | 2020-10-08 14:08 | 2020-12-31 | FALSE | FALSE
NEISO | Solar | 708 | 2018-02-21 |  |  |  | PV |  |  |  | SUN | [7 empty] | 20 | [8 empty] | Litchfield | CT |  |  | Eversource Rocky river 12Y |  | 2024-02-01 | [33 empty] | 2024-05-10 |  |  |  |  | G | 20 | 20 | [39 empty] | 2024-05-10 15:23 | 2023-12-01 | TRUE | TRUE
NEISO | Solar | 707 | 2018-02-21 |  |  |  | PV |  |  |  | SUN | [7 empty] | 7.5 | [8 empty] | Windham | CT |  |  | Eversource 11F10 Feeder |  | 2019-04-01 | [33 empty] | 2019-04-03 |  |  |  |  | G | 7.5 | 7.5 | [39 empty] | 2019-04-03 08:50 | 2019-03-31 | FALSE | FALSE
NEISO | Beacon Falls Energy Park CNR only | 706 | 2018-02-21 |  |  |  | FC |  |  |  | FC | [7 empty] | 0 | [8 empty] | New Haven | CT |  |  | Eversource, Beacon Falls Substation, 180 Cold Spring Rd, Beacon Falls, Junction of the 115 kV lines 1570-1 and 1319 |  | 2022-04-01 | [5 empty] | Executed | [27 empty] | 2020-01-30 |  |  |  |  | G | 62.9 | 62.9 | [39 empty] | 2020-02-04 15:34 | 2022-02-01 | FALSE | FALSE
NEISO | Combined Cycle CNR | 705 | 2018-01-26 |  |  |  | CC |  |  |  | NG | [7 empty] | 0 | [8 empty] | Providence | RI |  |  | Sherman Road 345kV substation |  | 2023-05-31 | [5 empty] | In Progress | [27 empty] | 2019-11-26 |  |  |  |  | G | 1030 | 1080 | [39 empty] | 2019-11-26 15:27 | 2023-02-01 | FALSE | FALSE
NEISO | Solar | 704 | 2018-01-24 |  |  |  | PV |  |  |  | SUN | [7 empty] | 1.904 | [8 empty] | Bristol | MA |  |  | NSTAR Wing Lane Substation, #1 bank |  | 2020-02-21 | [38 empty] | G | 1.904 | 1.904 | [39 empty] | 2020-10-08 14:09 | 2020-02-21 | FALSE | FALSE
NEISO | Solar | 703 | 2018-01-24 |  |  |  | PV |  |  |  | SUN | [7 empty] | 6.75 | [8 empty] | Plymouth | MA |  |  | NSTAR Crystal Spring Substation 13.2 kV bus |  | 2019-04-23 | [38 empty] | G | 6.75 | 6.75 | [5 empty] | Partially In Service | [33 empty] | 2020-01-10 13:39 | 2019-04-15 | TRUE | TRUE
NEISO | Solar | 702 | 2018-01-24 |  |  |  | PV |  |  |  | SUN | [7 empty] | 9.5 | [8 empty] | Plymouth | MA |  |  | NSTAR Wareham Substation 23 kV bus |  | 2019-07-10 | [38 empty] | G | 9.5 | 9.5 | [39 empty] | 2019-07-11 12:31 | 2019-06-28 | TRUE | TRUE
NEISO | Offshore Wind | 701 | 2017-12-15 |  |  |  | WT |  |  |  | WND | [7 empty] | 400 | [9 empty] | MA |  |  | Brayton Point Substation in the Town of Somerset, Massachusetts or alternatively at Davisville Substation in the Town of North Kingstown, Rhode Island |  | 2023-12-01 |  | In Progress | [31 empty] | 2019-02-14 |  |  |  |  | G | 400 | 400 | [5 empty] | Under Study | [33 empty] | 2019-02-14 15:32 | 2023-08-01 | FALSE | FALSE
NEISO | Park City Offshore Wind | 700 | 2017-12-15 |  |  |  | WT |  |  |  | WND | [7 empty] | 791 | [9 empty] | MA |  |  | Eversource 345 kV West Barnstable Substation |  | 2029-12-31 |  | Document Posted | Document Posted |  |  | Executed | [32 empty] | G | 791 | 791 | [39 empty] | 2022-09-16 09:41 | 2029-05-01 | TRUE | TRUE
NEISO | Offshore Wind with battery addition | 699 | 2017-12-13 |  |  |  | OT |  |  |  | WND BAT | [7 empty] | 75 | [9 empty] | MA |  |  | National Grid 345 kV Brayton Point Substation, Somerset, MA |  | 2023-05-31 |  | Document Posted | [31 empty] | 2019-02-14 |  |  |  |  | G | 875 | 875 | [39 empty] | 2019-02-14 11:40 | 2022-04-30 | FALSE | FALSE
NEISO | Solar | 698 | 2017-12-07 |  |  |  | PV |  |  |  | SUN | [7 empty] | 8.04 | [8 empty] | Worcester | MA |  |  | GRID 13.8 kV 612W3 Feeder (Pole 53) |  | 2020-02-05 | [38 empty] | G | 8.04 | 8.04 | [39 empty] | 2020-03-06 11:37 | 2020-02-03 | TRUE | TRUE
NEISO | Solar | 697 | 2017-12-07 |  |  |  | PV |  |  |  | SUN | [7 empty] | 5.97 | [8 empty] | Worcester | MA |  |  | GRID 13.8 kV 612W1 Feeder (Pole 53) |  | 2020-02-05 | [38 empty] | G | 5.97 | 5.97 | [39 empty] | 2020-03-06 11:37 | 2020-02-03 | TRUE | TRUE
NEISO | Johnston Landfill Wind | 696 | 2017-11-27 |  |  |  | WT |  |  |  | WND | [7 empty] | 21 | [8 empty] | Providence | RI |  |  | GRID Johnston substation, Circuit 2227 |  | 2018-12-20 | [38 empty] | G | 21 | 21 | [39 empty] | 2019-04-22 15:18 | 2018-12-10 | TRUE | TRUE
NEISO | Solar | 695 | 2017-11-20 |  |  |  | PV |  |  |  | SUN | [7 empty] | 6.12 | [8 empty] | Washington | RI |  |  | GRID circuit 88F3 |  | 2020-09-01 | [33 empty] | 2020-08-14 |  |  |  |  | G | 6.12 | 6.12 | [39 empty] | 2020-08-14 09:50 | 2020-05-01 | TRUE | TRUE
NEISO | Solar | 694 | 2017-11-20 |  |  |  | PV |  |  |  | SUN | [7 empty] | 7 | [8 empty] | Washington | RI |  |  | GRID circuit 88F3 |  | 2020-09-01 | [33 empty] | 2020-08-14 |  |  |  |  | G | 7 | 7 | [39 empty] | 2020-08-14 09:49 | 2020-05-01 | TRUE | TRUE
NEISO | Alton Solar | 693 | 2017-11-20 |  |  |  | PV |  |  |  | SUN | [7 empty] | 13.875 | [8 empty] | Washington | RI |  |  | Grid 85T3 circuit |  | 2020-04-30 | [38 empty] | G | 13.875 | 13.875 | [39 empty] | 2020-07-09 15:53 | 2020-04-24 | TRUE | TRUE
NEISO | Solar | 692 | 2017-11-20 |  |  |  | PV |  |  |  | SUN | [7 empty] | 16.25 | [8 empty] | Providence | RI |  |  | GRID 23 kV 2228 circuit/Grid 12.47 kV 21F1 circuit |  | 2019-05-24 | [38 empty] | G | 16.25 | 16.25 | [39 empty] | 2019-05-24 09:08 | 2019-05-22 | TRUE | TRUE
NEISO | University Solar | 691 | 2017-11-20 |  |  |  | PV |  |  |  | SUN | [7 empty] | 31.34 | [8 empty] | Kent | RI |  |  | GRID 3311 circuit in West Greenwich |  | 2020-09-15 | [38 empty] | G | 31.34 | 31.34 | [39 empty] | 2020-11-10 15:27 | 2020-05-07 | TRUE | TRUE
NEISO | Energy Storage | 690 | 2017-11-21 |  |  |  | OT |  |  |  | BAT | [7 empty] | 100 | [8 empty] | Bristol | MA |  |  | Wing Lane 624 Eversource Energy 115KV |  | 2021-12-31 | [33 empty] | 2018-02-09 |  |  |  |  | G | 100 | 100 | [39 empty] | 2018-02-09 13:51 | 2021-09-01 | FALSE | FALSE
NEISO | Energy Storage | 689 | 2017-11-21 |  |  |  | OT |  |  |  | BAT | [7 empty] | 100 | [8 empty] | Middlesex | MA |  |  | Wakefield 115 kV Substation Bus (Bus #114433) |  | 2023-05-31 |  | Document Posted | Document Posted |  |  | In Progress | [27 empty] | 2020-02-14 |  |  |  |  | G | 100 | 100 | [5 empty] | Under Study | [33 empty] | 2020-02-16 13:11 | 2023-02-01 | TRUE | FALSE
NEISO | Energy Storage | 688 | 2017-11-21 |  |  |  | OT |  |  |  | BAT | [7 empty] | 50 | [8 empty] | Worcester | MA |  |  | Little Rest Road 516 New England Power Co 115KV |  | 2021-12-31 | [33 empty] | 2018-02-09 |  |  |  |  | G | 50 | 50 | [39 empty] | 2020-06-09 08:15 | 2021-09-01 | FALSE | FALSE
NEISO | Energy Storage | 687 | 2017-11-21 |  |  |  | OT |  |  |  | BAT | [7 empty] | 150 | [8 empty] | Barnstable | MA |  |  | Falmouth 533 Eversource Energy 115KV |  | 2021-12-31 |  | Document Posted | [31 empty] | 2019-02-06 |  |  |  |  | G | 150 | 150 | [5 empty] | Suspended | [33 empty] | 2019-02-06 16:13 | 2021-09-09 | FALSE | FALSE
NEISO | Solar | 686 | 2017-10-24 |  |  |  | PV |  |  |  | SUN | [7 empty] | 19.98 | [8 empty] | Berkshire | MA |  |  | National Grid 115kV line F132-2 |  | 2021-12-15 |  |  | Document Posted |  |  | In Progress | [27 empty] | 2020-03-12 |  |  |  |  | G | 19.98 | 19.98 | [39 empty] | 2020-03-12 11:59 | 2021-09-15 | TRUE | TRUE
NEISO | Solar | 685 | 2017-10-20 |  |  |  | PV |  |  |  | SUN | [7 empty] | 20 | [8 empty] | Coos | NH |  |  | 34.5 kV Express Feeder to Berlin substation |  | 2022-07-01 |  | Document Posted | In Progress | [30 empty] | 2019-11-26 |  |  |  |  | G | 20 | 20 | [5 empty] | Under Study | [33 empty] | 2019-11-26 15:26 | 2022-06-01 | FALSE | FALSE
NEISO | Solar | 684 | 2017-10-20 |  |  |  | PV |  |  |  | SUN | [7 empty] | 20 | [8 empty] | Grafton | NH |  |  | 34.5 kV bus at Eversource NH Beebe Substation |  | 2020-07-01 |  | Document Posted | [31 empty] | 2019-05-10 |  |  |  |  | G | 20 | 20 | [5 empty] | Under Study | [33 empty] | 2019-05-14 08:34 | 2020-06-01 | FALSE | FALSE
NEISO | Solar | 683 | 2017-10-20 |  |  |  | PV |  |  |  | SUN | [7 empty] | 20 | [8 empty] | Grafton | NH |  |  | 34.5 kV bus at Eversource NH Beebe Substation |  | 2020-07-01 |  | Document Posted | Not Started | [30 empty] | 2019-05-21 |  |  |  |  | G | 20 | 20 | [5 empty] | Under Study | [33 empty] | 2019-05-21 14:37 | 2020-06-01 | FALSE | FALSE
NEISO | solar with battery | 682 | 2017-09-18 |  |  |  | OT |  |  |  | SUN BAT | [7 empty] | 20.005 | [8 empty] | Worcester | MA |  |  | National Grid 13.8kV circuit (E.-Winchendon Substation) on Winchendon Road (near Depot Road), Winchendon, MA |  | 2020-12-01 |  | Document Posted | Not Started | [30 empty] | 2018-07-24 |  |  |  |  | G | 20 | 20 | [39 empty] | 2018-07-25 08:29 | 2020-11-17 | FALSE | FALSE
NEISO | Solar | 681 | 2017-08-03 |  |  |  | PV |  |  |  | SUN | [7 empty] | 20 | [8 empty] | Grafton | NH |  |  | Eversource 34.5 kV between Thornton and Beebe River |  | 2022-07-01 |  | Document Posted | Document Posted |  |  | In Progress | [27 empty] | 2021-01-26 |  |  |  |  | G | 20 | 20 | [39 empty] | 2021-01-26 14:57 | 2022-06-01 | TRUE | TRUE
NEISO | Fair Haven Solar | 680 | 2017-08-03 |  |  |  | PV |  |  |  | SUN | [7 empty] | 20 | [8 empty] | Rutland | VT |  |  | GMP 46 kV between Carver Falls and Fair Haven Tap |  | 2026-01-01 |  |  | Document Posted |  |  | Executed | [32 empty] | G | 20 | 20 | [39 empty] | 2021-05-20 11:23 | 2025-12-01 | TRUE | TRUE
NEISO | Solar | 679 | 2017-08-03 |  |  |  | PV |  |  |  | SUN | [7 empty] | 20 | [8 empty] | Hillsborough | NH |  |  | Eversource NH 34.5 kV line 313, between South Peterborough and Monadnock substations. The Project will tap this line at about 0.1-0.5 miles south of the South Peterborough substation. |  | 2022-07-01 |  | Document Posted | Document Posted |  |  | In Progress | [27 empty] | 2021-01-26 |  |  |  |  | G | 20 | 20 | [39 empty] | 2021-01-26 14:56 | 2022-06-01 | TRUE | TRUE
NEISO | Solar | 678 | 2017-08-03 |  |  |  | PV |  |  |  | SUN | [7 empty] | 20 | [8 empty] | Grafton | NH |  |  | Eversource 34.5 kV Beebe River substation |  | 2019-07-01 | [33 empty] | 2017-10-24 |  |  |  |  | G | 20 | 20 | [39 empty] | 2017-10-25 08:15 | 2019-06-01 | FALSE | FALSE
NEISO | Solar | 677 | 2017-08-03 |  |  |  | PV |  |  |  | SUN | [7 empty] | 20 | [8 empty] | Grafton | NH |  |  | Eversource 34.5 kV Beebe River Substation |  | 2019-07-01 | [33 empty] | 2017-10-24 |  |  |  |  | G | 20 | 20 | [39 empty] | 2017-10-25 08:14 | 2019-06-01 | FALSE | FALSE
NEISO | Claremont Solar | 676 | 2017-08-03 |  |  |  | PV |  |  |  | SUN | [7 empty] | 20 | [8 empty] | Sullivan | NH |  |  | GMP 46 kV line 107 between High Bridge and Windsor |  | 2023-07-01 |  | Document Posted | Document Posted |  |  | Executed | [27 empty] | 2021-10-05 |  |  |  |  | G | 20 | 20 | [39 empty] | 2021-10-05 16:22 | 2023-06-01 | TRUE | TRUE
NEISO | Solar | 675 | 2017-07-28 |  |  |  | PV |  |  |  | SUN | [7 empty] | 22 | [8 empty] | New London | CT |  |  | Eversource Bean Hill - Tunnel 115 kV |  | 2019-12-31 | [33 empty] | 2017-09-27 |  |  |  |  | G | 22 | 22 | [39 empty] | 2017-12-07 09:42 | 2019-11-01 | FALSE | FALSE
NEISO | Shaftsbury Solar | 674 | 2017-07-28 |  |  |  | PV |  |  |  | SUN | [7 empty] | 20 | [8 empty] | Bennington | VT |  |  | GMP 46 kV between East Arlington and S. Shaftsbury Tap |  | 2026-01-01 |  | Document Posted | Document Posted |  |  | Executed | [32 empty] | G | 20 | 20 | [39 empty] | 2021-05-20 11:24 | 2025-12-01 | TRUE | TRUE
NEISO | wind | 673 | 2017-07-26 |  |  |  | WT |  |  |  | WND | [7 empty] | 20 | [8 empty] | Franklin | VT |  |  | Green Mountain Power 34.5kV TL 137 Line between North St. Albans and Sheldon Springs Substations along State Route 105 in Swanton Vermont (approximately at pole 44) |  | 2020-12-31 |  | In Progress | [31 empty] | 2017-11-27 |  |  |  |  | G | 20 | 20 | [5 empty] | Under Study | [33 empty] | 2017-11-27 15:08 | 2020-10-01 | FALSE | FALSE
NEISO | Wind | 672 | 2017-07-26 |  |  |  | WT |  |  |  | WND | [7 empty] | 630 | [8 empty] | Aroostook | ME |  |  | NSTAR 345 kV K Street substation. |  | 2022-12-31 |  |  | In Progress | [30 empty] | 2019-10-22 |  |  |  |  | G | 630 | 630 | [5 empty] | Under Study | [33 empty] | 2019-10-22 08:38 | 2022-11-30 | FALSE | FALSE
NEISO | Solar | 671 | 2017-07-26 |  |  |  | PV |  |  |  | SUN | [7 empty] | 26 | [8 empty] | Hartford | CT |  |  | Interconnection to existing 115 kV transmission line running across the property between Eversources's Barbour Hill Substation and Endfield Substation. |  | 2019-12-01 | [33 empty] | 2017-10-25 |  |  |  |  | G | 26 | 26 | [39 empty] | 2017-10-25 11:23 | 2019-10-01 | FALSE | FALSE
NEISO | Three Corners Solar | 670 | 2017-07-25 |  |  |  | PV |  |  |  | SUN | [7 empty] | 110 | [8 empty] | Somerset | ME |  |  | CMP Albion Rd 115kV substation |  | 2024-07-27 |  | Document Posted | Document Posted |  |  | Executed | [32 empty] | G | 113.4 | 113.4 | [39 empty] | 2024-07-26 12:56 | 2024-07-26 | TRUE | TRUE
NEISO | Offshore Wind | 669 | 2017-07-25 |  |  |  | WT |  |  |  | WND | [7 empty] | 288 | [9 empty] | MA |  |  | 115 kV Brayton Point Station (Primary) or 115 kV Davisville Substation (alternative) |  | 2023-12-01 |  | Document Posted | Not Started | [30 empty] | 2019-02-14 |  |  |  |  | G | 288 | 288 | [5 empty] | Under Study | [33 empty] | 2019-02-14 15:31 | 2023-09-01 | FALSE | FALSE
NEISO | NE Clean Power Link - controllable HVDC Tie - CNI only | 668 | 2017-07-24 | [24 empty] | Windsor | VT |  |  | Coolidge Substation |  | 2027-12-31 | [5 empty] | Executed | [32 empty] | ETU | [41 empty] | 2021-02-23 08:58 | 2027-10-28 | FALSE | FALSE
NEISO | Solar | 667 | 2017-07-21 |  |  |  | PV |  |  |  | SUN | [7 empty] | 0 | [8 empty] | Somerset | ME |  |  | CMP Larrabee Road 345 kV |  | 2020-10-31 |  |  | Not Started | [30 empty] | 2018-04-12 |  |  |  |  | G | 150 | 150 | [5 empty] | Under Study | [33 empty] | 2018-04-12 11:19 | 2020-08-01 | FALSE | FALSE
NEISO | battery storage additional (see Q664) | 666 | 2017-07-21 |  |  |  | OT |  |  |  | WND BAT | [7 empty] | 0 | [8 empty] | Franklin | ME |  |  | CMP Larrabee Road Station 345 kV |  | 2020-10-31 |  |  | Not Started | [30 empty] | 2018-04-12 |  |  |  |  | G | 238.6 | 238.6 | [5 empty] | Under Study | [33 empty] | 2018-04-12 11:15 | 2020-08-01 | FALSE | FALSE
NEISO | Battery storage addition (see Q663) | 665 | 2017-07-21 |  |  |  | OT |  |  |  | WND BAT | [7 empty] | 0 | [8 empty] | Franklin | ME |  |  | CMP Larrabee Road Station,345 kV |  | 2020-10-31 |  |  | Not Started | [30 empty] | 2018-04-12 |  |  |  |  | G | 265.6 | 265.6 | [5 empty] | Under Study | [33 empty] | 2018-04-12 11:10 | 2020-08-01 | FALSE | FALSE
NEISO | Wind | 664 | 2017-07-21 |  |  |  | WT |  |  |  | WND | [7 empty] | 0 | [8 empty] | Franklin | ME |  |  | CMP Larrabee Road Station 345 kV |  | 2020-10-31 |  |  | Not Started | [30 empty] | 2018-04-12 |  |  |  |  | G | 214.3 | 214.3 | [5 empty] | Under Study | [33 empty] | 2018-04-12 11:07 | 2020-08-01 | FALSE | FALSE
NEISO | Wind | 663 | 2017-07-21 |  |  |  | WT |  |  |  | WND | [7 empty] | 0 | [8 empty] | Franklin | ME |  |  | CMP Larrabee Road Station 345 kV |  | 2020-10-31 |  |  | Not Started | [30 empty] | 2018-04-12 |  |  |  |  | G | 241.2 | 241.2 | [5 empty] | Under Study | [33 empty] | 2018-04-12 11:03 | 2020-08-01 | FALSE | FALSE
NEISO | Wind | 662 | 2017-07-20 |  |  |  | WT |  |  |  | WND | [7 empty] | 150 | [8 empty] | Franklin | ME |  |  | CMP Avangrid Larrabee Road 345 kV Substation |  | 2022-12-01 | [33 empty] | 2018-04-12 |  |  |  |  | G | 150 | 150 | [39 empty] | 2018-04-12 10:40 | 2022-09-01 | FALSE | FALSE
NEISO | 345 kV AC line from Quebec to ME | 661 | 2017-07-20 | [15 empty] | 450 | [8 empty] | Franklin | ME |  |  | CMP/Avangrid 345 kV Larabee Road |  | 2022-12-01 | [33 empty] | 2018-04-12 |  |  |  |  | ETU | [41 empty] | 2018-04-12 10:19 | 2022-09-01 | FALSE | FALSE
NEISO | Solar | 660 | 2017-07-20 |  |  |  | PV |  |  |  | SUN | [7 empty] | 20 | [8 empty] | Windham | VT |  |  | National Grid line tap 69 kV transmission line (D-4), feeding the Vernon Station No. 13 |  | 2022-07-01 |  | Document Posted | Document Posted |  |  | In Progress | [27 empty] | 2020-09-10 |  |  |  |  | G | 20 | 20 | [39 empty] | 2020-09-10 10:01 | 2022-06-01 | TRUE | TRUE
NEISO | AC to Larabee Road increase (See Q652 and 658) | 659 | 2017-07-18 | [15 empty] | 540 | [8 empty] | Lewiston | ME |  |  | Larrabee Road 345 kV Substation in Lewiston, Androscoggin county Maine 04240. |  | 2020-12-31 |  |  | Not Started | [30 empty] | 2018-04-12 |  |  |  |  | ETU | [7 empty] | Under Study | [33 empty] | 2018-04-12 10:16 | 2020-11-30 | FALSE | FALSE
NEISO | AC to Larabee Road increase (see Q652) | 658 | 2017-07-14 | [15 empty] | 200 | [8 empty] | Lewiston | ME |  |  | Larrabee Road 345 kV Substation in Lewiston, Androscoggin county Maine 04240. |  | 2020-12-31 |  |  | Not Started | [30 empty] | 2018-04-12 |  |  |  |  | ETU | [7 empty] | Under Study | [33 empty] | 2018-04-12 10:12 | 2020-11-30 | FALSE | FALSE
NEISO | ETU to increase Downeast Loop transfer | 657 | 2017-06-29 | [24 empty] | Hancock | ME |  |  |  |  | 2020-12-31 |  | Document Posted | Not Started | [30 empty] | 2019-09-12 |  |  |  |  | ETU | [7 empty] | Under Study | [33 empty] | 2019-09-12 09:46 | 2020-11-30 | FALSE | FALSE
NEISO | Weaver Wind CNR (see Q420) | 656 | 2017-06-28 |  |  |  | WT |  |  |  | WND | [7 empty] | 0 | [8 empty] | Hancock | ME |  |  | EMERA Maine 115kV Bull Hill switching station |  | 2020-12-12 | [5 empty] | Executed | [32 empty] | G | 72.6 | 72.6 | [5 empty] | In Service | [33 empty] | 2021-02-23 14:19 | 2020-10-13 | FALSE | FALSE
NEISO | RoxWind | 655 | 2017-06-15 |  |  |  | WT |  |  |  | WND | [7 empty] | 15.3 | [8 empty] | Oxford | ME |  |  | 34.5 kV Bus at Roxbury Substation, Roxbury, Maine |  | 2021-11-30 |  |  | Document Posted |  |  | Executed | [32 empty] | G | 15.3 | 15.3 | [5 empty] | In Service | [33 empty] | 2021-11-30 09:56 | 2021-11-09 | TRUE | TRUE
NEISO | Wind CNR only (see Q460, 461, 462) | 654 | 2017-06-09 |  |  |  | WT |  |  |  | WND | [7 empty] | 0 | [8 empty] | Aroostook | ME |  |  | Pittsfield 345KV |  | 2020-12-30 | [33 empty] | 2018-04-12 |  |  |  |  | G | 312 | 312 | [39 empty] | 2018-04-16 12:27 | 2020-09-15 | FALSE | FALSE
NEISO | Number Nine Wind CNR only (Q417) | 653 | 2017-06-09 |  |  |  | WT |  |  |  | WND | [7 empty] | 0 | [8 empty] | Aroostook | ME |  |  | Pittsfield 345KV |  | 2021-10-31 | [5 empty] | Executed | [27 empty] | 2019-05-13 |  |  |  |  | G | 250 | 250 | [39 empty] | 2019-05-14 10:55 | 2021-04-05 | FALSE | FALSE
NEISO | AC to Larabee Road | 652 | 2017-06-01 | [15 empty] | 460 | [8 empty] | Lewiston | ME |  |  | Larrabee Road 345 kV Substation in Lewiston, Androscoggin county Maine 04240. |  | 2020-12-31 |  |  | Not Started | [30 empty] | 2018-04-12 |  |  |  |  | ETU | [7 empty] | Under Study | [33 empty] | 2018-04-12 10:08 | 2020-11-30 | FALSE | FALSE
NEISO | AC tie line (import only) | 651 | 2017-05-11 | [15 empty] | 600 | [8 empty] | Berkshire | MA |  |  | NY Alps 345kV substation and Eversource Berkshire 345 kV substation |  | 2023-12-31 |  |  | Document Posted | Not Started | [29 empty] | 2019-07-29 |  |  |  |  | ETU | [7 empty] | Under Study | [33 empty] | 2019-07-29 14:47 | 2023-09-15 | TRUE | FALSE
NEISO | ETU CNI only (see Q498) | 650 | 2017-05-08 | [15 empty] | 0 | [8 empty] | Colchester | VT |  |  |  |  | 2021-12-31 | [33 empty] | 2018-02-02 |  |  |  |  | ETU | [41 empty] | 2018-02-05 16:17 | 2021-10-01 | FALSE | FALSE
NEISO | Silver Maple Wind | 649 | 2017-05-04 |  |  |  | WT |  |  |  | WND | [7 empty] | 20 | [8 empty] | Penobscot | ME |  |  | Pisgah Mountain Substation, Clifton, ME. 115 kv Bus. |  | 2022-12-14 |  |  | Document Posted |  |  | Executed | [32 empty] | G | 20 | 20 | [5 empty] | In Service | [33 empty] | 2022-12-14 09:08 | 2022-09-24 | TRUE | TRUE
NEISO | Gas Turbine Repowering | 648 | 2017-04-28 |  |  |  | GT |  |  |  | DFO NG | [7 empty] | 0 | [8 empty] | Middlesex | CT |  |  | Middletown Station 345KV Substation |  | 2021-05-31 | [33 empty] | 2017-06-01 |  |  |  |  | G | 376 | 378 | [39 empty] | 2017-06-01 08:11 | 2021-03-01 | FALSE | FALSE
NEISO | Gas turbine repowering | 647 | 2017-04-28 |  |  |  | GT |  |  |  | DFO NG | [7 empty] | 23 | [8 empty] | Middlesex | CT |  |  | Middletown Substation at 115KV, MD#2 breaker position |  | 2022-05-31 |  | Document Posted | Document Posted |  |  | In Progress | [27 empty] | 2020-06-11 |  |  |  |  | G | 376 | 378 | [39 empty] | 2020-06-11 07:06 | 2022-02-01 | TRUE | TRUE
NEISO | Solar | 646 | 2017-04-28 |  |  |  | PV |  |  |  | SUN | [7 empty] | 20.1 | [8 empty] | Franklin | VT |  |  | VEC Highgate - Enosburg 46 kV line, 700 feet from Highgate |  | 2019-09-01 | [33 empty] | 2017-07-24 |  |  |  |  | G | 20.1 | 20.1 | [39 empty] | 2017-07-24 11:02 | 2019-08-01 | FALSE | FALSE
NEISO | Solar | 645 | 2017-04-28 |  |  |  | PV |  |  |  | SUN | [7 empty] | 20.1 | [8 empty] | Orange | VT |  |  | GMP Randolph Center Substation 46 kV |  | 2019-12-15 | [33 empty] | 2017-07-24 |  |  |  |  | G | 20.1 | 20.1 | [39 empty] | 2017-07-24 11:02 | 2019-11-15 | FALSE | FALSE
NEISO | Solar | 644 | 2017-04-28 |  |  |  | PV |  |  |  | SUN | [7 empty] | 20.1 | [8 empty] | Franklin | VT |  |  | VEC Sheldon - Rocktenn 46 kV line |  | 2018-10-31 | [33 empty] | 2017-07-24 |  |  |  |  | G | 20.1 | 20.1 | [39 empty] | 2017-07-24 11:01 | 2018-10-15 | FALSE | FALSE
NEISO | Solar CNR only | 643 | 2017-04-27 |  |  |  | PV |  |  |  | SUN | [7 empty] | 0 | [8 empty] | New Haven | CT |  |  | CT_NU 115 kV Line from Wallingford to NU_1208_WAL. Proposed POI is located at 41° 26’ 27.9” N , 72° 50’36.6” W (see the attached site layout drawing). |  | 2018-12-31 | [33 empty] | 2017-05-23 |  |  |  |  | G | 20 | 20 | [39 empty] | 2017-05-24 09:27 | 2018-11-15 | FALSE | FALSE
NEISO | Repowering Increase | 642 | 2017-04-26 |  |  |  | GT |  |  |  | DFO NG | [7 empty] | 34.85 | [8 empty] | Norfolk | MA |  |  | BELD station 16 switchyard |  | 2021-05-22 | [33 empty] | 2017-05-31 |  |  |  |  | G | 98.12 | 98.16 | [39 empty] | 2017-05-31 14:58 | 2021-02-22 | FALSE | FALSE
NEISO | Wind | 641 | 2017-04-24 |  |  |  | WT |  |  |  | WND | [7 empty] | 65.55 | [8 empty] | Oxford | ME |  |  | CMP 115 kV Line 210 |  | 2020-12-31 |  | Document Posted | Not Started | [30 empty] | 2018-08-13 |  |  |  |  | G | 54.6 | 54.6 | [5 empty] | Under Study | [33 empty] | 2018-08-13 13:49 | 2020-09-15 | FALSE | FALSE
NEISO | 1000 MW HVDC (import only) | 640 | 2017-04-21 | [15 empty] | 1000 | [8 empty] | Plymouth | MA |  |  | Northern Interconnection: Coleson Cove 345kV Substation, New Brunswick Southern Interconnection: 345kV lines from Pilgrim Substation, Plymouth, Massachusetts |  | 2022-12-31 |  | In Progress | [31 empty] | 2020-11-30 |  |  |  |  | ETU | [7 empty] | Under Study | [33 empty] | 2020-12-01 13:04 | 2022-11-30 | FALSE | FALSE
NEISO | NECEC 1200 MW HVDC (import only) - controllable | 639 | 2017-04-19 | [15 empty] | 1200 | [8 empty] | Androscoggin | ME |  |  | CMP Larrabee Rd 345 kV Substation |  | 2026-01-07 |  |  | Document Posted |  |  | Executed | [32 empty] | ETU | [41 empty] | 2020-11-02 15:01 | 2025-09-01 | TRUE | TRUE
NEISO | Solar CNR only (see Q578) | 638 | 2017-04-13 |  |  |  | PV |  |  |  | SUN | [7 empty] | 0 | [8 empty] | Franklin | ME |  |  | CMP Larrabee Road 345 kV. |  | 2019-10-31 | [33 empty] | 2019-08-08 |  |  |  |  | G | 152 | 152 | [39 empty] | 2019-08-08 11:26 | 2019-08-01 | FALSE | FALSE
NEISO | BSS CNR only (see Q577) | 637 | 2017-04-13 |  |  |  | OT |  |  |  | WND BAT | [7 empty] | 0 | [8 empty] | Franklin | ME |  |  | CMP Larrabee Road Station,345 kV |  | 2019-10-31 | [33 empty] | 2019-08-08 |  |  |  |  | G | 270.46 | 270.46 | [39 empty] | 2019-08-08 11:25 | 2019-08-01 | FALSE | FALSE
NEISO | BSS CNR only (see Q576) | 636 | 2017-04-13 |  |  |  | OT |  |  |  | WND BAT | [7 empty] | 0 | [8 empty] | Franklin | ME |  |  | CMP Larrabee Road station 345 kV |  | 2019-10-31 | [33 empty] | 2019-08-08 |  |  |  |  | G | 241.49 | 241.49 | [39 empty] | 2019-08-08 11:25 | 2019-08-01 | FALSE | FALSE
NEISO | Wind CNR (see Q574) | 635 | 2017-04-13 |  |  |  | WT |  |  |  | WND | [7 empty] | 0 | [8 empty] | Franklin | ME |  |  | CMP Larabee Road 345 kV station |  | 2019-10-31 | [33 empty] | 2019-08-08 |  |  |  |  | G | 216.41 | 216.41 | [39 empty] | 2019-08-08 11:23 | 2019-08-01 | FALSE | FALSE
NEISO | Wind CNR (see Q573) | 634 | 2017-04-11 |  |  |  | WT |  |  |  | WND | [7 empty] | 0 | [8 empty] | Franklin | ME |  |  | CMP Larabee Road 345 kV station |  | 2019-10-31 | [33 empty] | 2019-08-08 |  |  |  |  | G | 245.38 | 245.38 | [39 empty] | 2019-08-08 11:23 | 2019-08-01 | FALSE | FALSE
NEISO | Passadumkeag Wind CNR only | 633 | 2017-04-06 |  |  |  | WT |  |  |  | WND | [7 empty] | 0 | [8 empty] | Penobscot | ME |  |  | Existing connection between Emera Maine 115kV lines 64 and 97 |  | 2019-06-28 | [5 empty] | In Progress | [32 empty] | G | 39.97 | 39.97 | [39 empty] | 2020-02-24 16:08 | 2019-06-28 | FALSE | FALSE
NEISO | Offshore Wind w/ battery storage | 632 | 2017-04-05 |  |  |  | OT |  |  |  | WND BAT | [7 empty] | 880 | [9 empty] | MA |  |  | Eversource, 115kV Bourne Substation, Barnstable County, Massachusetts |  | 2024-12-06 |  | Document Posted | Document Posted | Not Started | [29 empty] | 2020-01-23 |  |  |  |  | G | 880 | 880 | [5 empty] | Under Study | [33 empty] | 2020-01-23 12:49 | 2024-04-05 | TRUE | FALSE
NEISO | CHP | 631 | 2017-04-05 |  |  |  | IC |  |  |  | NG | [7 empty] | 8 | [8 empty] | Coos | NH |  |  | PSNH 34.5 kV Line, Berlin, NH |  | 2018-07-15 | [33 empty] | 2017-07-26 |  |  |  |  | G | 8.64 | 8.64 | [39 empty] | 2017-07-26 14:49 | 2018-06-15 | FALSE | FALSE
NEISO | Project Increase | 630 | 2017-04-05 |  |  |  | ST |  |  |  | MSW | [7 empty] | 2.153 | [8 empty] | Hartford | CT |  |  | Connecticut Light and Powers 13.8 kv Forestville 12A Substation |  | 2017-09-01 |  |  | In Progress | [30 empty] | 2017-11-21 |  |  |  |  | G | 15.67 | 15.67 | [39 empty] | 2017-11-29 13:51 | 2017-09-01 | FALSE | FALSE
NEISO | Solar | 629 | 2017-03-07 |  |  |  | PV |  |  |  | SUN | [7 empty] | 20 | [8 empty] | New Haven | CT |  |  | CT_NU 115 kV Line from Wallingford to NU_1208_WAL. Proposed POI is located at 41° 26’ 27.9” N , 72° 50’36.6” W (see the drawing with file name "Project Facility Layout - 22NOV16.pdf" for a map of proposed POI location). |  | 2018-12-31 | [33 empty] | 2017-05-23 |  |  |  |  | G | 20 | 20 | [39 empty] | 2017-05-24 09:27 | 2018-11-15 | FALSE | FALSE
NEISO | Solar | 628 | 2017-03-07 |  |  |  | PV |  |  |  | SUN | [7 empty] | 30 | [8 empty] | Cheshire | NH |  |  | Eversource 34.5 kV Monadnock SS (3120 line) |  | 2018-12-31 | [33 empty] | 2017-08-09 |  |  |  |  | G | 30 | 30 | [39 empty] | 2017-09-15 09:52 | 2018-09-30 | FALSE | FALSE
NEISO | 400 kV HVDC Tie - Import Only | 627 | 2016-12-27 | [15 empty] | 1200 | [8 empty] | Grafton | NH |  |  | GRID 230 kV Comerford Substation |  | 2022-12-31 |  | Document Posted | In Progress | [30 empty] | 2019-07-16 |  |  |  |  | ETU | 1200 | 1200 | [5 empty] | Under Study | [33 empty] | 2019-07-16 12:29 | 2022-10-01 | FALSE | FALSE
NEISO | Wind | 626 | 2016-12-14 |  |  |  | WT |  |  |  | WND | [7 empty] | 376.2 | [8 empty] | Aroostook | ME |  |  | MEPCO 396 line |  | 2019-12-01 |  | Not Started | [31 empty] | 2018-04-02 |  |  |  |  | G | 376.2 | 376.2 | [5 empty] | Under Study | [33 empty] | 2018-04-03 09:37 | 2019-10-01 | FALSE | FALSE
NEISO | 345 kV AC line | 625 | 2016-11-10 | [15 empty] | 1600 | [8 empty] | Bristol | MA |  |  | 345 kV Brayton point substation |  | 2023-12-31 |  |  | In Progress | [30 empty] | 2019-04-11 |  |  |  |  | ETU | 1600 | 1600 | [5 empty] | Under Study | [33 empty] | 2019-04-11 16:49 | 2023-08-31 | FALSE | FALSE
NEISO | Vineyard Offshore Wind | 624 | 2016-11-08 |  |  |  | WT |  |  |  | WND | [7 empty] | 800 | [9 empty] | MA |  |  | 115 kV Barnstable Substation |  | 2025-05-26 |  | Document Posted | Document Posted |  |  | Executed | [32 empty] | G | 800 | 800 | [5 empty] | Under Construction | [33 empty] | 2020-08-26 15:59 | 2024-01-02 | TRUE | TRUE
NEISO | Solar | 623 | 2016-10-31 |  |  |  | PV |  |  |  | SUN | [7 empty] | 150 | [8 empty] | York | ME |  |  | CMP/Eversource 345 kV Line 391 from Buxton substation to Scobie Pond substation (approx. 27.7 miles from Buxton substation) |  | 2022-12-31 |  | Document Posted | Document Posted |  |  | Executed | [27 empty] | 2021-08-12 |  |  |  |  | G | 150 | 150 | [5 empty] | Under Study | [33 empty] | 2021-08-12 15:31 | 2022-12-15 | TRUE | TRUE
NEISO | Cogen DG | 622 | 2016-10-17 |  |  |  | GT |  |  |  | NG | [7 empty] | 43 | [8 empty] | Middlesex | MA |  |  | Putnum Station 831 |  | 2021-09-30 | [38 empty] | G | 43 | 43 | [39 empty] | 2022-04-29 12:24 | 2020-08-31 | TRUE | TRUE
NEISO | Wind | 621 | 2016-10-17 |  |  |  | WT |  |  |  | WND | [7 empty] | 93.6 | [8 empty] | Somerset | ME |  |  | CMP Section 3023 345 kV line (via Johnson Mountain substation) |  | 2020-01-15 |  | Not Started | [31 empty] | 2018-04-12 |  |  |  |  | G | 93.6 | 93.6 | [5 empty] | Under Study | [33 empty] | 2018-04-12 10:01 | 2019-12-30 | FALSE | FALSE
NEISO | Solar | 620 | 2016-10-07 |  |  |  | PV |  |  |  | SUN | [7 empty] | 75 | [8 empty] | Washington | ME |  |  | Emera 115 kV Deblois substation |  | 2022-05-31 |  | Document Posted | Document Posted |  |  | In Progress | [27 empty] | 2020-08-12 |  |  |  |  | G | 75 | 75 | [39 empty] | 2020-08-13 07:49 | 2022-05-15 | TRUE | TRUE
NEISO | Bi-directional AC LIne | 619 | 2016-09-16 | [24 empty] | Berkshire | MA |  |  | NY Alps 345 kV Substation to WMECO Berkshire 345 kV substation |  | 2021-12-31 | [33 empty] | 2017-01-25 |  |  |  |  | ETU | [41 empty] | 2017-01-25 15:01 | 2021-11-30 | FALSE | FALSE
NEISO | Bay State Offshore Wind 1 | 618 | 2016-08-01 |  |  |  | WT |  |  |  | WND | [7 empty] | 800 | [9 empty] | MA |  |  | National Grid, 345 kV Brayton Point Substation, Somerset, MA |  | 2026-05-31 |  | Document Posted | Document Posted | Document Posted |  | Executed | [27 empty] | 2022-08-10 |  |  |  |  | G | 800 | 800 | [39 empty] | 2022-08-10 12:59 | 2025-09-21 | TRUE | TRUE
NEISO | Simple Cycle Gas Turbine | 617 | 2016-07-22 |  |  |  | GT |  |  |  | DFO NG | [7 empty] | 61.851 | [8 empty] | Essex | MA |  |  | Peabody Waters River Substation |  | 2024-06-29 | [38 empty] | G | 61.851 | 67.851 | [39 empty] | 2024-07-23 11:46 | 2024-01-11 | TRUE | TRUE
NEISO | Solar | 616 | 2016-07-01 |  |  |  | PV |  |  |  | SUN | [7 empty] | 19.9 | [8 empty] | Windsor | VT |  |  | 115 kV Cooolidge Substation |  | 2017-07-01 | [33 empty] | 2016-07-13 |  |  |  |  | G | [41 empty] | 2016-07-14 07:58 | 2017-06-15 | FALSE | FALSE
NEISO | Solar | 615 | 2016-06-28 |  |  |  | PV |  |  |  | SUN | [7 empty] | 78.4 | [8 empty] | Cheshire | NH |  |  | Mondanock to Ashburnham Eversource 115 kV line |  | 2018-07-01 | [33 empty] | 2016-07-13 |  |  |  |  | G | 78.4 | 78.4 | [39 empty] | 2016-07-14 07:58 | 2018-06-15 | FALSE | FALSE
NEISO | Solar | 614 | 2016-06-28 |  |  |  | PV |  |  |  | SUN | [7 empty] | 78.4 | [8 empty] | Franklin | ME |  |  | CMP Sturtevant Substation - 115 kV |  | 2018-07-01 | [33 empty] | 2016-07-13 |  |  |  |  | G | 78.4 | 78.4 | [39 empty] | 2016-07-14 07:59 | 2018-06-15 | FALSE | FALSE
NEISO | Solar | 613 | 2016-06-28 |  |  |  | PV |  |  |  | SUN | [7 empty] | 63 | [8 empty] | Windham | CT |  |  | Killingly to Tunnel 115 kV line |  | 2018-07-01 | [33 empty] | 2016-07-13 |  |  |  |  | G | 63 | 63 | [39 empty] | 2016-07-14 07:59 | 2018-06-15 | FALSE | FALSE
NEISO | Medway Hydro - CNR only | 612 | 2016-04-26 |  |  |  | HD |  |  |  | WAT | [7 empty] | 0 | [8 empty] | Penobscot | ME |  |  | Medway Substation |  | 2017-08-14 | [5 empty] | Executed | [32 empty] | G | 4.003 | 4.003 | [5 empty] | In Service | [33 empty] | 2017-09-25 15:30 | 2017-08-14 | FALSE | FALSE
NEISO | Combustion Turbine | 611 | 2016-04-25 |  |  |  | GT |  |  |  | NG | [7 empty] | 102 | [8 empty] | Fairfield | CT |  |  | Eversource Energy 115kV MiddleRiver Substation Danbury, CT |  | 2019-06-01 |  |  | Document Posted |  |  | In Progress | [27 empty] | 2018-01-04 |  |  |  |  | G | 102 | 102 | [39 empty] | 2018-01-04 09:19 | 2019-01-01 | TRUE | FALSE
NEISO | Steam Turbines | 610 | 2016-04-22 |  |  |  | ST |  |  |  | BLQ DFO KER WDS | [7 empty] | 75 | [8 empty] | Franklin | ME |  |  | Central Maine Power (CMP) Riley 115kV Section 230 (K230-2) |  | 2018-05-31 |  | Document Posted | [31 empty] | 2017-03-24 |  |  |  |  | G | 75 | 80 | [39 empty] | 2017-03-27 09:14 | 2018-05-30 | FALSE | FALSE
NEISO | Gas Turbine Upgrade | 609 | 2016-04-22 |  |  |  | GT |  |  |  | DFO | [7 empty] | 23.52 | [8 empty] | New Haven | CT |  |  | POI is the CL&amp;P Devon 115kv Substation |  | 2020-05-31 | [33 empty] | 2016-06-03 |  |  |  |  | G | 162 | 162 | [39 empty] | 2016-06-03 15:37 | 2020-04-21 | FALSE | FALSE
NEISO | Combined Cycle GT | 608 | 2016-04-22 |  |  |  | CC |  |  |  | NG WO | [7 empty] | 68.01 | [8 empty] | Bristol | MA |  |  | Located at current Cleary node 375,376 interconnected with National Grid s-8 and v-5 line, SEMA load zone. |  | 2020-05-01 | [33 empty] | 2016-05-24 |  |  |  |  | G | 68.01 | 69.5 | [39 empty] | 2016-05-24 15:02 | 2019-12-31 | FALSE | FALSE
NEISO | Canton Mountain Wind CNR Only | 607 | 2016-04-21 |  |  |  | WT |  |  |  | WND | [7 empty] | 0 | [8 empty] | Oxford | ME |  |  | CMP Ludden Lane Substation, Canton, Maine |  | 2017-12-01 | [5 empty] | Executed | [32 empty] | G | 22.8 | 22.8 | [5 empty] | In Service | [33 empty] | 2017-11-29 08:44 | 2017-10-18 | FALSE | FALSE
NEISO | Huntington Falls 2017 Upgrades | 606 | 2016-04-21 |  |  |  | HD |  |  |  | WAT | [7 empty] | 1.59 | [8 empty] | Chittenden | VT |  |  | GMP Huntington Falls Substation 46 kV Circuit Breaker BB-10 |  | 2017-04-12 | [5 empty] | Executed | [32 empty] | G | 1.24 | 1.24 | [5 empty] | In Service | [33 empty] | 2017-06-08 09:32 | 2017-03-13 | TRUE | TRUE
NEISO | Sanford Airport Solar CNR only | 605 | 2016-04-21 |  |  |  | PV |  |  |  | SUN | [7 empty] | 0 | [8 empty] | York | ME |  |  | CMP Sanford 115kV substation |  | 2020-11-07 | [5 empty] | Executed | [32 empty] | G | 50 | 50 | [5 empty] | In Service | [33 empty] | 2020-11-09 16:12 | 2020-10-06 | FALSE | FALSE
NEISO | Lake Road CNR Only (see Q534) | 604 | 2016-04-20 |  |  |  | CC |  |  |  | NG | [7 empty] | 0 | [8 empty] | Windham | CT |  |  | 345kV Lake Road 27E Substation |  | 2018-05-20 | [5 empty] | Executed | [32 empty] | G | 882 | 951 | [39 empty] | 2018-08-01 15:58 | 2017-11-26 | FALSE | FALSE
NEISO | Essential Power Newington - CNRC Increase | 603 | 2016-04-15 |  |  |  | CC |  |  |  | DFO NG | [7 empty] | 0 | [8 empty] | Rockingham | NH |  |  | Public Service New Hampshire Newington Switchyard - Gosling Road, Newington, NH |  | 2016-10-28 | [38 empty] | G | 596.1 | 634.9 | [39 empty] | 2022-06-15 12:49 | 2016-10-28 | FALSE | FALSE
NEISO | Moore Station Uprate | 602 | 2016-04-14 |  |  |  | HW |  |  |  | WAT | [7 empty] | 4.6 | [8 empty] | Grafton | NH |  |  | NGRID at Moore power station switchyard 230kV |  | 2023-10-18 |  | Document Posted | Document Posted |  |  | Executed | [32 empty] | G | 195.9 | 195.9 | [5 empty] | In Service | [33 empty] | 2023-10-25 10:59 | 2023-09-22 | TRUE | TRUE
NEISO | Combined Cycle Upgrade | 601 | 2016-04-14 |  |  |  | CC |  |  |  | DFO NG | [7 empty] | 40 | [8 empty] | Providence | RI |  |  | NGRID 345kV Sherman Road (existing OSP I and II switchyard) |  | 2020-05-31 |  | Not Started | [31 empty] | 2017-08-28 |  |  |  |  | G | 655.873 | 689.794 | [5 empty] | Under Study | [33 empty] | 2017-08-28 16:19 | 2020-03-01 | FALSE | FALSE
NEISO | Combined Cycle Uprate | 600 | 2016-04-14 |  |  |  | CC |  |  |  | DFO NG | [7 empty] | 21.077 | [8 empty] | Providence | RI |  |  | NGRID 345kV Sherman Road (existing OSP I and II switchyard) |  | 2016-07-31 |  | Not Started | [31 empty] | 2017-08-28 |  |  |  |  | G | 615.873 | 649.794 | [5 empty] | Under Study | [33 empty] | 2017-08-28 16:18 | 2016-07-15 | FALSE | FALSE
NEISO | Solar | 599 | 2016-04-05 |  |  |  | PV |  |  |  | SUN | [7 empty] | 65 | [8 empty] | Cheshire | NH |  |  | NGrid 115kV line from Vernon road tap to the Vernon Road Substation |  | 2018-04-18 |  |  | In Progress | [30 empty] | 2018-01-23 |  |  |  |  | G | 65 | 65 | [5 empty] | Under Study | [33 empty] | 2018-01-23 16:25 | 2018-04-15 | FALSE | FALSE
NEISO | Combined Cycle | 598 | 2016-03-07 |  |  |  | CC |  |  |  | DFO NG | [7 empty] | 563 | [8 empty] | Windham | CT |  |  | Killingly/Lake Road 345 kV |  | 2022-03-01 |  |  | Document Posted |  |  | In Progress | [27 empty] | 2018-03-28 |  |  |  |  | G | 563 | 576 | [39 empty] | 2018-03-28 16:13 | 2021-09-01 | TRUE | FALSE
NEISO | Hydro | 597 | 2016-02-24 |  |  |  | HD |  |  |  | WAT | [7 empty] | 28.325 | [8 empty] | Oxford/Franklin/Androscoggin | ME |  |  | CMP Section 230 (115 kV) at southeast end, high side of Verso Androscoggin substation |  | 2019-06-01 |  | Document Posted | Not Started | [30 empty] | 2018-04-20 |  |  |  |  | G | 28.325 | 28.325 | [5 empty] | Under Study | [33 empty] | 2018-04-20 08:37 | 2019-05-31 | FALSE | FALSE
NEISO | Combined Cycle | 596 | 2016-02-08 |  |  |  | CC |  |  |  | DFO NG | [7 empty] | 1120 | [8 empty] | Windham | CT |  |  | Killingly or Lake Road 345 kV |  | 2020-06-01 |  | In Progress | [31 empty] | 2017-05-19 |  |  |  |  | G | 1120 | 1170 | [5 empty] | Under Study | [33 empty] | 2017-05-19 13:39 | 2019-10-01 | FALSE | FALSE
NEISO | Bridgeport Energy PSS Tuning | 595 | 2016-02-08 |  |  |  | GT |  |  |  | NG | [7 empty] | 0 | [8 empty] | Fairfield | CT |  |  | UI Singer Substation |  | 2016-10-28 |  |  | Document Posted |  |  | Executed | [32 empty] | G | 578 | 588 | [5 empty] | In Service | [33 empty] | 2017-06-26 14:07 | 2016-10-28 | TRUE | TRUE
NEISO | Wind | 594 | 2016-01-27 |  |  |  | WT |  |  |  | WND | [7 empty] | 0 | [8 empty] | Franklin | ME |  |  | CMP&#39;&#39;s existing Orrington - Albion Road 345 kV line section 3023 |  | 2019-10-31 |  |  | Not Started | [30 empty] | 2018-04-09 |  |  |  |  | G | 245.48 | 245.48 | [5 empty] | Under Study | [33 empty] | 2018-04-09 10:28 | 2019-08-01 | FALSE | FALSE
NEISO | Wind | 593 | 2016-01-27 |  |  |  | WT |  |  |  | WND | [7 empty] | 0 | [8 empty] | Franklin | ME |  |  | CMP&#39;&#39;s Orrington - Albion Road 345 kV line, section 3023 |  | 2019-10-31 |  |  | Not Started | [30 empty] | 2018-04-09 |  |  |  |  | G | 216.41 | 216.41 | [5 empty] | Under Study | [33 empty] | 2018-04-09 10:27 | 2019-08-01 | FALSE | FALSE
NEISO | Bear Swamp Unit 1 and 2 Upgrade | 592 | 2016-01-21 |  |  |  | PS |  |  |  | WAT | [7 empty] | 66 | [8 empty] | Berkshire | MA |  |  | GRID 230 kV Bear Swamp substation |  | 2023-01-06 |  |  | Document Posted |  |  | Executed | [32 empty] | G | 663 | 663 | [5 empty] | Partially In Service | [33 empty] | 2023-01-09 10:03 | 2022-12-01 | TRUE | TRUE
NEISO | AC Line | 591 | 2016-01-20 | [15 empty] | 400 | [8 empty] | Cumberland | ME |  |  | CMP Surowiec Area |  | 2019-11-30 |  |  | Not Started | [30 empty] | 2018-04-12 |  |  |  |  | ETU | 400 | 400 | [5 empty] | Under Study | [33 empty] | 2018-04-12 09:53 | 2019-10-31 | FALSE | FALSE
NEISO | AC Line from NMISA to Chester and Pittsfield, ME | 590 | 2016-01-11 | [15 empty] | 1200 | [8 empty] | Somerset and Penobscot | ME |  |  | Emera Keene Rd substation and CMP Section 3023 345 kV Line |  | 2019-12-31 |  |  | Not Started | [30 empty] | 2018-04-12 |  |  |  |  | ETU | 1200 | 1200 | [5 empty] | Under Study | [33 empty] | 2018-04-12 09:49 | 2019-11-30 | FALSE | FALSE
NEISO | AC Line to Pittsfield, ME | 589 | 2016-01-11 | [15 empty] | 550 | [8 empty] | Somerset | ME |  |  | CMP Section 3023 345 kV Line |  | 2019-12-31 |  |  | Not Started | [30 empty] | 2018-04-12 |  |  |  |  | ETU | 550 | 550 | [5 empty] | Under Study | [33 empty] | 2018-04-12 09:43 | 2019-11-30 | FALSE | FALSE
NEISO | Quinebaug Solar | 588 | 2016-01-07 |  |  |  | PV |  |  |  | SUN | [7 empty] | 49 | [8 empty] | Windham | CT |  |  | Killingly to Tunnel 115 kV line (approx 5.5 miles south of Brooklyn Substation) GPS Coordinates: - 71 55’ 27.9” W - 41 44’ 14.21” N |  | 2021-12-18 |  |  | Document Posted |  |  | Executed | [32 empty] | G | 49 | 49 | [5 empty] | In Service | [33 empty] | 2021-12-27 14:16 | 2021-12-11 | TRUE | TRUE
NEISO | Solar | 587 | 2016-01-07 |  |  |  | PV |  |  |  | SUN | [7 empty] | 98 | [8 empty] | Cheshire | NH |  |  | 115 kV Eversource Fitzwilliam Substation |  | 2018-07-01 |  |  | Not Started | [30 empty] | 2016-09-28 |  |  |  |  | G | 98 | 98 | [39 empty] | 2016-09-29 07:52 | 2018-06-15 | FALSE | FALSE
NEISO | Hemphill Increase | 586 | 2016-01-04 |  |  |  | ST |  |  |  | WDS | [7 empty] | 3.363 | [8 empty] | Sullivan | NH |  |  | 34.5 Kv PSNH 316 Utility Line |  | 2016-10-28 |  |  | Not Required |  |  | Executed | [32 empty] | G | 17.5 | 17.5 | [5 empty] | In Service | [33 empty] | 2016-10-28 14:15 | 2016-10-28 | TRUE | TRUE
NEISO | HVDC Tie NB to Mystic | 585 | 2015-12-14 | [15 empty] | 900 | [8 empty] | Middlesex | MA |  |  | NB 345 kV Coleson Cove substation to NSTAR 345 kV Mystic substation |  | 2020-12-30 |  | Not Started | [31 empty] | 2018-03-05 |  |  |  |  | ETU | 900 | 900 | [39 empty] | 2018-03-05 15:26 | 2020-11-30 | FALSE | FALSE
NEISO | ETU CNI only (see Q508) | 584 | 2015-12-10 | [15 empty] | 0 | [8 empty] | Berkshire | MA |  |  | NY Alps substation to WMECO Berkshire substation |  | 2019-08-31 |  |  | Document Posted |  |  | In Progress | [27 empty] | 2018-10-31 |  |  |  |  | ETU | 0 | 0 | [39 empty] | 2018-10-31 15:31 | 2019-07-31 | FALSE | FALSE
NEISO | Sanford Airport Solar | 583 | 2015-12-04 |  |  |  | PV |  |  |  | SUN | [7 empty] | 50 | [8 empty] | York | ME |  |  | CMP Sanford 115kV Substation |  | 2020-11-07 |  |  | Document Posted |  |  | Executed | [32 empty] | G | 50 | 50 | [5 empty] | In Service | [33 empty] | 2020-11-09 16:11 | 2020-10-06 | TRUE | TRUE
NEISO | Solar | 582 | 2015-12-02 |  |  |  | PV |  |  |  | SUN | [7 empty] | 3.11 | [8 empty] | Worcester | MA |  |  | POI is the GRID 69KV switchyard at the Harrington Street Facility. 229 Harrington Street, East Brookfield, MA. National Grid has this information. |  | 2017-12-01 |  |  | Document Posted |  |  | In Progress | [27 empty] | 2018-02-05 |  |  |  |  | G | 3.105 | 3.105 | [39 empty] | 2018-02-05 08:41 | 2017-11-01 | TRUE | FALSE
NEISO | Solar | 581 | 2015-12-02 |  |  |  | PV |  |  |  | SUN | [7 empty] | 2.66 | [8 empty] | Worcester | MA |  |  | POI is the GRID 69KV switchyard at the Harrington Street Facility. 229 Harrington Street, East Brookfield, MA. National Grid has this information. |  | 2017-12-01 |  |  | Document Posted |  |  | In Progress | [27 empty] | 2018-02-05 |  |  |  |  | G | 2.66 | 2.66 | [39 empty] | 2018-02-05 08:40 | 2017-11-01 | TRUE | FALSE
NEISO | Combined Cycle | 580 | 2015-11-30 |  |  |  | CC |  |  |  | DFO NG | [7 empty] | 1020 | [8 empty] | Worcester | MA |  |  | Anticipated interconnection is the National Grid 345kV line 366 between the West Farnum and Millbury substations, and/or the Eversource 345kV line 3361 between Sherman Rd and Blackstone. |  | 2020-05-31 |  |  | Not Started | [30 empty] | 2016-05-17 |  |  |  |  | G | 1020 | 1030 | [39 empty] | 2016-05-18 08:28 | 2020-01-15 | FALSE | FALSE
NEISO | Energy Center | 579 | 2015-11-25 |  |  |  | OT |  |  |  | NG OTH | [7 empty] | 570.1 | [8 empty] | Cheshire | NH |  |  | Eversource (PSNH) 379 line crossing Forest Lake Road (POI will be south of Forest Lake Road), which is in close proximity to the Project site. |  | 2020-06-01 |  | Not Started | [31 empty] | 2016-04-21 |  |  |  |  | G | 570.1 | 569.6 | [5 empty] | Under Study | [33 empty] | 2016-04-21 14:52 | 2020-03-01 | FALSE | FALSE
NEISO | Solar | 578 | 2015-11-20 |  |  |  | PV |  |  |  | SUN | [7 empty] | 152 | [8 empty] | Somerset | ME |  |  | CMP Larrabee Road 345 kV. |  | 2019-10-31 |  |  | In Progress | [30 empty] | 2019-08-08 |  |  |  |  | G | 152 | 152 | [39 empty] | 2019-08-08 11:21 | 2019-08-01 | TRUE | FALSE
NEISO | Battery Storage | 577 | 2015-11-12 |  |  |  | OT |  |  |  | WND BAT | [7 empty] | 25.08 | [8 empty] | Frqanklin | ME |  |  | CMP Larrabee Road Station,345 kV |  | 2019-11-09 |  |  | In Progress | [30 empty] | 2019-08-08 |  |  |  |  | G | 270.46 | 270.46 | [39 empty] | 2019-08-08 11:20 | 2019-08-01 | TRUE | FALSE
NEISO | Battery Storage | 576 | 2015-11-12 |  |  |  | OT |  |  |  | WND BAT | [7 empty] | 52.26 | [8 empty] | Franklin | ME |  |  | CMP Larrabee Road station 345 kV |  | 2019-10-31 |  |  | In Progress | [30 empty] | 2019-08-08 |  |  |  |  | G | 241.49 | 241.49 | [39 empty] | 2019-08-08 11:20 | 2019-08-01 | TRUE | FALSE
NEISO | Casco Bay Energy Storage | 575 | 2015-11-03 |  |  |  | OT |  |  |  | BAT | [7 empty] | 16.2 | [8 empty] | Cumberland | ME |  |  | CMP&#39;&#39;s PTF 115kV Upper Bus at William F Wyman Station |  | 2016-12-31 |  |  | Document Posted |  |  | Executed | [32 empty] | G | 16.2 | 16.2 | [5 empty] | In Service | [33 empty] | 2017-08-25 10:39 | 2016-12-02 | TRUE | TRUE
NEISO | Wind | 574 | 2015-11-03 |  |  |  | WT |  |  |  | WND | [7 empty] | 216.41 | [8 empty] | Franklin | ME |  |  | CMP Larrabee Road Station 345 kV |  | 2019-10-31 |  |  | In Progress | [30 empty] | 2019-08-08 |  |  |  |  | G | 216.41 | 216.41 | [39 empty] | 2019-08-08 11:19 | 2019-08-01 | TRUE | FALSE
NEISO | Wind | 573 | 2015-11-03 |  |  |  | WT |  |  |  | WND | [7 empty] | 245.38 | [8 empty] | Franklin | ME |  |  | CMP Larrabee Road Station 345 kV |  | 2019-10-31 |  |  | In Progress | [30 empty] | 2019-08-08 |  |  |  |  | G | 245.38 | 245.38 | [39 empty] | 2019-08-08 11:18 | 2019-08-01 | TRUE | FALSE
NEISO | Wind | 572 | 2015-11-03 |  |  |  | WT |  |  |  | WND | [7 empty] | 113 | [8 empty] | Franklin | ME |  |  | CMP Larrabee Road 345 kV station |  | 2019-10-31 |  |  | Not Started | [30 empty] | 2018-04-09 |  |  |  |  | G | 113 | 113 | [5 empty] | Under Study | [33 empty] | 2018-04-09 09:22 | 2019-08-01 | FALSE | FALSE
NEISO | Wyman Area to Larabee Rd Line | 571 | 2015-11-02 | [15 empty] | 850 | [8 empty] | Somerset/Androscoggin | ME |  |  | Wyman Area to CMP Larabee Rd 345 kV sub |  | 2019-11-30 |  |  | In Progress | [30 empty] | 2019-08-08 |  |  |  |  | ETU | 850 | 850 | [39 empty] | 2019-08-08 11:18 | 2019-10-31 | TRUE | FALSE
NEISO | Kendall Revised Reconfiguration Project | 570 | 2015-10-21 |  |  |  | CC |  |  |  | DFO NG | [7 empty] | 0 | [8 empty] | Middlesex | MA |  |  | Where line 875-539 interconnects with TO&#39;&#39;s 115KV bus at station |  | 2016-05-31 | [5 empty] | Executed | [32 empty] | G | 250 | 250 | [5 empty] | In Service | [33 empty] | 2016-05-31 12:28 | 2016-05-31 | FALSE | FALSE
NEISO | HVDC from ME to MA (MA import only) | 569 | 2015-10-16 | [15 empty] | 1200 | [8 empty] | Plymouth | MA |  |  | Emera Orrington 345 kV substation to Eversource Jordan Rd |  | 2021-12-31 |  | Document Posted | [31 empty] | 2018-06-25 |  |  |  |  | ETU | 1200 | 1200 | [39 empty] | 2018-06-25 10:46 | 2021-11-30 | FALSE | FALSE
NEISO | Solar | 568 | 2015-09-25 |  |  |  | PV |  |  |  | SUN | [7 empty] | 10 | [8 empty] | Rockingham | NH |  |  | Unitil 34.5 kV W. Port. St. sub |  | 2021-11-01 | [33 empty] | 2021-03-11 |  |  |  |  | G | 10 | 10 | [39 empty] | 2021-03-11 15:12 | 2021-10-15 | TRUE | TRUE
NEISO | Solar | 567 | 2015-09-11 |  |  |  | PV |  |  |  | SUN | [7 empty] | 196 | [8 empty] | Franklin | VT |  |  | VELCO Highgate Substation - 345 kV Bus |  | 2017-07-01 | [33 empty] | 2015-09-21 |  |  |  |  | G | 196 | 196 | [39 empty] | 2015-09-21 14:17 | 2017-06-15 | FALSE | FALSE
NEISO | Solar | 566 | 2015-09-09 |  |  |  | PV |  |  |  | SUN | [7 empty] | 19.9 | [8 empty] | Rutland | VT |  |  | VELCO Florence Substation - 46 kV |  | 2016-12-01 |  |  | Not Started | [30 empty] | 2016-04-15 |  |  |  |  | G | 19.9 | 19.9 | [5 empty] | Under Study | [33 empty] | 2016-04-18 08:18 | 2016-11-01 | FALSE | FALSE
NEISO | Coolidge Solar | 565 | 2015-09-08 |  |  |  | PV |  |  |  | SUN | [7 empty] | 19.9 | [8 empty] | Windsor | VT |  |  | 115 kV Coolidge Substation |  | 2018-12-20 |  |  | Document Posted |  |  | Executed | [32 empty] | G | 19.9 | 19.9 | [5 empty] | In Service | [33 empty] | 2018-12-20 10:25 | 2018-12-12 | TRUE | TRUE
NEISO | Solar | 564 | 2015-09-04 |  |  |  | PV |  |  |  | SUN | [7 empty] | 19.9 | [8 empty] | Franklin | VT |  |  | 115 kV Highgate Substation |  | 2016-12-01 | [33 empty] | 2016-02-24 |  |  |  |  | G | 19.9 | 19.9 | [39 empty] | 2016-02-24 14:11 | 2016-11-15 | FALSE | FALSE
NEISO | Solar | 563 | 2015-09-01 |  |  |  | PV |  |  |  | SUN | [7 empty] | 20 | [8 empty] | Rutland | VT |  |  | VELCO 46 kV bus at Florence Substation |  | 2016-11-01 | [33 empty] | 2015-09-03 |  |  |  |  | G | 20 | 20 | [39 empty] | 2015-09-08 12:23 | 2016-10-01 | FALSE | FALSE
NEISO | Solar | 562 | 2015-08-27 |  |  |  | PV |  |  |  | SUN | [7 empty] | 20 | [8 empty] | Orleans | VT |  |  | VEC Irasburg H16 46 kV line |  | 2017-08-31 | [33 empty] | 2017-05-24 |  |  |  |  | G | 20 | 20 | [39 empty] | 2017-05-24 15:44 | 2017-07-31 | FALSE | FALSE
NEISO | Solar | 561 | 2015-08-27 |  |  |  | PV |  |  |  | SUN | [7 empty] | 20 | [8 empty] | Franklin | VT |  |  | VEC Highgate to Rock Tenn 46 kV line |  | 2017-08-31 | [33 empty] | 2017-01-25 |  |  |  |  | G | 20 | 20 | [39 empty] | 2017-01-26 09:49 | 2017-07-31 | FALSE | FALSE
NEISO | Solar | 560 | 2015-08-27 |  |  |  | PV |  |  |  | SUN | [7 empty] | 20 | [8 empty] | Orange | VT |  |  | GMP 46 kV Randolph Center Substation |  | 2016-12-01 | [33 empty] | 2015-10-29 |  |  |  |  | G | 20 | 20 | [39 empty] | 2015-10-30 09:54 | 2016-11-01 | FALSE | FALSE
NEISO | solar | 559 | 2015-08-12 |  |  |  | PV |  |  |  | SUN | [7 empty] | 20 | [8 empty] | Windsor | VT |  |  | 115 kV Coolidge substation |  | 2016-12-01 | [33 empty] | 2015-09-03 |  |  |  |  | G | 20 | 20 | [39 empty] | 2015-09-08 12:22 | 2016-11-15 | FALSE | FALSE
NEISO | solar | 558 | 2015-08-12 |  |  |  | PV |  |  |  | SUN | [7 empty] | 20 | [8 empty] | Franklin | VT |  |  | 115 kV Highgate Substation |  | 2016-12-01 | [33 empty] | 2015-09-03 |  |  |  |  | G | 20 | 20 | [39 empty] | 2015-09-08 12:21 | 2016-11-15 | FALSE | FALSE
NEISO | Farminton Solar | 557 | 2015-08-10 |  |  |  | PV |  |  |  | SUN | [7 empty] | 78.4 | [8 empty] | Franklin | ME |  |  | CMP Sturtevant Substation - 115 kV |  | 2021-10-27 |  |  | Document Posted |  |  | Executed | [32 empty] | G | 78.4 | 78.4 | [5 empty] | Under Construction | [33 empty] | 2021-10-27 10:38 | 2021-09-09 | TRUE | TRUE
NEISO | Wind Farm | 556 | 2015-08-07 |  |  |  | WT |  |  |  | WND | [7 empty] | 79.2 | [8 empty] | Somerset | ME |  |  | CMP Wyman - Harris 115 kV |  | 2019-12-01 |  | Not Started | [31 empty] | 2017-04-27 |  |  |  |  | G | 79.2 | 79.2 | [5 empty] | Under Study | [33 empty] | 2017-04-27 13:38 | 2019-09-01 | FALSE | FALSE
NEISO | Wind farm | 555 | 2015-08-07 |  |  |  | WT |  |  |  | WND | [7 empty] | 39.6 | [8 empty] | Oxford | ME |  |  | CMP Rumford-Kimball Road 115 kV |  | 2019-12-01 |  | Document Posted | Document Posted | Not Started | [29 empty] | 2019-01-18 |  |  |  |  | G | 39.6 | 39.6 | [39 empty] | 2019-01-18 12:08 | 2019-09-01 | TRUE | FALSE
NEISO | Southbridge LFGTE Engine 2 | 554 | 2015-06-18 |  |  |  | IC |  |  |  | LFG | [7 empty] | 1.6 | [8 empty] | Worcester | MA |  |  | National Grid 413L4 (Existing facility POI) |  | 2018-08-18 |  |  | Document Posted |  |  | Executed | [27 empty] | 2017-07-05 |  |  |  |  | G | 3.2 | 3.2 | [39 empty] | 2017-07-05 12:55 | 2018-07-25 | TRUE | FALSE
NEISO | Solar | 553 | 2015-06-12 |  |  |  | PV |  |  |  | SUN | [7 empty] | 19.9 | [8 empty] | Franklin | ME |  |  | 115 kV Sturtevant sub |  | 2016-12-01 |  |  | Not Started | [30 empty] | 2015-08-28 |  |  |  |  | G | 19.9 | 19.9 | [5 empty] | Under Study | [33 empty] | 2015-08-28 14:06 | 2016-11-15 | FALSE | FALSE
NEISO | Nutmeg Solar, LLC | 552 | 2015-06-12 |  |  |  | PV |  |  |  | SUN | [7 empty] | 19.9 | [8 empty] | Hartford | CT |  |  | 115kV Sitico Sub |  | 2020-12-07 |  |  | Document Posted |  |  | Executed | [32 empty] | G | 19.9 | 19.9 | [5 empty] | In Service | [33 empty] | 2020-12-08 11:02 | 2020-11-15 | TRUE | TRUE
NEISO | Solar | 551 | 2015-06-12 |  |  |  | PV |  |  |  | SUN | [7 empty] | 19.9 | [8 empty] | Windsor | VT |  |  | 115kV Coolidge sub |  | 2016-12-01 | [33 empty] | 2015-08-04 |  |  |  |  | G | 19.9 | 19.9 | [39 empty] | 2015-08-04 13:34 | 2016-11-15 | FALSE | FALSE
NEISO | Solar | 550 | 2015-06-12 |  |  |  | PV |  |  |  | SUN | [7 empty] | 19.9 | [8 empty] | Franklin | VT |  |  | 115 kV Highgate Sub |  | 2016-12-01 | [33 empty] | 2015-08-04 |  |  |  |  | G | 19.9 | 19.9 | [39 empty] | 2015-08-04 13:34 | 2016-11-15 | FALSE | FALSE
NEISO | Combined Cycle | 549 | 2015-05-28 |  |  |  | CC |  |  |  | DFO NG | [7 empty] | 870 | [8 empty] | Newport | RI |  |  | interconnection on NGRID 115kV M13 &amp; L14 lines connecting to Somerset and Bell Rock substations |  | 2020-05-01 | [33 empty] | 2015-07-09 |  |  |  |  | G | 870 | 893 | [39 empty] | 2015-07-13 08:29 | 2020-01-02 | FALSE | FALSE
NEISO | Combined Cycle | 548 | 2015-05-28 |  |  |  | CC |  |  |  | DFO NG | [7 empty] | 870 | [8 empty] | Plymouth | MA |  |  | interconnection between Carver and Tremont substations (NSTAR 115kV Lines 127/128 and 134): ALT connection 345kV Carver substation |  | 2020-05-01 |  | Document Posted | [31 empty] | 2016-05-19 |  |  |  |  | G | 870 | 893 | [39 empty] | 2016-05-20 08:11 | 2020-01-02 | FALSE | FALSE
NEISO | Wind uprate | 547 | 2015-04-28 |  |  |  | WT |  |  |  | WND | [7 empty] | 2.93 | [8 empty] | Penobscot | ME |  |  | Existing connection between Emera Maine 115kV lines 64 and 97 |  | 2018-12-31 |  |  | Not Started | [30 empty] | 2018-05-31 |  |  |  |  | G | 42.9 | 42.9 | [5 empty] | Under Study | [33 empty] | 2018-05-31 14:50 | 2018-12-01 | FALSE | FALSE
NEISO | NEA Bell. Uprate (Northeast Energy Associates, LP) | 546 | 2015-03-04 |  |  |  | CC |  |  |  | DFO NG | [7 empty] | 1.393 | [8 empty] | Norfolk | MA |  |  | 345 kV NEA Bellingham substation |  | 2018-07-31 | [5 empty] | Executed | [32 empty] | G | 314.7 | 340.241 | [5 empty] | Under Construction | [33 empty] | 2019-05-21 11:03 | 2018-07-15 | FALSE | FALSE
NEISO | Proctor Hydroelectric Station Uprate | 545 | 2015-03-03 |  |  |  | HD |  |  |  | WAT | [7 empty] | 3.241 | [8 empty] | Rutland | VT |  |  | GMP Proctor Substation 46kV Circuit Breaker BB8 |  | 2015-06-25 | [5 empty] | Executed | [32 empty] | G | 2 | 2 | [5 empty] | In Service | [33 empty] | 2015-06-29 14:44 | 2015-05-02 | FALSE | TRUE
NEISO | Increase RISEC Winter CNR | 544 | 2015-03-03 |  |  |  | CC |  |  |  | NG | [7 empty] | 0 | [8 empty] | Providence | RI |  |  | 115 kV RISE substation |  | 2015-08-17 | [5 empty] | Executed | [32 empty] | G | 613 | 625 | [5 empty] | In Service | [33 empty] | 2015-08-18 16:01 | 2015-08-17 | FALSE | FALSE
NEISO | Antrim Wind | 543 | 2015-03-02 |  |  |  | WT |  |  |  | WND | [7 empty] | 28.4 | [8 empty] | Hillsborough | NH |  |  | Proposed POI is to PSNH 115 kV line L163. |  | 2019-12-24 |  |  | Document Posted |  |  | Executed | [32 empty] | G | 28.4 | 28.4 | [5 empty] | Under Construction | [33 empty] | 2019-12-30 13:33 | 2019-08-16 | TRUE | TRUE
NEISO | combustion turbine | 542 | 2015-03-02 |  |  |  | GT |  |  |  | DFO NG | [7 empty] | 97 | [8 empty] | Norfolk | MA |  |  | NSTAR 115kV Edgar substation |  | 2018-02-01 |  | Document Posted | [31 empty] | 2016-04-18 |  |  |  |  | G | 97 | 97 | [39 empty] | 2016-04-18 12:22 | 2017-12-01 | FALSE | FALSE
NEISO | Combined cycle (alt to Q442/472) | 541 | 2015-03-02 |  |  |  | CC |  |  |  | DFO NG | [7 empty] | 431 | [8 empty] | Hampden | MA |  |  | 115kV Line 1302 between Buck Pond and Pochassic substations, approximately 1 mile south of Buck Pond |  | 2019-03-01 |  | In Progress | [31 empty] | 2016-02-16 |  |  |  |  | G | 431 | 452 | [5 empty] | Under Study | [33 empty] | 2016-02-17 07:58 | 2018-06-01 | FALSE | FALSE
NEISO | CPV Towantic Increase | 540 | 2015-03-02 |  |  |  | CC |  |  |  | DFO NG | [7 empty] | 55.5 | [8 empty] | New Haven | CT |  |  | CL&amp;P 115kV Lines 1575, 1585 &amp; 1990 |  | 2018-05-21 |  |  | Document Posted |  |  | Executed | [32 empty] | G | 800.5 | 830.5 | [5 empty] | In Service | [33 empty] | 2018-05-21 09:53 | 2018-01-24 | TRUE | TRUE
NEISO | Hoosac Wind Project CNR Only | 539 | 2015-03-02 |  |  |  | WT |  |  |  | WND | [7 empty] | 0 | [8 empty] | Franklin | MA |  |  | Hoosac 69 kV Substation |  | 2016-01-19 | [5 empty] | Executed | [32 empty] | G | 28.5 | 28.5 | [5 empty] | In Service | [33 empty] | 2016-01-29 15:40 | 2016-01-19 | FALSE | FALSE
NEISO | Internal Combustion | 538 | 2015-03-02 |  |  |  | IC |  |  |  | NG | [7 empty] | 119.4 | [8 empty] | Newport | RI |  |  | Near Bell Rock and Somerset on NGRID 115kV lines L14 and M13. Adjacent to existing Tiverton combined cycle generator, possibly associated with existing tap. |  | 2019-05-31 |  | Document Posted | [31 empty] | 2016-04-27 |  |  |  |  | G | 119.4 | 119.4 | [39 empty] | 2016-04-27 10:49 | 2019-04-30 | FALSE | FALSE
NEISO | Combustion Turbine | 537 | 2015-02-28 |  |  |  | GT |  |  |  | NG | [7 empty] | 11.965 | [8 empty] | Middlesex | MA |  |  | MECO 23KV Behen St feeder load side of MTR 04034085 |  | 2016-11-30 | [33 empty] | 2015-05-21 |  |  |  |  | G | 11.965 | 14.097 | [39 empty] | 2015-05-22 08:01 | 2016-08-31 | FALSE | FALSE
NEISO | Wind | 536 | 2015-02-27 |  |  |  | WT |  |  |  | WND | [7 empty] | 4.98 | [8 empty] | Orleans | VT |  |  | GMP Line 14 between Irasburg and Lowell Substations approximately 3.6 miles from Irasburg Substation adjacent to Kidder Hill Road |  | 2016-09-13 |  |  | Not Started | [30 empty] | 2015-12-10 |  |  |  |  | G | 4.98 | 4.98 | [39 empty] | 2015-12-10 11:22 | 2016-09-01 | FALSE | FALSE
NEISO | Holiday Hill Community Wind | 535 | 2015-02-27 |  |  |  | WT |  |  |  | WND | [7 empty] | 4.98 | [8 empty] | Hampden | MA |  |  | WMECo 23 kV line 19J1 adjacent to Pine Hill Road in the town of Russell, Massachusetts |  | 2020-01-07 |  |  | Document Posted |  |  | Executed | [32 empty] | G | 4.98 | 4.98 | [5 empty] | Under Construction | [33 empty] | 2020-01-07 15:52 | 2019-11-26 | TRUE | TRUE
NEISO | Lake Road Upgrades | 534 | 2015-02-27 |  |  |  | CC |  |  |  | NG | [7 empty] | 49.836 | [8 empty] | Windham | CT |  |  | 345kV Lake Road 27E Substation |  | 2018-05-20 |  | Document Posted | Document Posted |  |  | Executed | [32 empty] | G | 882 | 951 | [5 empty] | In Service | [33 empty] | 2018-08-01 15:53 | 2017-11-26 | TRUE | TRUE
NEISO | Milford Upgrades - Phase I | 533 | 2015-02-27 |  |  |  | CC |  |  |  | NG | [7 empty] | 16.606 | [8 empty] | New Haven | CT |  |  | 115kV East Devon Substation |  | 2017-06-05 |  | Document Posted | Document Posted |  |  | Executed | [32 empty] | G | 293 | 318.5 | [5 empty] | In Service | [33 empty] | 2017-08-01 08:26 | 2017-05-22 | TRUE | TRUE
NEISO | Milford Upgrades - Phase II | 533 | 2015-02-27 |  |  |  | CC |  |  |  | NG | [7 empty] | 16.606 | [8 empty] | New Haven | CT |  |  | 115kV East Devon Substation |  | 2017-05-22 |  | Document Posted | Document Posted |  |  | In Progress | [32 empty] | G | 293 | 318.5 | [39 empty] | 2017-08-01 08:27 | 2017-04-12 | TRUE | TRUE
NEISO | wind | 532 | 2015-02-27 |  |  |  | WT |  |  |  | WND | [7 empty] | 17.4 | [8 empty] | Franklin | VT |  |  | GMP 34.5 kV Line between North St. Albans and Sheldon Springs Substations. State Route 105, Swanton, Vermont |  | 2016-09-15 |  |  | In Progress | [30 empty] | 2016-06-01 |  |  |  |  | G | 17.4 | 17.4 | [5 empty] | Under Study | [33 empty] | 2016-06-02 11:00 | 2016-09-01 | FALSE | FALSE
NEISO | Combined Cycle Uprate | 531 | 2015-02-27 |  |  |  | CC |  |  |  | NG | [7 empty] | 29.999 | [8 empty] | Penobscot | ME |  |  | EMERA Maine-Graham Station via 115kv |  | 2018-08-01 |  |  | In Progress | [30 empty] | 2018-04-05 |  |  |  |  | G | 546.8459 | 582.5609 | [5 empty] | Under Study | [33 empty] | 2018-04-05 11:02 | 2018-07-16 | FALSE | FALSE
NEISO | Bridgeport Energy Wet Compression Upgrade | 530 | 2015-02-26 |  |  |  | CC |  |  |  | NG | [7 empty] | 18 | [8 empty] | Fairfield | CT |  |  | UI Singer Substation |  | 2018-06-01 |  |  | Document Posted |  |  | Executed | [27 empty] | 2017-09-14 |  |  |  |  | G | 578 | 588 | [39 empty] | 2017-11-21 15:18 | 2018-05-16 | TRUE | TRUE
NEISO | Combined Cycle CNR Only | 529 | 2015-02-26 |  |  |  | CC |  |  |  | NG | [7 empty] | 0 | [8 empty] | Worcester | MA |  |  | ANP Blackstone 345kV Bus 110785 Station BLK_336 |  | 2017-11-03 | [5 empty] | In Progress | [27 empty] | 2017-06-26 |  |  |  |  | G | 585.648 | 615 | [39 empty] | 2017-06-26 13:46 | 2017-10-20 | FALSE | FALSE
NEISO | Combined Cycle Upgrate #3 | 528 | 2015-02-26 |  |  |  | CC |  |  |  | NG | [7 empty] | 30 | [8 empty] | Worcester | MA |  |  | Milford Power Switch DS-F3 115kV (Nat Grid # D-130-3) and Milford Power Switch DS-A3 115kV (Nat Grid # C-129-3) |  | 2018-10-08 |  |  | Document Posted | [30 empty] | 2016-09-28 |  |  |  |  | G | 249.583 | 260.73 | [39 empty] | 2016-09-29 08:26 | 2018-09-24 | TRUE | FALSE
NEISO | Combined Cycle Uprate #2 | 527 | 2015-02-26 |  |  |  | CC |  |  |  | NG | [7 empty] | 30 | [8 empty] | Worcester | MA |  |  | Milford Power Switch DS-F3 115kV (Nat Grid #D-130-3) and Milford Power Switch DS-A3 115kV (Nat Grid #C-129-3). |  | 2018-12-14 |  |  | Document Posted | Document Posted |  | Executed | [32 empty] | G | 219.583 | 230.73 | [5 empty] | In Service | [33 empty] | 2018-12-20 11:25 | 2018-12-13 | TRUE | TRUE
NEISO | Combined Cycle Upgrade #1 | 526 | 2015-02-26 |  |  |  | CC |  |  |  | NG | [7 empty] | 40.583 | [8 empty] | Worcester | MA |  |  | Milford Power Switch DS-F3 115kV (Nat Grid # D-130-3) and Milford Power Switch DS-A3 115kV (Nat Grid # C-129-3) |  | 2018-10-08 |  |  | Document Posted | [30 empty] | 2016-09-28 |  |  |  |  | G | 189.583 | 200.73 | [39 empty] | 2016-09-29 08:24 | 2018-09-24 | TRUE | FALSE
NEISO | Tiverton Power LLC Upgrade | 525 | 2015-02-25 |  |  |  | CC |  |  |  | NG | [7 empty] | 21.5 | [8 empty] | Newport | RI |  |  | near Bell Rock and Somerset on NGRID 115kV lines L14 and M13. |  | 2016-11-04 |  |  | Document Posted |  |  | Executed | [32 empty] | G | 287.5 | 305.5 | [5 empty] | In Service | [33 empty] | 2016-11-08 16:02 | 2016-11-02 | TRUE | TRUE
NEISO | Combustion Turbine (Alt to Q523) | 524 | 2015-02-23 |  |  |  | GT |  |  |  | DFO NG | [7 empty] | 0 | [8 empty] | Providence | RI |  |  | Both National Grid 115kV lines S171 and T172 south of the Rhode Island State Energy tap. |  | 2019-05-01 | [33 empty] | 2015-03-31 |  |  |  |  | G | 226.5 | 233.5 | [39 empty] | 2015-03-31 14:41 | 2019-01-01 | FALSE | FALSE
NEISO | Combustion Turbine | 523 | 2015-02-23 |  |  |  | GT |  |  |  | DFO NG | [7 empty] | 226.5 | [8 empty] | Providence | RI |  |  | Both National Grid 345kV lines 328 and 332 south of the Rhode Island State Energy project |  | 2019-05-01 |  |  | Not Started | [30 empty] | 2015-09-11 |  |  |  |  | G | 226.5 | 233.5 | [39 empty] | 2015-09-14 08:05 | 2019-01-01 | FALSE | FALSE
NEISO | Plainfield 2.3 MW Capacity Restoration (CNR Only) | 522 | 2015-02-20 |  |  |  | ST |  |  |  | WDS | [7 empty] | 0 | [8 empty] | Windham | CT |  |  | Frybrook substation, 115 KV |  | 2015-07-01 | [5 empty] | Executed | [32 empty] | G | 38.5 | 38.5 | [39 empty] | 2015-07-09 10:10 | 2015-07-01 | FALSE | FALSE
NEISO | Combustion Turbine | 521 | 2015-02-17 |  |  |  | GT |  |  |  | DFO NG | [7 empty] | 109.799 | [8 empty] | Fairfield | CT |  |  | CL&amp;P (Eversource) 115 kV Middle River Substation |  | 2018-05-02 |  | Not Started | [31 empty] | 2016-03-10 |  |  |  |  | G | 109.799 | 109.799 | [5 empty] | Under Study | [33 empty] | 2016-03-10 15:06 | 2018-04-04 | FALSE | FALSE
NEISO | Simple Cycle gas turbine | 520 | 2015-02-17 |  |  |  | GT |  |  |  | DFO NG | [7 empty] | 109.799 | [8 empty] | Fairfield | CT |  |  | Eversource Energy 115 kv Line Middle River Substation 28M |  | 2018-05-02 |  | Document Posted | [31 empty] | 2016-03-10 |  |  |  |  | G | 109.799 | 109.799 | [5 empty] | Under Study | [33 empty] | 2016-03-10 15:06 | 2018-04-04 | FALSE | FALSE
NEISO | HVDC/AC Tie - Import only | 519 | 2015-02-16 | [15 empty] | 1200 | [8 empty] | Rockingham | NH |  |  | HQ Des Cantons substation to PSNH Deerfield substation |  | 2019-04-30 | [33 empty] | 2015-08-18 |  |  |  |  | ETU | 1200 | 1200 | [39 empty] | 2015-08-18 15:23 | 2019-03-30 | FALSE | FALSE
NEISO | HVDC from S. Maine to K Street - bidirectional fl | 518 | 2015-02-16 | [15 empty] | 1000 | [8 empty] | Suffolk | MA |  |  | CMP 345 kV ME Yankee substation to NSTAR 115 kV K Street substation |  | 2018-12-01 | [33 empty] | 2015-07-09 |  |  |  |  | ETU | 1000 | 1000 | [39 empty] | 2015-07-09 11:25 | 2018-11-01 | FALSE | FALSE
NEISO | HVDC from S. Maine to Mystic - bidirectional flow | 517 | 2015-02-16 | [15 empty] | 1000 | [8 empty] | Middlesex | MA |  |  | CMP 345 kV ME Yankee substation to NSTAR 345 kV Mystic substation |  | 2018-12-31 | [33 empty] | 2015-07-09 |  |  |  |  | ETU | 1000 | 1000 | [39 empty] | 2015-07-09 11:24 | 2018-11-01 | FALSE | FALSE
NEISO | HVDC Tie - Import only | 516 | 2015-02-16 | [15 empty] | 425 | [8 empty] | Addison | VT |  |  | HQ to VELCO 345 kV New Haven substation |  | 2018-06-30 | [33 empty] | 2015-04-15 |  |  |  |  | ETU | 425 | 425 | [39 empty] | 2015-04-15 09:12 | 2018-01-30 | FALSE | FALSE
NEISO | HVDC Tie - Import only | 515 | 2015-02-16 | [15 empty] | 425 | [8 empty] | Franklin | VT |  |  | HQ to VELCO Williston 115 kV substation |  | 2018-06-30 | [33 empty] | 2015-04-15 |  |  |  |  | ETU | 425 | 425 | [39 empty] | 2015-04-15 09:11 | 2018-01-30 | FALSE | FALSE
NEISO | Expand NB/NE Interface | 514 | 2015-02-16 | [15 empty] | 350 | [8 empty] | Aroostook | ME |  |  | NB to ME interface |  | 2017-11-01 | [33 empty] | 2015-04-17 |  |  |  |  | ETU | 350 | 350 | [39 empty] | 2015-04-17 11:14 | 2017-09-01 | FALSE | FALSE
NEISO | Coos ETU | 513 | 2015-02-16 | [24 empty] | Coos | NH |  |  | PSNH Coos area transmission |  | 2016-07-01 | [33 empty] | 2015-04-17 |  |  |  |  | ETU | [41 empty] | 2015-04-17 16:19 | 2016-07-01 | FALSE | FALSE
NEISO | AC to HVDC Tie | 512 | 2015-02-16 | [15 empty] | 1200 | [8 empty] | Middlesex | MA |  |  | NB 345 kV Keswick or St. Andre substation to NGRID 345 kV Wakefield substation |  | 2019-03-31 | [33 empty] | 2015-04-17 |  |  |  |  | ETU | 1200 | 1200 | [39 empty] | 2015-04-17 16:19 | 2019-01-01 | FALSE | FALSE
NEISO | HVDC Line | 511 | 2015-02-16 | [15 empty] | 1000 | [8 empty] | Barnstable | MA |  |  | NSTAR 345 kV Barnstable substation |  | 2020-06-01 | [33 empty] | 2015-04-15 |  |  |  |  | ETU | 1000 | 1000 | [39 empty] | 2015-04-15 09:10 | 2020-06-01 | FALSE | FALSE
NEISO | HVDC Line | 510 | 2015-02-16 | [15 empty] | 1000 | [8 empty] | Plymouth | MA |  |  | NSTAR 345 kV Carver substation |  | 2020-06-01 | [33 empty] | 2015-04-15 |  |  |  |  | ETU | 1000 | 1000 | [39 empty] | 2015-04-15 09:10 | 2020-06-01 | FALSE | FALSE
NEISO | HVDC Line | 509 | 2015-02-16 | [15 empty] | 1100 | [8 empty] | Middlesex | MA |  |  | Orrington substation to NGRID Tewksbury substation |  | 2017-06-30 | [33 empty] | 2015-04-17 |  |  |  |  | ETU | 1100 | 1100 | [39 empty] | 2015-04-17 14:50 | 2017-03-30 | FALSE | FALSE
NEISO | HVDC from NY to WMA - bidirectional | 508 | 2015-02-16 | [15 empty] | 600 | [8 empty] | Berkshire | MA |  |  | NY Alps substation to WMECO Berkshire substation |  | 2019-08-30 |  |  | Document Posted |  |  | In Progress | [27 empty] | 2018-10-31 |  |  |  |  | ETU | 600 | 600 | [39 empty] | 2018-10-31 15:30 | 2019-07-30 | TRUE | TRUE
NEISO | AC Tie - bidirectional flows | 507 | 2015-02-16 | [15 empty] | 75 | [8 empty] | Aroostook | ME |  |  | NMISA Mullen substation to Emera Keene Road substation |  | 2017-07-31 |  |  | Not Started | [30 empty] | 2018-01-30 |  |  |  |  | ETU | 75 | 75 | [5 empty] | Under Study | [33 empty] | 2018-01-30 11:37 | 2017-07-25 | FALSE | FALSE
NEISO | Internal HVDC - North to South flow | 506 | 2015-02-16 | [15 empty] | 1000 | [8 empty] | Suffolk | MA |  |  | NMISA to NSTAR 345 kV K Street substation |  | 2027-10-01 |  |  | Document Posted | Document Posted |  | In Progress | [27 empty] | 2020-02-10 |  |  |  |  | ETU | 1000 | 1000 | [5 empty] | Under Study | [33 empty] | 2020-02-10 11:06 | 2027-09-01 | TRUE | TRUE
NEISO | HVDC Tie - Import only | 505 | 2015-02-16 | [15 empty] | 1000 | [8 empty] | Windsor | VT |  |  | HQ to VELCO 345 kV Coolidge substation |  | 2017-12-31 | [33 empty] | 2015-04-17 |  |  |  |  | ETU | 1000 | 1000 | [39 empty] | 2015-04-17 16:17 | 2017-12-31 | FALSE | FALSE
NEISO | HVDC Tie - Import only | 504 | 2015-02-16 | [15 empty] | 1000 | [8 empty] | Addison | VT |  |  | HQ 735 kV substation to VELCO 345 kV New Haven substation |  | 2018-12-31 | [33 empty] | 2015-04-15 |  |  |  |  | ETU | 1000 | 1000 | [39 empty] | 2015-04-15 08:05 | 2018-10-31 | FALSE | FALSE
NEISO | HVDC Tie - Import only | 503 | 2015-02-16 | [15 empty] | 1000 | [8 empty] | Rutland | VT |  |  | HQ 735 kV substation to VELCO 345 kV W. Rutland substation |  | 2018-12-31 | [33 empty] | 2015-04-15 |  |  |  |  | ETU | 1000 | 1000 | [39 empty] | 2015-04-15 08:05 | 2018-10-31 | FALSE | FALSE
NEISO | 345 kV Tie - Phase 1 | 502 | 2015-02-16 | [15 empty] | 200 | [8 empty] | Aroostook | ME |  |  | Houlton, ME to MEPCO 396 Line |  | 2016-12-01 | [33 empty] | 2015-04-17 |  |  |  |  | ETU | 200 | 200 | [39 empty] | 2015-04-17 15:25 | 2016-12-01 | FALSE | FALSE
NEISO | 345 kV Tie - Phase 2 | 502 | 2015-02-16 | [15 empty] | 0 | [8 empty] | Aroostook | ME |  |  | Bridgewater, ME to MEPCO 396 Line |  | 2016-12-01 | [33 empty] | 2015-04-17 |  |  |  |  | ETU | 0 | 0 | [39 empty] | 2015-04-17 15:26 | 2016-12-01 | FALSE | FALSE
NEISO | NE Clean Power Link - controllable HVDC Tie - Import only | 501 | 2015-02-16 | [15 empty] | 1000 | [8 empty] | Windsor | VT |  |  | HQ 735 kV substation to VELCO 345 kV Coolidge substation |  | 2027-12-31 |  |  | Document Posted |  |  | Executed | [32 empty] | ETU | 1000 | 1000 | [39 empty] | 2021-03-26 12:10 | 2027-10-28 | TRUE | TRUE | Document Posted
NEISO | Keene Road ETU | 500 | 2015-02-16 | [24 empty] | Penobscot | ME |  |  | Emera Keene Road substation |  | 2018-12-01 |  |  | Document Posted | [30 empty] | 2018-06-15 |  |  |  |  | ETU | [41 empty] | 2019-07-08 13:57 | 2018-12-15 | TRUE | FALSE
NEISO | Northern Pass Transmission Project (300 kV HVDC/AC Tie) - Import Only | 499 | 2015-02-16 | [15 empty] | 1090 | [8 empty] | Rockingham | NH |  |  | HQ Des Cantes substation to PSNH Deerfield substation |  | 2022-12-29 |  |  | Document Posted |  |  | Executed | [27 empty] | 2019-08-14 |  |  |  |  | ETU | 1090 | 1090 | [39 empty] | 2019-08-14 14:48 | 2022-11-04 | TRUE | TRUE
NEISO | 150 kV HVDC Tie - Import Only | 498 | 2015-02-16 | [15 empty] | 400 | [8 empty] | Colchester | VT |  |  | NYPA 230/115 kV substation to VELCO 345 kV New Haven Substation |  | 2020-12-31 |  |  | Document Posted |  |  | In Progress | [27 empty] | 2018-02-02 |  |  |  |  | ETU | 400 | 400 | [39 empty] | 2018-02-05 16:16 | 2020-12-01 | TRUE | TRUE
NEISO | Beacon Falls Energy Park | 497 | 2015-02-13 |  |  |  | FC |  |  |  | NG | [7 empty] | 62.9 | [8 empty] | New Haven | CT |  |  | Beacon Falls Substation, 180 Cold Spring Rd, Beacon Falls, CT Junction of 115kV lines 1570-1 and 1319 |  | 2022-04-01 |  | Document Posted | Document Posted |  |  | Executed | [27 empty] | 2020-01-30 |  |  |  |  | G | 62.9 | 62.9 | [39 empty] | 2020-02-04 15:33 | 2022-02-01 | TRUE | TRUE
NEISO | Millinocket Frequency Conversion | 496 | 2015-02-13 |  |  |  | HW |  |  |  | WAT | [7 empty] | 0 | [8 empty] | Penobscot | ME |  |  | Powersville Substation, Emera, 115kV, Line62, existing node424. |  | 2019-06-15 |  |  | Document Posted | Not Required |  | Executed | [32 empty] | G | 126 | 126 | [5 empty] | In Service | [33 empty] | 2019-07-22 09:37 | 2019-02-13 | TRUE | TRUE | Not Required
NEISO | 1200 MW HVDC Tie - Import Only | 495 | 2015-02-13 | [24 empty] | Rockingham | NH |  |  | HQ Des Cantons substation to PSNH Deerfield Substation |  | 2018-12-01 | [33 empty] | 2015-02-16 |  |  |  |  | ETU | [41 empty] | 2015-02-17 08:31 | 2018-09-01 | FALSE | FALSE
NEISO | 1000 MW HVDC - bidirectional | 494 | 2015-02-12 | [24 empty] | Suffolk | MA |  |  | CMP 345 kV ME Yankee to NSTAR 115 kV K Street |  | 2018-12-01 | [33 empty] | 2015-02-16 |  |  |  |  | ETU | [41 empty] | 2015-02-17 08:31 | 2018-09-01 | FALSE | FALSE
NEISO | 1000 MW HVDC - bidirectional | 493 | 2015-02-12 | [24 empty] | Middlesex | MA |  |  | CMP 345 kV ME Yankee to NSTAR 345 kV Mystic |  | 2018-12-31 | [33 empty] | 2015-02-16 |  |  |  |  | ETU | [41 empty] | 2015-02-17 08:30 | 2018-09-01 | FALSE | FALSE
NEISO | Combustion Turbine Generator | 492 | 2015-02-05 |  |  |  | GT |  |  |  | DFO NG | [7 empty] | 238 | [8 empty] | Providence | RI |  |  | NGRID 345 kV Sherman Road (via OSP Switchyard) |  | 2020-05-31 |  | Document Posted | Document Posted |  |  | In Progress | [27 empty] | 2017-10-03 |  |  |  |  | G | 238 | 238 | [39 empty] | 2017-11-03 08:21 | 2020-03-01 | TRUE | TRUE
NEISO | Fore River CNR Increase | 491 | 2015-01-16 |  |  |  | CC |  |  |  | DFO NG | [7 empty] | 0 | [8 empty] | Norfolk | MA |  |  | NSTAR Edgar 115kv substation |  | 2016-01-20 | [5 empty] | Executed | [32 empty] | G | 800 | 843 | [5 empty] | In Service | [33 empty] | 2016-01-26 14:19 | 2016-01-20 | FALSE | FALSE
NEISO | Kendall Reconfiguration Project | 490 | 2015-01-15 |  |  |  | CC |  |  |  | DFO NG | [7 empty] | 1.88 | [8 empty] | Middlesex | MA |  |  | Where line 875-539 interconnects with TO&#39;&#39;s 115 kv bus at station 875 |  | 2016-05-31 | [5 empty] | Executed | [32 empty] | G | 75 | 75 | [5 empty] | In Service | [33 empty] | 2016-05-31 12:28 | 2016-05-31 | FALSE | FALSE
NEISO | Clear River | 489 | 2015-01-08 |  |  |  | CC |  |  |  | NG | [7 empty] | 1030 | [8 empty] | Providence | RI |  |  | Sherman Road 345kV Station |  | 2022-05-31 |  | Document Posted | Document Posted | Document Posted |  | IA Filed Unexecuted | [27 empty] | 2019-11-26 |  |  |  |  | G | 1030 | 1080 | [39 empty] | 2019-11-26 15:26 | 2022-01-15 | TRUE | TRUE
NEISO | Wind | 488 | 2014-12-22 |  |  |  | WT |  |  |  | WND | [7 empty] | 73.5 | [8 empty] | Windham | VT |  |  | VELCO Coolidge - Vermont Yankee 345 kV line |  | 2019-12-31 |  | Document Posted | In Progress | [30 empty] | 2015-10-16 |  |  |  |  | G | 73.5 | 73.5 | [39 empty] | 2015-10-16 11:26 | 2019-10-01 | FALSE | FALSE
NEISO | Cricket Valley Project (QP444 in NYISO Queue) | 487 | 2014-12-18 |  |  |  | CC |  |  |  | NG | [7 empty] | 1020 | [8 empty] | Dutchess | NY |  |  | Pleasant Valley - Long Mtn 345 kV |  | 2020-04-18 | [38 empty] | G | 1020 | 1132 | [39 empty] | 2020-04-21 15:23 | 2019-07-01 | TRUE | FALSE
NEISO | Wind | 486 | 2014-12-19 |  |  |  | WT |  |  |  | WND | [7 empty] | 250 | [8 empty] | Hancock | ME |  |  | Rebel Hill 115 kV |  | 2021-12-01 |  | Document Posted | [31 empty] | 2018-06-08 |  |  |  |  | G | 250 | 250 | [5 empty] | Under Study | [33 empty] | 2018-06-08 14:28 | 2021-10-01 | FALSE | FALSE
NEISO | Combined Cycle | 485 | 2014-12-10 |  |  |  | CC |  |  |  | DFO NG | [7 empty] | 837 | [8 empty] | Hampden | MA |  |  | Ludlow 19S Substation, Ludlow, MA |  | 2019-06-01 |  |  | In Progress | [30 empty] | 2015-04-23 |  |  |  |  | G | 837 | 844 | [5 empty] | Under Study | [33 empty] | 2015-04-27 07:58 | 2018-09-01 | FALSE | FALSE
NEISO | Newington Gas Turbine Uprate | 484 | 2014-12-04 |  |  |  | CC |  |  |  | NG | [7 empty] | 27.9 | [8 empty] | Rockingham | NH |  |  | Public Service New Hampshire Newington Switchyard - Gosling Road, Newington, NH |  | 2015-10-30 |  |  | Document Posted |  |  | Executed | [32 empty] | G | 596.1 | 634.8 | [5 empty] | In Service | [33 empty] | 2015-11-16 09:24 | 2015-10-30 | TRUE | TRUE
NEISO | Wyman Hydro CNR only | 483 | 2014-11-21 |  |  |  | HW |  |  |  | WAT | [7 empty] | 0 | [8 empty] | Somerset | ME |  |  | Interconnection of Buyer’s 115 kV gang operated disconnect switch BS &#189; to CMP’s 115 kV Bus No. 2 located in the 115 kV switchyard |  | 2016-03-30 | [5 empty] | Executed | [32 empty] | G | 89.9 | 89.9 | [39 empty] | 2016-03-30 07:56 | 2016-03-24 | FALSE | FALSE
NEISO | Hydro | 482 | 2014-11-18 |  |  |  | HD |  |  |  | WAT | [7 empty] | 1.318 | [8 empty] | Rutland | VT |  |  | GMP Power Circuit 85G2 from Ryegate Paper Substation No. 85. |  | 2014-12-12 | [33 empty] | 2015-01-08 |  |  |  |  | G | 0.325 | 0.325 | [39 empty] | 2015-01-08 13:53 | 2014-12-11 | FALSE | FALSE
NEISO | GRE Capacity Uprate | 481 | 2014-11-18 |  |  |  | CC |  |  |  | NG | [7 empty] | 41 | [8 empty] | Rockingham | NH |  |  | Watts Brook, North Litchfield |  | 2017-06-29 |  |  | Document Posted |  |  | Executed | [32 empty] | G | 762 | 812 | [5 empty] | In Service | [33 empty] | 2022-06-15 12:49 | 2015-09-01 | TRUE | TRUE
NEISO | 1000 MW HVDC Tie | 480 | 2014-11-13 | [24 empty] | Suffolk | MA |  |  | HQ to NSTAR K Street 115 kV substation |  | 2017-12-31 | [33 empty] | 2015-02-12 |  |  |  |  | ETU | [41 empty] | 2015-02-23 10:56 | 2017-10-31 | FALSE | FALSE
NEISO | Combined Cycle Increase | 479 | 2014-10-17 |  |  |  | CC |  |  |  | NG | [7 empty] | 33 | [8 empty] | Rockingham | NH |  |  | Watts Brook, North Litchfield |  | 2015-03-08 | [33 empty] | 2014-11-18 |  |  |  |  | G | 754 | 838 | [39 empty] | 2014-11-19 08:16 | 2015-03-07 | FALSE | FALSE
NEISO | Wind | 478 | 2014-10-01 |  |  |  | WT |  |  |  | WND | [7 empty] | 9.6 | [8 empty] | Washington | ME |  |  | Emera 34.5kV Line 16 |  | 2016-06-01 | [33 empty] | 2016-08-17 |  |  |  |  | G | 9.6 | 9.6 | [39 empty] | 2016-08-17 10:41 | 2016-05-01 | FALSE | FALSE
NEISO | Deerfield Wind Project | 477 | 2014-09-19 |  |  |  | WT |  |  |  | WND | [7 empty] | 30 | [8 empty] | Bennington | VT |  |  | Future GMP Putnam Road 69 kV Substation on Y-25N Line |  | 2019-06-01 |  |  | Document Posted |  |  | Executed | [32 empty] | G | 30 | 30 | [5 empty] | In Service | [33 empty] | 2019-06-03 08:24 | 2017-12-08 | TRUE | TRUE
NEISO | Wind | 476 | 2014-08-29 |  |  |  | WT |  |  |  | WND | [7 empty] | 52.8 | [8 empty] | Penobscot/Washington | ME |  |  | Emera Maine (Bangor Hydro) Keene Road Substation (Connecting through Evergreen Gen Lead, LLC Line 56) |  | 2017-10-01 |  |  | Not Started | [30 empty] | 2016-06-17 |  |  |  |  | G | 52.8 | 52.8 | [5 empty] | Under Study | [33 empty] | 2016-06-21 16:47 | 2017-09-01 | FALSE | FALSE
NEISO | 600 MW HVDC Tie | 475 | 2014-08-14 | [24 empty] | Berkshire | MA |  |  | Alps Sub in NY to WMECO Berkshire Sub in MA |  | 2019-12-30 | [33 empty] | 2015-02-16 |  |  |  |  | ETU | [41 empty] | 2015-02-17 08:30 | 2019-09-30 | FALSE | FALSE
NEISO | CNR Increase | 474 | 2014-08-01 |  |  |  | CC |  |  |  | NG | [7 empty] | 0 | [8 empty] | Middlesex | MA |  |  | Mystic 115 and 345 kV Stations |  | 2016-05-31 | [33 empty] | 2015-04-09 |  |  |  |  | G | 1600 | 1700 | [39 empty] | 2015-04-10 08:30 | 2016-05-30 | FALSE | FALSE
NEISO | RNS Application | 473 | 2014-06-30 | [15 empty] | 0 | [8 empty] | Norfolk | MA |  |  | NU 115 kV |  | 2017-01-01 | [33 empty] | 2014-07-21 |  |  |  |  | TS | 0 | 0 | [39 empty] | 2014-07-21 11:38 | 2017-01-01 | FALSE | FALSE
NEISO | Combined Cycle Increase | 472 | 2014-06-20 |  |  |  | CC |  |  |  | DFO NG | [7 empty] | 22 | [8 empty] | Hampden | MA |  |  | 115kV Line 1302 between Buck Pond and Pochassic substations, approximately 1 mile south of Buck Pond |  | 2019-03-01 |  |  | Document Posted |  |  | In Progress | [27 empty] | 2015-12-28 |  |  |  |  | G | 409.9 | 441.1 | [39 empty] | 2015-12-29 11:21 | 2018-06-01 | TRUE | TRUE
NEISO | Wind | 471 | 2014-06-19 |  |  |  | WT |  |  |  | WND | [7 empty] | 600.6 | [8 empty] | Aroostook | ME |  |  | Primary: Orrington Substations 345kV with two alternatives: Keene Rd. Substation 345kV and the Orrington-Albion Rd 345kV line |  | 2019-12-30 |  | Not Started | [31 empty] | 2018-04-12 |  |  |  |  | G | 600.6 | 600.6 | [5 empty] | Under Study | [33 empty] | 2018-04-12 09:41 | 2019-11-30 | FALSE | FALSE
NEISO | Wind | 470 | 2014-06-19 |  |  |  | WT |  |  |  | WND | [7 empty] | 600.6 | [8 empty] | Aroostook | ME |  |  | Primary: Orrington Substations 345kV with two alternatives: Keene Rd. Substation 345kV and the Orrington-Albion Rd 345kV line |  | 2018-12-30 |  | Not Started | [31 empty] | 2018-04-12 |  |  |  |  | G | 600.6 | 600.6 | [5 empty] | Under Study | [33 empty] | 2018-04-12 09:37 | 2018-11-30 | FALSE | FALSE
NEISO | Bridgeport Energy Uprate | 469 | 2014-06-16 |  |  |  | CC |  |  |  | NG | [7 empty] | 84 | [8 empty] | Fairfield | CT |  |  | UI Singer Substation |  | 2015-06-05 |  |  | Document Posted |  |  | Executed | [32 empty] | G | 560 | 588 | [5 empty] | In Service | [33 empty] | 2015-06-23 12:15 | 2015-03-31 | TRUE | TRUE
NEISO | Manchester Street Station Increase and CNR | 468 | 2014-06-02 |  |  |  | CC |  |  |  | NG | [7 empty] | 27 | [8 empty] | Providence | RI |  |  | CTGs NGrid 115 kV Franklin Square Substation. STGs NGrid 11.5 kV distribution substation |  | 2015-03-12 |  |  | Document Posted |  |  | Executed | [32 empty] | G | 510 | 510 | [5 empty] | In Service | [33 empty] | 2015-03-16 12:38 | 2015-03-02 | TRUE | TRUE
NEISO | MASSPOWER CNR Recovery | 467 | 2014-05-29 |  |  |  | CC |  |  |  | NG | [7 empty] | 0 | [8 empty] | Hampden | MA |  |  | 115kV Shawinigan Substation |  | 2014-11-10 | [5 empty] | Executed | [32 empty] | G | 256.1 | 279.9 | [39 empty] | 2020-06-09 08:14 | 2014-11-10 | FALSE | FALSE
NEISO | AC Tie | 466 | 2014-05-14 | [24 empty] | Aroostook | ME |  |  | NMISA to Emera Keene Rd Substation |  | 2016-07-31 | [33 empty] | 2015-02-16 |  |  |  |  | ETU | [41 empty] | 2015-02-17 08:29 | 2016-02-28 | FALSE | FALSE
NEISO | 425 MW HVDC Tie | 465 | 2014-05-13 | [24 empty] | Addison | VT |  |  | VELCO 345 kV New Haven substation |  | 2018-06-30 | [33 empty] | 2015-02-16 |  |  |  |  | ETU | [41 empty] | 2015-02-17 08:28 | 2018-01-30 | FALSE | FALSE
NEISO | 1000 MW HVDC | 464 | 2014-05-12 | [24 empty] | Suffolk | MA |  |  | NMISA to NSTAR K Street 345 kV substation |  | 2019-06-30 | [33 empty] | 2015-02-16 |  |  |  |  | ETU | [41 empty] | 2015-02-17 08:28 | 2019-01-30 | FALSE | FALSE
NEISO | 425 MW HVDC Tie | 463 | 2014-04-30 | [24 empty] | Franklin | VT |  |  | HQ to VELCO Williston 115 kV substation |  | 2018-06-30 | [33 empty] | 2015-02-16 |  |  |  |  | ETU | [41 empty] | 2015-02-17 08:27 | 2018-01-30 | FALSE | FALSE
NEISO | wind | 462 | 2014-04-30 |  |  |  | WT |  |  |  | WND | [7 empty] | 104 | [8 empty] | Aroostook | ME |  |  | Pittsfield 345KV |  | 2020-12-30 |  |  | Not Started | [30 empty] | 2018-04-12 |  |  |  |  | G | 104 | 104 | [5 empty] | Under Study | [33 empty] | 2018-04-12 09:35 | 2020-09-15 | FALSE | FALSE
NEISO | Wind | 461 | 2014-04-30 |  |  |  | WT |  |  |  | WND | [7 empty] | 104 | [8 empty] | Aroostook | ME |  |  | Pittsfield 345KV |  | 2018-12-30 |  |  | Not Started | [30 empty] | 2018-04-12 |  |  |  |  | G | 104 | 104 | [5 empty] | Under Study | [33 empty] | 2018-04-12 09:32 | 2018-09-15 | FALSE | FALSE
NEISO | Wind | 460 | 2014-04-29 |  |  |  | WT |  |  |  | WND | [7 empty] | 104 | [8 empty] | Aroostook | ME |  |  | Pittsfield 345KV |  | 2020-12-30 |  |  | Not Started | [30 empty] | 2018-04-12 |  |  |  |  | G | 104 | 104 | [5 empty] | Under Study | [33 empty] | 2018-04-12 09:29 | 2020-09-15 | FALSE | FALSE
NEISO | Wind | 459 | 2014-04-29 |  |  |  | WT |  |  |  | WND | [7 empty] | 104 | [8 empty] | Aroostook | ME |  |  | Pittsfield 345KV |  | 2020-12-30 |  |  | Not Started | [30 empty] | 2018-04-12 |  |  |  |  | G | 104 | 104 | [5 empty] | Under Study | [33 empty] | 2018-04-12 09:26 | 2020-09-15 | FALSE | FALSE
NEISO | Wind | 458 | 2014-04-28 |  |  |  | WT |  |  |  | WND | [7 empty] | 104 | [8 empty] | Aroostook | ME |  |  | Pittsfield 345KV |  | 2020-12-30 |  |  | In Progress | [30 empty] | 2018-04-12 |  |  |  |  | G | 104 | 104 | [5 empty] | Under Study | [33 empty] | 2018-04-12 09:21 | 2020-09-15 | FALSE | FALSE
NEISO | 500 MW HVDC Tie | 457 | 2014-04-17 | [24 empty] | Chittenden | VT |  |  | HQ to VELCO 115 kV Essex substation |  | 2017-12-31 | [33 empty] | 2014-11-18 |  |  |  |  | ETU | [41 empty] | 2014-11-19 08:15 | 2017-12-31 | FALSE | FALSE
NEISO | 1200 MW HVDC Tie | 456 | 2014-04-17 | [24 empty] | Middlesex | MA |  |  | HQ to NSTAR 345 kV Mystic substation |  | 2017-12-31 | [33 empty] | 2015-02-12 |  |  |  |  | ETU | [41 empty] | 2015-02-13 07:53 | 2017-12-31 | FALSE | FALSE
NEISO | 1000 MW HVDC Tie | 455 | 2014-04-17 | [24 empty] | Windsor | VT |  |  | HQ to VELCO 345 kv Coolidge substation |  | 2017-12-31 | [33 empty] | 2015-02-16 |  |  |  |  | ETU | [41 empty] | 2015-02-17 08:26 | 2017-12-31 | FALSE | FALSE
NEISO | Wind Increase (see Q452) | 454 | 2014-04-07 |  |  |  | WT |  |  |  | WND | [7 empty] | 0.8 | [8 empty] | Somerset | ME |  |  | Harris substation near the Town of Jackman and Misery Township Somerset County, Maine |  | 2018-12-30 | [33 empty] | 2016-06-17 |  |  |  |  | G | 85.8 | 85.8 | [39 empty] | 2016-06-21 16:47 | 2018-11-30 | FALSE | FALSE
NEISO | Offshore Wind | 453 | 2014-03-31 |  |  |  | WT |  |  |  | WND | [7 empty] | 10 | [8 empty] | Lincoln | ME |  |  | CMP Bristol Substation, Bristol Maine |  | 2017-11-13 | [33 empty] | 2014-06-11 |  |  |  |  | G | 10 | 10 | [39 empty] | 2014-06-11 13:51 | 2017-09-11 | FALSE | FALSE
NEISO | Wind | 452 | 2014-03-04 |  |  |  | WT |  |  |  | WND | [7 empty] | 85 | [8 empty] | Somerset | ME |  |  | Harris substation near the Town of Jackman and Misery Township Somerset County, Maine |  | 2018-12-30 |  |  | Not Started | [30 empty] | 2016-06-17 |  |  |  |  | G | 85 | 85 | [5 empty] | Under Study | [33 empty] | 2016-06-21 16:46 | 2018-11-30 | FALSE | FALSE
NEISO | Combined Cycle | 451 | 2014-03-04 |  |  |  | CC |  |  |  | DFO NG | [7 empty] | 100 | [8 empty] | Fairfield | CT |  |  | NU/CL&amp;P Norwalk Harbor 115kV substation |  | 2018-05-31 | [33 empty] | 2014-05-21 |  |  |  |  | G | 345 | 345 | [39 empty] | 2014-05-21 16:42 | 2018-05-01 | FALSE | FALSE
NEISO | Combustion Turbine | 450 | 2014-03-04 |  |  |  | GT |  |  |  | DFO | [7 empty] | 245 | [8 empty] | Fairfield | CT |  |  | NU/CL&amp;P Norwalk Harbor 115kV Substation |  | 2018-05-31 | [33 empty] | 2014-05-21 |  |  |  |  | G | 245 | 245 | [39 empty] | 2014-05-21 16:41 | 2018-05-01 | FALSE | FALSE
NEISO | Canal 3 | 449 | 2014-03-04 |  |  |  | GT |  |  |  | DFO NG | [7 empty] | 333 | [8 empty] | Barnstable | MA |  |  | NU/NStar 345kV Canal Substation |  | 2019-06-15 |  | Document Posted | Document Posted |  |  | Executed | [32 empty] | G | 333 | 336.2 | [5 empty] | In Service | [33 empty] | 2019-06-17 08:00 | 2019-04-01 | TRUE | TRUE
NEISO | Fuel Cell | 448 | 2014-03-04 |  |  |  | FC |  |  |  | NG | [7 empty] | 5.6 | [8 empty] | New London | CT |  |  | NU/CL&amp;P Montville substation, 4160V station service bus |  | 2018-05-31 | [33 empty] | 2014-06-11 |  |  |  |  | G | 5.6 | 5.6 | [39 empty] | 2014-06-11 16:03 | 2018-05-01 | FALSE | FALSE
NEISO | Passadumkeag Windpark CNR Only | 447 | 2014-03-04 |  |  |  | WT |  |  |  | WND | [7 empty] | 0 | [8 empty] | Penobscot | ME |  |  | 115kV line between James River and Enfield substations on Line 64 |  | 2016-07-01 | [5 empty] | Executed | [32 empty] | G | 39.975 | 39.975 | [5 empty] | In Service | [33 empty] | 2024-08-29 14:17 | 2016-04-12 | FALSE | FALSE
NEISO | Gas Turbine | 446 | 2014-03-04 |  |  |  | GT |  |  |  | DFO NG | [7 empty] | 47.5 | [8 empty] | Chittenden | VT |  |  | Gorge substation, No. 16, Breaker 3320. |  | 2018-05-31 | [33 empty] | 2014-03-31 |  |  |  |  | G | 59.5 | 59.5 | [39 empty] | 2014-04-01 09:59 | 2018-03-31 | FALSE | FALSE
NEISO | Gas Turbine | 445 | 2014-03-04 |  |  |  | GT |  |  |  | DFO NG | [7 empty] | 103.5 | [8 empty] | Norfolk | MA |  |  | Edgar 115 kV Station |  | 2018-05-31 |  |  | In Progress | [30 empty] | 2015-03-02 |  |  |  |  | G | 103.5 | 103.5 | [5 empty] | Under Study | [33 empty] | 2015-03-02 11:50 | 2018-02-01 | FALSE | FALSE
NEISO | Medway Peaker - SEMARI | 444 | 2014-05-02 |  |  |  | GT |  |  |  | DFO NG | [7 empty] | 207.7 | [8 empty] | Norfolk | MA |  |  | Medway 115 kV station |  | 2019-03-14 |  |  | Document Posted |  |  | Executed | [32 empty] | G | 207.7 | 207.7 | [5 empty] | In Service | [33 empty] | 2019-05-02 14:12 | 2019-02-08 | TRUE | TRUE
NEISO | Brockton Combined Cycle CNR Increase | 443 | 2014-03-03 |  |  |  | CC |  |  |  | NG | [7 empty] | 0 | [8 empty] | Plymouth | MA |  |  | Grid 115 kV E20 and F19 Lines |  | 2019-05-31 | [5 empty] | Executed | [27 empty] | 2017-05-25 |  |  |  |  | G | 354.9 | 383.9 | [39 empty] | 2017-05-25 09:43 | 2019-01-25 | FALSE | FALSE
NEISO | Combined Cycle | 442 | 2014-02-26 |  |  |  | CC |  |  |  | DFO NG | [7 empty] | 387.9 | [8 empty] | Hampden | MA |  |  | 115kV Line 1302 between Buck Pond and Pochassic substations, approximately 1 mile south of Buck Pond. |  | 2019-03-01 |  |  | Document Posted |  |  | In Progress | [27 empty] | 2015-12-28 |  |  |  |  | G | 387.9 | 422.1 | [39 empty] | 2015-12-29 11:20 | 2018-06-01 | TRUE | TRUE
NEISO | Glendale Hydroelectric Expansion Project | 441 | 2014-02-25 |  |  |  | HD |  |  |  | WAT | [7 empty] | 0.2 | [8 empty] | Berkshire | MA |  |  | GRID 13.8 kV |  | 2018-11-13 |  |  | Document Posted |  |  | Executed | [32 empty] | G | 0.1856 | 0.1856 | [5 empty] | In Service | [33 empty] | 2018-11-26 08:21 | 2018-11-07 | TRUE | FALSE
NEISO | Wallingford Energy Center | 440 | 2014-02-24 |  |  |  | GT |  |  |  | NG | [7 empty] | 100 | [8 empty] | New Haven | CT |  |  | CMEEC 115 kV Wallingford Substation Generating facility. |  | 2018-05-09 |  | Document Posted | Document Posted |  |  | Executed | [32 empty] | G | 350 | 350 | [5 empty] | In Service | [33 empty] | 2018-05-08 08:05 | 2017-12-07 | TRUE | TRUE
NEISO | Simple Cycle | 439 | 2014-02-24 |  |  |  | GT |  |  |  | NG | [7 empty] | 478 | [8 empty] | Essex | MA |  |  | GRID Ward Hill – Tewksbury 345 kV line, approximately 1.8 miles from the Ward Hill |  | 2018-05-01 |  | Document Posted | In Progress | [30 empty] | 2015-02-12 |  |  |  |  | G | 478 | 483 | [39 empty] | 2015-02-12 16:41 | 2018-01-01 | FALSE | FALSE
NEISO | Potter Repowering | 438 | 2014-02-24 |  |  |  | GT |  |  |  | NG | [7 empty] | -21.2 | [8 empty] | Norfolk | MA |  |  | BELD Station 16 Switchyard |  | 2019-05-22 |  |  | Document Posted |  |  | Executed | [27 empty] | 2017-05-31 |  |  |  |  | G | 63.27 | 65.25 | [39 empty] | 2017-05-31 14:58 | 2019-02-22 | TRUE | TRUE
NEISO | Jericho Wind expansion | 437 | 2014-02-10 |  |  |  | WT |  |  |  | WND | [7 empty] | 3.5 | [8 empty] | Coos | NH |  |  | PSNH Berlin Substation Bus 1 Breaker 3521. |  | 2016-01-23 |  |  | Document Posted |  |  | Executed | [32 empty] | G | [7 empty] | In Service | [33 empty] | 2022-06-15 12:48 | 2015-10-16 | TRUE | TRUE
NEISO | Gas Turbine (alt. to QP412) | 436 | 2014-02-05 |  |  |  | GT |  |  |  | DFO NG | [7 empty] | 0 | [8 empty] | Fairfield | CT |  |  | 345 kV generator side connection to the transmission grid. |  | 2018-05-31 |  |  | Document Posted | [30 empty] | 2014-11-07 |  |  |  |  | G | 335 | 335 | [39 empty] | 2014-11-07 08:52 | 2018-02-01 | TRUE | FALSE
NEISO | Wind | 435 | 2014-01-31 |  |  |  | WT |  |  |  | WND | [7 empty] | 103.5 | [8 empty] | Washington | ME |  |  | Bangor Hydro Epping Substation, Columbia, Washington County, ME |  | 2018-12-31 |  | Document Posted | In Progress | [30 empty] | 2018-01-19 |  |  |  |  | G | 103.5 | 103.5 | [5 empty] | Under Study | [33 empty] | 2018-01-19 16:33 | 2018-09-30 | FALSE | FALSE
NEISO | Expand Interface | 434 | 2014-01-29 | [24 empty] | Aroostook | ME |  |  | TBD |  | 2017-11-01 | [33 empty] | 2015-02-16 |  |  |  |  | ETU | [41 empty] | 2015-02-17 08:26 | 2017-09-01 | FALSE | FALSE
NEISO | MATEP (Combined Cycle) Increase | 433 | 2014-01-24 |  |  |  | CC |  |  |  | DFO NG | [7 empty] | 1.7 | [8 empty] | Suffolk | MA |  |  | At existing point of interconnection for MATEP (Combined Cycle) |  | 2014-04-21 | [5 empty] | Executed | [32 empty] | G | 62.083 | 66 | [5 empty] | In Service | [33 empty] | 2014-04-30 14:17 | 2014-03-21 | FALSE | FALSE
NEISO | 115 KV ETU | 432 | 2014-01-21 | [24 empty] | Aroostook | ME |  |  | MPS 69 kV Mullen substation to ME Gen Lead 115 kV line |  | 2017-07-31 | [33 empty] | 2014-05-14 |  |  |  |  | ETU | [41 empty] | 2017-03-28 15:56 | 2017-07-31 | FALSE | FALSE
NEISO | Local Transmission Service - 99 MW | 431 | 2014-01-14 | [15 empty] | 0 | [8 empty] | Coos | NH |  |  |  |  | 2015-01-01 | [33 empty] | 2014-01-28 |  |  |  |  | TS | 0 | 0 | [39 empty] | 2014-01-29 08:07 | 2015-01-01 | FALSE | FALSE
NEISO | Coos ETU | 430 | 2014-01-13 | [24 empty] | Coos | NH |  |  | TBD |  | 2016-07-01 | [33 empty] | 2015-02-16 |  |  |  |  | ETU | [41 empty] | 2015-02-17 08:25 | 2016-07-01 | FALSE | FALSE
NEISO | Offshore Wind | 429 | 2013-12-02 |  |  |  | WT |  |  |  | WND | [7 empty] | 12 | [8 empty] | Lincoln | ME |  |  | Central Maine Power, Bristol Substation, Bristol Maine |  | 2017-11-06 | [33 empty] | 2014-01-10 |  |  |  |  | G | 12 | 12 | [39 empty] | 2014-01-10 13:54 | 2017-10-02 | FALSE | FALSE
NEISO | 1200 MW AC to HVDC Tie | 428 | 2013-11-15 | [24 empty] | Middlesex | MA |  |  | NB 345 Keswick or St. Andre substation to GRID 345 kV Wakefield substation |  | 2019-03-31 | [33 empty] | 2015-02-16 |  |  |  |  | ETU | [41 empty] | 2015-02-17 08:24 | 2019-01-01 | FALSE | FALSE
NEISO | 1000 MW HVDC Tie V3 (See Q425) | 427 | 2013-10-15 | [24 empty] | Addison | VT |  |  | HQ 735 kV substation to Velco 345 kV New Haven substation |  | 2018-12-31 | [33 empty] | 2015-02-16 |  |  |  |  | ETU | [41 empty] | 2015-02-17 08:23 | 2018-10-31 | FALSE | FALSE
NEISO | 1000 MW HVDC Tie V2 (See Q425) | 426 | 2013-10-15 | [24 empty] | Rutland | VT |  |  | HQ 735 kV substation to Velco 345 kV W. Rutland Substation |  | 2018-12-31 | [33 empty] | 2015-02-16 |  |  |  |  | ETU | [41 empty] | 2015-02-17 08:23 | 2018-10-31 | FALSE | FALSE
NEISO | 1000 MW HVDC Tie V1 | 425 | 2013-09-23 | [24 empty] | Windsor | VT |  |  | HQ 735 kV substation to Velco 345 kV Coolidge substation |  | 2018-12-31 |  |  | In Progress | [30 empty] | 2015-02-16 |  |  |  |  | ETU | [7 empty] | Under Study | [33 empty] | 2015-02-17 08:22 | 2018-10-31 | FALSE | FALSE
NEISO | Hydro Increase | 424 | 2013-09-11 |  |  |  | HW |  |  |  | WAT | [7 empty] | 0.1 | [8 empty] | Hampden | MA |  |  | HGE 115 kV North Canal substation |  | 2014-01-01 | [33 empty] | 2013-11-05 |  |  |  |  | G | 0.65 | 0.65 | [39 empty] | 2013-11-06 08:12 | 2014-01-01 | FALSE | FALSE
NEISO | Wind | 423 | 2013-09-10 |  |  |  | WT |  |  |  | WND | [7 empty] | 74.29 | [8 empty] | Merrimack/Grafton | NH |  |  | A201 Comerford - North Litchfield 230 kV line |  | 2016-12-31 |  |  | In Progress | [30 empty] | 2014-03-12 |  |  |  |  | G | 74.29 | 74.29 | [5 empty] | Under Study | [33 empty] | 2014-03-12 12:26 | 2016-10-01 | FALSE | FALSE
NEISO | Number Nine Wind Farm CNR | 422 | 2013-07-26 |  |  |  | WT |  |  |  | WND | [7 empty] | 0 | [8 empty] | Aroostook | ME |  |  | MEPCO line in Haynesville, ME |  | 2021-10-31 | [5 empty] | Executed | [27 empty] | 2019-05-13 |  |  |  |  | G | 250 | 250 | [39 empty] | 2019-05-14 10:56 | 2021-04-05 | FALSE | FALSE
NEISO | Spruce Ridge Wind CNR (see Q390) | 421 | 2013-07-18 |  |  |  | WT |  |  |  | WND | [7 empty] | 0 | [8 empty] | Grafton | NH |  |  | NGRID 230 kV Comerford/Dunbarton Line |  | 2017-10-31 | [5 empty] | Executed | [27 empty] | 2017-04-10 |  |  |  |  | G | 50.82 | 50.82 | [39 empty] | 2017-04-11 10:12 | 2017-08-18 | FALSE | FALSE
NEISO | Weaver Wind | 420 | 2013-07-15 |  |  |  | WT |  |  |  | WND | [7 empty] | 72.6 | [8 empty] | Hancock | ME |  |  | Bull Hill Switching Station |  | 2020-12-12 |  | Document Posted | Document Posted | Document Posted |  | Executed | [32 empty] | G | 72.6 | 72.6 | [5 empty] | In Service | [33 empty] | 2020-12-14 08:27 | 2020-10-13 | TRUE | TRUE
NEISO | Wind | 419 | 2013-05-02 |  |  |  | WT |  |  |  | WND | [7 empty] | 33 | [8 empty] | Franklin | ME |  |  | CMP 115 kV Bigalow Substation |  | 2016-11-01 |  |  | Not Started | [30 empty] | 2014-07-02 |  |  |  |  | G | 33 | 33 | [5 empty] | Under Study | [33 empty] | 2014-07-03 10:45 | 2016-10-01 | FALSE | FALSE
NEISO | Biomass | 418 | 2013-05-01 |  |  |  | ST |  |  |  | DFO WDS | [7 empty] | 37 | [8 empty] | Windsor | VT |  |  | GMP L97 Line |  | 2015-08-30 |  |  | In Progress | [30 empty] | 2014-02-14 |  |  |  |  | G | 37 | 37 | [5 empty] | Under Study | [33 empty] | 2014-02-14 16:36 | 2015-06-30 | FALSE | FALSE
NEISO | Number Nine Wind Farm | 417 | 2013-04-25 |  |  |  | WT |  |  |  | WND | [7 empty] | 250 | [8 empty] | Aroostook | ME |  |  | Pittsfield 345KV |  | 2021-10-31 |  |  | Document Posted |  |  | Executed | [27 empty] | 2019-05-13 |  |  |  |  | G | 250 | 250 | [39 empty] | 2019-05-14 10:57 | 2021-04-05 | TRUE | TRUE
NEISO | Wind | 416 | 2013-04-23 |  |  |  | WT |  |  |  | WND | [7 empty] | 18 | [8 empty] | Coos | NH |  |  | Pontook Hydro |  | 2017-04-30 | [33 empty] | 2013-07-17 |  |  |  |  | G | 18 | 18 | [39 empty] | 2013-11-12 13:49 | 2017-04-12 | FALSE | FALSE
NEISO | Jericho Wind | 415 | 2013-04-12 |  |  |  | WT |  |  |  | WND | [7 empty] | 8.55 | [8 empty] | Coos | NH |  |  | PSNH Berlin Substation |  | 2016-01-23 |  |  | Document Posted |  |  | Executed | [32 empty] | G | 8.55 | 8.55 | [5 empty] | In Service | [33 empty] | 2016-01-25 11:19 | 2015-10-16 | TRUE | TRUE
NEISO | EP Newington Energy Capacity Increase | 414 | 2013-03-26 |  |  |  | CC |  |  |  | NG | [7 empty] | 21.2 | [8 empty] | Rockingham | NH |  |  | PSNH Newington 345 kV substation |  | 2014-06-17 |  |  | Document Posted |  |  | Executed | [32 empty] | G | 568.2 | 594.8 | [5 empty] | In Service | [33 empty] | 2014-06-24 08:27 | 2014-05-31 | TRUE | TRUE
NEISO | Keene Rd ETU | 413 | 2013-03-04 | [24 empty] | Penobscot | ME |  |  | BHE Keene Road Substation |  | 2016-03-01 |  |  | In Progress | [30 empty] | 2015-02-16 |  |  |  |  | ETU | 0 | 0 | [5 empty] | Under Study | [33 empty] | 2015-02-17 08:21 | 2015-11-01 | FALSE | FALSE
NEISO | PSEG Bridgeport Harbor CCGT Expansion | 412 | 2013-02-28 |  |  |  | CC |  |  |  | DFO NG | [7 empty] | 509.6 | [8 empty] | Fairfield | CT |  |  | UI 345 kV Singer |  | 2019-06-10 |  | Document Posted | Document Posted |  |  | Executed | [32 empty] | G | 509.6 | 532.6 | [5 empty] | In Service | [33 empty] | 2019-06-10 07:58 | 2019-05-11 | TRUE | TRUE
NEISO | Gas Turbine Increase | 411 | 2013-02-28 |  |  |  | GT |  |  |  | DFO NG | [7 empty] | 10.9 | [8 empty] | Essex | MA |  |  | Peabody B-154S line |  | 2013-12-31 | [38 empty] | G | 39.4 | 45.8 | [5 empty] | In Service | [33 empty] | 2014-07-16 16:12 | 2013-12-31 | FALSE | TRUE
NEISO | Wind CNR | 410 | 2013-02-28 |  |  |  | WT |  |  |  | WND | [7 empty] | 0 | [8 empty] | Peneobscot/Washington | ME |  |  | BHE Keene Rd |  | 2016-08-01 | [5 empty] | In Progress | [27 empty] | 2014-08-25 |  |  |  |  | G | 48 | 48 | [39 empty] | 2014-09-02 10:55 | 2016-06-01 | FALSE | FALSE
NEISO | Gas Turbine | 409 | 2013-02-28 |  |  |  | GT |  |  |  | DFO NG | [7 empty] | 207.7 | [8 empty] | Norfolk | MA |  |  | NSTAR 230 kV W. Medway Station |  | 2018-05-31 |  |  | In Progress | [30 empty] | 2015-03-02 |  |  |  |  | G | 207.7 | 204.4 | [5 empty] | Under Study | [33 empty] | 2015-03-02 11:49 | 2018-02-01 | FALSE | FALSE
NEISO | Gas Turbine | 408 | 2013-02-28 |  |  |  | GT |  |  |  | DFO NG | [7 empty] | 207.7 | [8 empty] | Middlesex | MA |  |  | NSTAR 345 kV Mystic Station |  | 2018-05-31 |  |  | Document Posted | [30 empty] | 2016-03-17 |  |  |  |  | G | 207.7 | 204.4 | [39 empty] | 2016-03-23 15:12 | 2018-02-01 | TRUE | FALSE
NEISO | Saddleback Increase and CNR (see Q287) | 407 | 2013-02-27 |  |  |  | WT |  |  |  | WND | [7 empty] | 1.2 | [8 empty] | Franklin | ME |  |  | CMP Ludden Lane Substation |  | 2015-09-15 | [5 empty] | Executed | [32 empty] | G | 34.2 | 34.2 | [5 empty] | In Service | [33 empty] | 2015-09-16 16:50 | 2015-08-15 | FALSE | FALSE
NEISO | Canton Increase and CNR (see Q300) | 406 | 2013-02-22 |  |  |  | WT |  |  |  | WND | [7 empty] | 3.55 | [8 empty] | Oxford | ME |  |  | CMP Ludden Lane Substation |  | 2017-11-29 | [5 empty] | Executed | [32 empty] | G | 22.8 | 22.8 | [5 empty] | In Service | [33 empty] | 2017-11-29 08:43 | 2017-10-18 | FALSE | FALSE
NEISO | Block Island Wind Farm | 405 | 2013-01-18 |  |  |  | WT |  |  |  | WND | [7 empty] | 29 | [8 empty] | Washington | RI |  |  | Grid 34.5 kV |  | 2016-12-09 | [38 empty] | G | 29 | 29 | [5 empty] | In Service | [33 empty] | 2016-12-09 11:05 | 2016-11-04 | TRUE | TRUE
NEISO | MATEP -3rd CTG | 404 | 2013-01-08 |  |  |  | GT |  |  |  | DFO NG | [7 empty] | 14.15 | [8 empty] | Suffolk | MA |  |  | NSTAR Brighton substation |  | 2017-06-28 |  |  | Document Posted |  |  | Executed | [32 empty] | G | 100 | 105.6 | [5 empty] | In Service | [33 empty] | 2017-06-30 10:37 | 2016-12-01 | TRUE | TRUE
NEISO | Pisgah Mountain Increase (see Q349) | 403 | 2012-12-06 |  |  |  | WT |  |  |  | WND | [7 empty] | 0.075 | [8 empty] | Penobscot | ME |  |  | BHE Line 66 |  | 2016-12-16 | [5 empty] | Executed | [32 empty] | G | 9.075 | 9.075 | [5 empty] | In Service | [33 empty] | 2016-12-16 13:15 | 2016-11-01 | FALSE | FALSE
NEISO | Mechanicsville Hydro Increase | 402 | 2012-10-16 |  |  |  | HD |  |  |  | WAT | [7 empty] | 0.31 | [8 empty] | Windham | CT |  |  | CL&amp;P 23 kV at Mechanicsville |  | 2013-03-01 | [5 empty] | Executed | [32 empty] | G | 0.31 | 0.31 | [39 empty] | 2014-01-17 14:03 | 2013-03-01 | FALSE | FALSE
NEISO | Wind | 401 | 2012-10-05 |  |  |  | WT |  |  |  | WND | [7 empty] | 19.8 | [8 empty] | Washington | ME |  |  | BHE Epping 115 kV substation or BHE 34.5 kV |  | 2014-12-31 |  | In Progress | [31 empty] | 2014-08-14 |  |  |  |  | G | 19.8 | 19.8 | [5 empty] | Under Study | [33 empty] | 2014-12-11 13:50 | 2014-11-30 | FALSE | FALSE
NEISO | Downeast Wind | 400 | 2012-10-03 |  |  |  | WT |  |  |  | WND | [7 empty] | 90 | [8 empty] | Washington | ME |  |  | BHE Epping Substation |  | 2019-10-03 |  | Document Posted | Document Posted |  |  | Executed | [27 empty] | 2018-04-19 |  |  |  |  | G | 90 | 90 | [39 empty] | 2018-04-19 13:22 | 2019-07-18 | TRUE | TRUE
NEISO | Wind Increase | 399 | 2012-10-01 |  |  |  | WT |  |  |  | WND | [7 empty] | 1.2 | [8 empty] | Franklin | ME |  |  | CMP Ludden Lane Substation |  | 2014-08-15 | [33 empty] | 2013-02-27 |  |  |  |  | G | 34.2 | 34.2 | [39 empty] | 2013-02-27 | 2014-06-02 | FALSE | FALSE
NEISO | Dighton Power Uprate | 398 | 2012-09-04 |  |  |  | CC |  |  |  | NG | [7 empty] | 5 | [8 empty] | Bristol | MA |  |  | GRID 115 kV U6 Line |  | 2013-12-05 |  |  | Document Posted |  |  | Executed | [32 empty] | G | 180 | 197 | [5 empty] | In Service | [33 empty] | 2013-11-15 16:35 | 2013-12-05 | TRUE | TRUE
NEISO | Hancock Wind Project | 397 | 2012-08-30 |  |  |  | WT |  |  |  | WND | [7 empty] | 51 | [8 empty] | Hancock | ME |  |  | BHE Line 66 - Bull Hill substation |  | 2016-12-14 |  |  | Document Posted |  |  | Executed | [32 empty] | G | 51 | 51 | [5 empty] | In Service | [33 empty] | 2016-12-14 15:47 | 2016-10-01 | TRUE | TRUE
NEISO | Berkshire Wind Increase | 396 | 2012-08-28 |  |  |  | WT |  |  |  | WND | [7 empty] | 4.6 | [8 empty] | Berkshire | MA |  |  | WMECO 23 kV from Partridge substation |  | 2019-11-19 |  |  | Document Posted |  |  | Executed | [32 empty] | G | 19.6 | 19.6 | [5 empty] | Under Construction | [33 empty] | 2020-01-07 13:43 | 2019-09-25 | TRUE | FALSE
NEISO | Solar | 395 | 2012-07-30 |  |  |  | PV |  |  |  | SUN | [7 empty] | 2.18 | [8 empty] | Windham | VT |  |  | CVPS 46 kV |  | 2013-06-01 | [33 empty] | 2012-10-24 |  |  |  |  | G | 2.18 | 2.18 | [39 empty] | 2012-10-24 | 2013-05-15 | FALSE | FALSE
NEISO | Bridgeport Fuel Cell I | 394 | 2012-07-25 |  |  |  | FC |  |  |  | NG | [7 empty] | 5.6 | [8 empty] | Fairfield | CT |  |  | UI 13.8 kV Ash Creek substation |  | 2013-12-22 |  |  | Document Posted |  |  | Executed | [32 empty] | G | 5.6 | 5.6 | [5 empty] | In Service | [33 empty] | 2013-12-23 10:12 | 2013-11-24 | TRUE | TRUE
NEISO | Bridgeport Fuel Cell 2 | 394 | 2012-07-25 |  |  |  | FC |  |  |  | NG | [7 empty] | 5.6 | [8 empty] | Fairfield | CT |  |  | UI 13.8 kV New Congress I substation |  | 2013-12-22 | [5 empty] | Executed | [32 empty] | G | 5.6 | 5.6 | [5 empty] | In Service | [33 empty] | 2013-12-23 10:12 | 2013-11-24 | TRUE | TRUE
NEISO | Bridgeport Fuel Cell 3 | 394 | 2012-07-25 |  |  |  | FC |  |  |  | NG | [7 empty] | 4.15 | [8 empty] | Fairfield | CT |  |  | UI 13.8 kV New Congress II Substation |  | 2013-12-22 | [5 empty] | Executed | [32 empty] | G | 4.15 | 4.15 | [5 empty] | In Service | [33 empty] | 2013-12-23 10:13 | 2013-11-24 | TRUE | TRUE
NEISO | Wind | 393 | 2012-05-07 |  |  |  | WT |  |  |  | WND | [7 empty] | 84 | [8 empty] | Somerset | ME |  |  | CMP 115 kV W. S. Wyman Hydro Substation |  | 2016-11-01 |  | Document Posted | [31 empty] | 2015-10-28 |  |  |  |  | G | 84 | 84 | [39 empty] | 2015-10-28 13:52 | 2016-10-01 | FALSE | FALSE
NEISO | Wind | 392 | 2012-03-28 |  |  |  | WT |  |  |  | WND | [7 empty] | 2.7 | [8 empty] | Coos | NH |  |  | PSNH 12.47 kV |  | 2012-10-29 | [33 empty] | 2012-07-11 |  |  |  |  | G | 2.7 | 2.7 | [39 empty] | 2012-07-23 | 2012-10-15 | FALSE | FALSE
NEISO | Weston Station Uprate U4 | 391 | 2012-02-02 |  |  |  | HD |  |  |  | WAT | [7 empty] | 1.6 | [8 empty] | Somerset | ME |  |  | CMP 34.5 kV Weston Substation |  | 2015-07-31 | [5 empty] | Executed | [32 empty] | G | 14.806 | 14.806 | [5 empty] | In Service | [33 empty] | 2015-10-09 14:25 | 2015-07-30 | TRUE | TRUE
NEISO | Weston Station GSU/AVR Replacement U1 | 391 | 2012-02-02 |  |  |  | HD |  |  |  | WAT | [7 empty] | 0 | [8 empty] | Somerset | ME |  |  | CMP 34.5 kV Weston Substation |  | 2013-12-14 |  |  | Document Posted |  |  | Executed | [32 empty] | G | 14.806 | 14.806 | [5 empty] | In Service | [33 empty] | 2013-12-17 12:33 | 2013-12-14 | TRUE | TRUE
NEISO | Weston Station AVR Replacement U2-4 | 391 | 2012-02-02 |  |  |  | HD |  |  |  | WAT | [7 empty] | 0 | [8 empty] | Somerset | ME |  |  | CMP 34.5 kV Weston Substation |  | 2015-07-31 | [5 empty] | Executed | [32 empty] | G | 14.806 | 14.806 | [5 empty] | In Service | [33 empty] | 2015-10-09 14:26 | 2015-07-30 | TRUE | TRUE
NEISO | Spruce Ridge Wind Farm | 390 | 2012-01-30 |  |  |  | WT |  |  |  | WND | [7 empty] | 50.82 | [8 empty] | Grafton | NH |  |  | NGRID 230 kV Comerford/Dunbarton Line |  | 2017-10-31 |  |  | Document Posted |  |  | Executed | [27 empty] | 2017-04-10 |  |  |  |  | G | 50.82 | 50.82 | [39 empty] | 2017-04-11 10:11 | 2017-09-18 | TRUE | TRUE
NEISO | Solar | 389 | 2012-01-17 |  |  |  | PV |  |  |  | SUN | [7 empty] | 5.04 | [8 empty] | Fairfield | CT |  |  | CL&P 115 kV Norwalk Harbor Substation |  | 2013-05-31 | [33 empty] | 2012-03-23 |  |  |  |  | G | 5.04 | 5.04 | [39 empty] | 2012-03-23 | 2013-03-31 | FALSE | FALSE
NEISO | Combined Cycle | 388 | 2012-01-13 |  |  |  | CC |  |  |  | NG | [7 empty] | 680 | [8 empty] | Fairfield | CT |  |  | UI 115 kV or 345 kV |  | 2016-05-31 | [33 empty] | 2013-03-19 |  |  |  |  | G | 680 | 700 | [39 empty] | 2013-03-26 12:28 | 2016-03-01 | FALSE | FALSE
NEISO | Gas Turbine Increase | 387 | 2012-01-13 |  |  |  | GT |  |  |  | NG | [7 empty] | 13.5 | [8 empty] | New Haven | CT |  |  | CMEEC 115kV Wallingford Substation |  | 2013-02-28 |  |  | Document Posted |  |  | Executed | [27 empty] | 2013-03-22 |  |  |  |  | G | 250 | 250 | [5 empty] | Under Construction | [33 empty] | 2013-03-26 12:27 | 2013-02-28 | FALSE | TRUE
NEISO | Footprint Combined Cycle Unit | 387 | 2012-01-13 |  |  |  | CC |  |  |  | NG | [7 empty] | 715.6 | [8 empty] | Essex | MA |  |  | NGRID 115 kV Salem Harbor Substation |  | 2018-05-31 |  |  | Document Posted |  |  | Executed | [32 empty] | G | 715.6 | 715.6 | [5 empty] | In Service | [33 empty] | 2018-05-31 09:57 | 2017-12-22 | TRUE | TRUE
NEISO | Westbrook Energy Center Expansion | 386 | 2012-01-12 |  |  |  | CC |  |  |  | NG | [7 empty] | 9.5 | [8 empty] | York | ME |  |  | CMP 115 kV Westbrook Substation |  | 2013-01-31 | [5 empty] | Executed | [32 empty] | G | 538 | 597 | [39 empty] | 2013-02-05 | 2013-01-31 | TRUE | TRUE
NEISO | Wind | 385 | 2012-01-06 |  |  |  | WT |  |  |  | WND | [7 empty] | 60 | [8 empty] | Calendonia and Essex | VT |  |  | VELCO 115 kV Lyndonville substation |  | 2015-12-01 |  | Document Posted | In Progress | [30 empty] | 2014-05-21 |  |  |  |  | G | 60 | 60 | [39 empty] | 2014-05-21 10:15 | 2015-09-01 | FALSE | FALSE
NEISO | CPV Towantic Energy Center | 384 | 2011-12-29 |  |  |  | CC |  |  |  | DFO NG | [7 empty] | 745 | [8 empty] | New Haven | CT |  |  | CL&amp;P 115 kV |  | 2018-05-21 |  |  | Document Posted |  |  | Executed | [32 empty] | G | 745 | 775 | [5 empty] | In Service | [33 empty] | 2018-05-21 09:52 | 2018-01-24 | TRUE | TRUE
NEISO | Wind | 383 | 2011-12-22 |  |  |  | WT |  |  |  | WND | [7 empty] | 198 | [8 empty] | Franklin | ME |  |  | CMP Roxbury substation |  | 2016-10-31 |  | Document Posted | [31 empty] | 2013-07-26 |  |  |  |  | G | 198 | 198 | [39 empty] | 2013-07-26 09:50 | 2015-10-31 | FALSE | FALSE
NEISO | Wind | 382 | 2011-12-05 |  |  |  | WT |  |  |  | WND | [7 empty] | 79.86 | [8 empty] | Oxford | ME |  |  | CMP 115 kV Rumford to Livermore Line |  | 2014-10-31 | [33 empty] | 2012-11-20 |  |  |  |  | G | 79.86 | 79.86 | [39 empty] | 2012-11-20 | 2014-07-31 | FALSE | FALSE
NEISO | Wind | 381 | 2011-11-14 |  |  |  | WT |  |  |  | WND | [7 empty] | 11.9 | [8 empty] | Lincoln | ME |  |  | CMP 34.5 kV Boothbay Substation |  | 2017-09-15 |  |  | Document Posted | [30 empty] | 2013-10-21 |  |  |  |  | G | 11.9 | 11.9 | [39 empty] | 2013-10-21 13:53 | 2017-09-01 | TRUE | FALSE
NEISO | 1000 MW HVDC Line | 380 | 2011-11-10 | [25 empty] | MA |  |  | NSTAR Carver 345 kV |  | 2020-06-01 |  |  | Not Started | [30 empty] | 2015-02-16 |  |  |  |  | ETU | [41 empty] | 2015-02-17 08:20 | 2020-01-01 | FALSE | FALSE
NEISO | 1000 MW HVDC Line | 380 | 2011-11-10 | [25 empty] | MA |  |  | NSTAR Barnstable 345 kV |  | 2020-06-01 |  |  | Not Started | [30 empty] | 2015-02-16 |  |  |  |  | ETU | [41 empty] | 2015-02-17 08:21 | 2020-01-01 | FALSE | FALSE
NEISO | CornerStone Power Monson 2 | 379 | 2011-10-19 |  |  |  | PV |  |  |  | SUN | [7 empty] | 4.92 | [8 empty] | Hampden | MA |  |  | GRID 69 kV N14 Line |  | 2014-11-01 |  |  | Document Posted |  |  | Executed | [27 empty] | 2014-08-12 |  |  |  |  | G | 4.92 | 4.92 | [5 empty] | Under Construction | [33 empty] | 2014-09-02 10:58 | 2014-10-15 | TRUE | TRUE
NEISO | CornerStone Power Monson 3 | 379 | 2011-10-19 |  |  |  | PV |  |  |  | SUN | [7 empty] | 4.92 | [8 empty] | Hampden | MA |  |  | GRID 69 kV N14 Line |  | 2014-11-01 |  |  | Document Posted |  |  | Executed | [27 empty] | 2014-08-12 |  |  |  |  | G | 4.92 | 4.92 | [5 empty] | Under Construction | [33 empty] | 2014-09-02 10:58 | 2014-10-15 | TRUE | TRUE
NEISO | HVDC Line | 378 | 2011-10-18 | [15 empty] | 0 | [9 empty] | MA |  |  | MEPCO 345 kV at Haynesville or MPC 345 KV/GRID 115 |  | 2015-12-31 |  |  | Not Started | [30 empty] | 2013-11-15 |  |  |  |  | ETU | [41 empty] | 2013-11-15 11:53 | 2015-12-31 | FALSE | FALSE
NEISO | Harrington Street PV Project (QF) | 377 | 2011-09-14 |  |  |  | PV |  |  |  | SUN | [7 empty] | 9.75 | [8 empty] | Worcester | MA |  |  | GRID 69 kV |  | 2016-12-23 | [38 empty] | G | 9.75 | 9.75 | [5 empty] | In Service | [33 empty] | 2016-12-23 09:03 | 2016-02-08 | TRUE | TRUE
NEISO | Algonquin Power Windsor Locks CNR Increase | 376 | 2011-09-08 |  |  |  | IC |  |  |  | NG | [7 empty] | 0 | [8 empty] | Hartford | CT |  |  | CL&P Windsor Locks 23 kV Substation |  | 2012-07-20 | [38 empty] | G | 0 | 0 | [39 empty] | 2012-07-30 | 2012-06-28 | TRUE | TRUE
NEISO | Wind | 375 | 2011-09-07 |  |  |  | WT |  |  |  | WND | [7 empty] | 80 | [8 empty] | Merrimack/Grafton | NH |  |  | GRID Comerford/Merrimack 230 kV Line |  | 2014-12-31 | [33 empty] | 2013-09-27 |  |  |  |  | G | 80 | 80 | [39 empty] | 2013-09-27 15:59 | 2014-09-30 | FALSE | FALSE
NEISO | Brayton Pt. 1 Exciter Replacement | 374 | 2011-08-24 |  |  |  | ST |  |  |  | BIT | [7 empty] | 0 | [8 empty] | Bristol | MA |  |  | GRID 345 kV Brayton Pt Switchyard |  | 2012-05-20 |  |  | Document Posted |  |  | Executed | [32 empty] | G | 0 | 0 | [5 empty] | In Service | [33 empty] | 2012-06-07 | 2012-05-12 | TRUE | TRUE
NEISO | Brayton Pt. 2 Exciter Replacement | 374 | 2011-08-24 |  |  |  | ST |  |  |  | BIT | [7 empty] | 0 | [8 empty] | Bristol | MA |  |  | GRID 345 kV Brayton Pt Switchyard |  | 2014-05-30 |  |  | Document Posted |  |  | Executed | [27 empty] | 2013-12-04 |  |  |  |  | G | 0 | 0 | [39 empty] | 2014-01-28 08:10 | 2014-05-22 | TRUE | TRUE
NEISO | CC Administrative Increase | 373 | 2011-08-12 |  |  |  | CC |  |  |  | DFO NG | [7 empty] | 0 | [8 empty] | Hampden | MA |  |  | WMECO Ludlow 19S substation | [35 empty] | 2012-09-21 |  |  |  |  | G | 478 | 550 | [39 empty] | 2012-09-21 |  | FALSE | FALSE
NEISO | Skelton Station Modernization Phase 1 | 372 | 2011-08-03 |  |  |  | HD |  |  |  | WAT | [7 empty] | 1.083 | [8 empty] | York | ME |  |  | CMP 34.5 kV Louden substation |  | 2013-12-28 |  |  | Document Posted |  |  | Executed | [32 empty] | G | 21.083 | 21.083 | [5 empty] | In Service | [33 empty] | 2014-01-07 15:52 | 2013-12-19 | TRUE | TRUE
NEISO | Skelton Station Modernization Phase 2 | 372 | 2011-08-03 |  |  |  | HD |  |  |  | WAT | [7 empty] | 1.083 | [8 empty] | York | ME |  |  | CMP 34.5 kV Louden substation |  | 2013-12-28 |  |  | Document Posted |  |  | Executed | [32 empty] | G | 22.2 | 22.2 | [5 empty] | In Service | [33 empty] | 2014-01-07 15:52 | 2013-12-14 | TRUE | TRUE
NEISO | Wind | 371 | 2011-08-01 |  |  |  | WT |  |  |  | WND | [7 empty] | 33 | [8 empty] | Hillsborough | NH |  |  | PSNH L163 115 kV |  | 2015-07-31 |  |  | Document Posted | [30 empty] | 2013-08-06 |  |  |  |  | G | 33 | 33 | [39 empty] | 2013-08-06 10:24 | 2015-06-30 | TRUE | TRUE
NEISO | Shepaug AVR Upgrade | 370 | 2011-07-01 |  |  |  | HW |  |  |  | WAT | [7 empty] | 0 | [8 empty] | New Haven | CT |  |  | CL&P 69 kV bus at Shepaug |  | 2012-10-16 | [38 empty] | G | 0 | 0 | [39 empty] | 2012-10-15 | 2012-09-23 | TRUE | TRUE
NEISO | Combined Cycle | 369 | 2011-06-08 |  |  |  | CC |  |  |  | NG | [7 empty] | 745 | [8 empty] | Fairfield | CT |  |  | NU 345 kV Line |  | 2016-06-01 | [33 empty] | 2011-11-28 |  |  |  |  | G | 745 | 775 | [39 empty] | 2011-11-29 | 2016-01-01 | FALSE | FALSE
NEISO | Wind | 368 | 2011-05-27 |  |  |  | WT |  |  |  | WND | [7 empty] | 10 | [8 empty] | Hillsborough | NH |  |  | PSNH 7.2 kV to Milford Substation |  | 2012-09-30 |  |  | Document Posted | [30 empty] | 2011-08-23 |  |  |  |  | G | 10 | 10 | [5 empty] | Under Study | [33 empty] | 2014-06-10 14:22 | 2012-09-01 | FALSE | FALSE
NEISO | Wind | 368 | 2011-05-27 |  |  |  | WT |  |  |  | WND | [7 empty] | 16.1 | [8 empty] | Hillsborough | NH |  |  | PSNH 34.5 kV to Monadnock substation |  | 2014-10-31 |  |  | Document Posted | [30 empty] | 2013-07-25 |  |  |  |  | G | 16.1 | 16.1 | [39 empty] | 2013-07-25 16:24 | 2014-10-01 | TRUE | TRUE
NEISO | Kingdom Community Wind Increase (see Q311) | 367 | 2011-05-26 |  |  |  | WT |  |  |  | WND | [7 empty] | 3.075 | [8 empty] | Orleans | VT |  |  | VEC Lowell 46 kV station |  | 2012-12-16 |  |  | Document Posted |  |  | Executed | [32 empty] | G | 64.575 | 64.575 | [39 empty] | 2012-11-19 | 2012-08-29 | TRUE | TRUE
NEISO | Wyman Hydro Uprate U1 | 366 | 2011-05-23 |  |  |  | HW |  |  |  | WAT | [7 empty] | 2.5 | [8 empty] | Somerset | ME |  |  | CMP 115 kv Wyman |  | 2016-03-30 |  |  | Document Posted |  |  | Executed | [32 empty] | G | 30 | 30 | [5 empty] | In Service | [33 empty] | 2016-03-30 07:54 | 2016-03-24 | TRUE | TRUE
NEISO | Wyman Hydro Uprate U2 | 366 | 2011-05-23 |  |  |  | HW |  |  |  | WAT | [7 empty] | 0 | [8 empty] | Somerset | ME |  |  | CMP 115 kV Wyman |  | 2015-03-23 |  |  | Document Posted |  |  | Executed | [32 empty] | G | 29.9 | 29.9 | [39 empty] | 2015-03-25 15:11 | 2015-03-23 | TRUE | TRUE
NEISO | Wyman Hydro Uprate U3 | 366 | 2011-05-23 |  |  |  | HW |  |  |  | WAT | [7 empty] | 4.3 | [8 empty] | Somerset | ME |  |  | CMP 115 kV Wyman |  | 2016-03-30 |  |  | Document Posted |  |  | Executed | [32 empty] | G | 30 | 30 | [5 empty] | In Service | [33 empty] | 2016-03-30 07:55 | 2016-03-24 | TRUE | TRUE
NEISO | Bridgeport Harbor #3 CNR Increase | 365 | 2011-04-27 |  |  |  | ST |  |  |  | DFO SUB | [7 empty] | 5 | [8 empty] | Fairfield | CT |  |  | UI Pequonnock 115 kV substation |  | 2011-10-31 | [38 empty] | G | 385 | 385 | [39 empty] | 2011-11-14 |  | FALSE | TRUE
NEISO | Solar | 364 | 2011-04-07 |  |  |  | PV |  |  |  | SUN | [7 empty] | 4.92 | [8 empty] | Hampden | MA |  |  | GRID 69kV N-14 Line |  | 2012-03-31 | [33 empty] | 2011-05-18 |  |  |  |  | G | 4.92 | 4.92 | [39 empty] | 2011-05-26 | 2012-03-01 | FALSE | FALSE
NEISO | Solar | 363 | 2011-03-31 |  |  |  | PV |  |  |  | SUN | [7 empty] | 6 | [8 empty] | Bristol | MA |  |  | NSTAR 115 kV or 13.2 kV |  | 2012-12-31 | [33 empty] | 2011-07-29 |  |  |  |  | G | 6 | 6 | [39 empty] | 2011-07-29 | 2012-09-30 | FALSE | FALSE
NEISO | Milford Hydro Expansion Increase (Q358) | 362 | 2011-03-22 |  |  |  | HD |  |  |  | WAT | [7 empty] | 0.183 | [8 empty] | Penobscot | ME |  |  | BHE Milford substation |  | 2011-11-04 |  |  | Document Posted | [35 empty] | G | 9.083 | 9.083 | [39 empty] | 2011-11-17 | 2011-11-01 | TRUE | TRUE
NEISO | Grandpas Knob Wind | 361 | 2011-03-14 |  |  |  | WT |  |  |  | WND | [7 empty] | 20 | [8 empty] | West Rutland | VT |  |  | VELCO W Rutland 115 kV Substation |  | 2016-12-31 |  |  | Document Posted |  |  | Executed | [27 empty] | 2014-05-19 |  |  |  |  | G | 20 | 20 | [39 empty] | 2014-05-19 15:34 | 2016-09-30 | TRUE | TRUE
NEISO | Indian River Power Supply CNR | 360 | 2011-03-14 |  |  |  | HD |  |  |  | WAT | [7 empty] | 0 | [8 empty] | Hampden | MA |  |  | WMECO 23 kV circuit |  | 2011-08-02 | [38 empty] | G | 1.3 | 1.3 | [39 empty] | 2011-08-03 |  | FALSE | FALSE
NEISO | Turners Falls Hydro CNR | 360 | 2011-03-14 |  |  |  | HD |  |  |  | WAT | [7 empty] | 0 | [8 empty] | Franklin | MA |  |  | WMECO 13.8 kV |  | 2012-05-29 | [38 empty] | G | 0.95 | 0.95 | [39 empty] | 2015-01-13 12:47 | 2012-05-29 | FALSE | FALSE
NEISO | Woronoco Hydro CNR | 360 | 2011-03-14 |  |  |  | HD |  |  |  | WAT | [7 empty] | 0 | [8 empty] | Hampden | MA |  |  | WMECO 23 kV |  | 2012-01-06 | [38 empty] | G | 2.7 | 2.7 | [39 empty] | 2012-01-11 |  | FALSE | FALSE
NEISO | Bear Swamp AVR/PSS Unit 2 | 359 | 2011-03-07 |  |  |  | PS |  |  |  | WAT | [7 empty] | 0 | [8 empty] | Franklin and Berkshire | MA |  |  | GRID Bear Swamp 230 kV substation |  | 2011-07-13 |  |  | Document Posted | [35 empty] | G | 0 | 0 | [39 empty] | 2020-06-09 08:12 | 2011-06-30 | TRUE | TRUE
NEISO | Bear Swamp AVR/PSS Unit 1 | 359 | 2011-03-07 |  |  |  | PS |  |  |  | WAT | [7 empty] | 0 | [8 empty] | Franklin and Bershire | MA |  |  | Bear Swamp 230 kV substation |  | 2012-03-08 |  |  | Document Posted | [35 empty] | G | 0 | 0 | [39 empty] | 2012-03-09 | 2012-03-06 | TRUE | TRUE
NEISO | Milford Hydro Expansion | 358 | 2011-03-04 |  |  |  | HD |  |  |  | WAT | [7 empty] | 2.5 | [8 empty] | Penobscot | ME |  |  | BHE Milford Substation |  | 2011-11-04 |  |  | Document Posted |  |  | Executed | [32 empty] | G | 8.9 | 8.9 | [5 empty] | In Service | [33 empty] | 2011-11-17 | 2011-11-01 | TRUE | TRUE
NEISO | Medway Hydro Expansion | 358 | 2011-03-04 |  |  |  | HD |  |  |  | WAT | [7 empty] | 0.6 | [8 empty] | Penobscot | ME |  |  | BHE Medway substation |  | 2012-04-04 |  |  | Document Posted |  |  | Executed | [32 empty] | G | 4.003 | 4.003 | [39 empty] | 2016-10-26 10:11 | 2012-04-04 | TRUE | TRUE
NEISO | Hydro | 358 | 2011-03-04 |  |  |  | HD |  |  |  | WAT | [7 empty] | 2.274 | [8 empty] | Penobscot | ME |  |  | BHE Stillwater 12.5 kV substation |  | 2012-08-15 |  |  | Document Posted | [30 empty] | 2011-10-05 |  |  |  |  | G | 2.274 | 2.274 | [39 empty] | 2011-10-06 | 2012-08-01 | FALSE | FALSE
NEISO | Hydro | 358 | 2011-03-04 |  |  |  | HD |  |  |  | WAT | [7 empty] | 3.858 | [8 empty] | Penobscot | ME |  |  | BHE Orono 12.5 kV substation |  | 2012-08-15 | [33 empty] | 2011-04-11 |  |  |  |  | G | 3.858 | 3.858 | [39 empty] | 2011-04-12 | 2012-08-01 | FALSE | FALSE
NEISO | Passadumkeag Windpark | 357 | 2011-02-24 |  |  |  | WT |  |  |  | WND | [7 empty] | 39.975 | [8 empty] | Penobscot | ME |  |  | BHE 115 kV between Enfield and James River Substat |  | 2016-05-23 |  |  | Document Posted |  |  | Executed | [32 empty] | G | 39.975 | 39.975 | [5 empty] | In Service | [33 empty] | 2016-07-01 08:41 | 2016-04-12 | TRUE | TRUE
NEISO | Altresco Increase (winter) | 356 | 2011-02-04 |  |  |  | CC |  |  |  | DFO NG | [7 empty] | 0 | [8 empty] | Berkshire | MA |  |  | WMECO Doreen 19A substation |  | 2012-06-29 | [38 empty] | G | 160 | 192.5 | [39 empty] | 2012-06-26 |  | TRUE | TRUE
NEISO | HVDC Tie | 355 | 2011-01-27 | [28 empty] | UI Singer 345 kV substation to LIPA Pt Jefferson 1 |  | 2016-06-30 | [33 empty] | 2012-12-04 |  |  |  |  | ETU | [41 empty] | 2012-12-04 |  | FALSE | FALSE
NEISO | Combined Cycle Increase | 354 | 2011-01-12 |  |  |  | CC |  |  |  | DFO NG | [7 empty] | 20.2 | [8 empty] | Berkshire | MA |  |  | WMECO Doreen 19A Substation |  | 2011-04-01 | [33 empty] | 2011-02-04 |  |  |  |  | G | 157.3 | 185.2 | [39 empty] | 2011-02-07 |  | FALSE | FALSE
NEISO | Wind | 353 | 2010-12-21 |  |  |  | WT |  |  |  | WND | [7 empty] | 9.9 | [8 empty] | Plymouth | MA |  |  | NSTAR 115 kV Valley substation |  | 2013-12-31 | [33 empty] | 2012-08-08 |  |  |  |  | G | 9.9 | 9.9 | [39 empty] | 2012-08-08 | 2013-11-30 | TRUE | FALSE
NEISO | Wind | 353 | 2010-12-21 |  |  |  | WT |  |  |  | WND | [7 empty] | 14.9 | [8 empty] | Barnstable | MA |  |  | NSTAR 115 kV Valley substation |  | 2012-11-30 | [33 empty] | 2011-06-07 |  |  |  |  | G | 14.9 | 14.9 | [39 empty] | 2011-06-09 | 2012-10-31 | FALSE | FALSE
NEISO | Salem Harbor Station Increase | 352 | 2010-12-14 |  |  |  | ST |  |  |  | BIT RFO | [7 empty] | 8 | [8 empty] | Essex | MA |  |  | Salem Switchyard | [40 empty] | G | 750.58 | 753.07 | [39 empty] | 2011-05-26 |  | FALSE | FALSE
NEISO | Gulf Island Unit 2 Increase | 351 | 2010-12-03 |  |  |  | HW |  |  |  | WAT | [7 empty] | 4.4 | [8 empty] | Androscoggin | ME |  |  | CMP Gulf Island 115 kV |  | 2011-04-26 | [38 empty] | G | 38.915 | 38.915 | [39 empty] | 2012-01-11 | 2011-04-26 | FALSE | TRUE
NEISO | Wind | 350 | 2010-11-10 |  |  |  | WT |  |  |  | WND | [7 empty] | 92.25 | [8 empty] | Washington | ME |  |  | BHE Washington County 115 kV substation |  | 2015-12-31 |  | Document Posted | In Progress | [30 empty] | 2013-11-15 |  |  |  |  | G | 92.25 | 92.25 | [39 empty] | 2015-10-01 10:54 | 2015-10-01 | FALSE | FALSE
NEISO | Wind | 350 | 2010-11-10 |  |  |  | WT |  |  |  | WND | [7 empty] | 96.9 | [8 empty] | Somerset | ME |  |  | CMP Wyman substation |  | 2016-12-31 |  | Document Posted | In Progress | [30 empty] | 2015-10-05 |  |  |  |  | G | 96.9 | 96.9 | [5 empty] | Under Study | [33 empty] | 2015-10-05 11:38 | 2016-10-01 | TRUE | FALSE
NEISO | Pisgah Mountain | 349 | 2010-10-20 |  |  |  | WT |  |  |  | WND | [7 empty] | 9 | [8 empty] | Penobscot | ME |  |  | BHE Line 66 |  | 2016-12-16 |  |  | Document Posted |  |  | Executed | [32 empty] | G | 9 | 9 | [5 empty] | In Service | [33 empty] | 2016-12-16 13:14 | 2016-11-01 | TRUE | TRUE
NEISO | 1090 MW HVDC Tie - Import Only | 348 | 2010-10-13 | [25 empty] | NH |  |  | HQ Des Cantons substation to PSNH Deerfield substa |  | 2018-06-01 |  |  | Document Posted | [30 empty] | 2015-02-16 |  |  |  |  | ETU | [41 empty] | 2015-02-17 08:19 | 2018-05-01 | TRUE | TRUE
NEISO | Bucksport G5 | 347 | 2010-10-07 |  |  |  | ST |  |  |  | WDS | [7 empty] | 25 | [8 empty] | Hancock | ME |  |  | CMP 115 kV |  | 2012-11-15 |  |  | Document Posted |  |  | Executed | [32 empty] | G | 25 | 25 | [5 empty] | In Service | [33 empty] | 2014-02-13 13:37 | 2012-10-25 | TRUE | TRUE
NEISO | Burgess BioPower Increase | 346 | 2010-10-01 |  |  |  | ST |  |  |  | WDS | [7 empty] | 9 | [8 empty] | Coos | NH |  |  | PSNH Eastside (Berlin) Substation |  | 2014-06-17 |  |  | Document Posted |  |  | Executed | [32 empty] | G | 67.5 | 67.5 | [5 empty] | In Service | [33 empty] | 2015-04-07 09:45 | 2013-10-25 | TRUE | TRUE
NEISO | Groton Wind Farm | 345 | 2010-09-08 |  |  |  | WT |  |  |  | WND | [7 empty] | 48 | [8 empty] | Grafton | NH |  |  | PSNH Beebe River 115 kV Substation |  | 2012-12-28 |  | Document Posted | Document Posted | [35 empty] | G | 48 | 48 | [39 empty] | 2012-12-27 | 2012-10-31 | TRUE | TRUE
NEISO | Mass Power Increase | 344 | 2010-09-07 |  |  |  | CC |  |  |  | NG | [7 empty] | 5 | [8 empty] | Hampden | MA |  |  | NU 115 kV Shawanigan |  | 2011-09-30 | [38 empty] | G | 256.3 | 279.89 | [39 empty] | 2011-09-30 | 2011-09-30 | FALSE | TRUE
NEISO | Operating change | 343 | 2010-08-10 |  |  |  | ST |  |  |  | NUC | [7 empty] | 0 | [8 empty] | Plymouth | MA |  |  | NSTAR 342 & 355 Line/345 switchyard | [35 empty] | 2012-03-21 |  |  |  |  | G | 0 | 0 | [39 empty] | 2012-03-21 |  | FALSE | FALSE
NEISO | Manchester Street Station Exciter Upgrades & incre | 342 | 2010-07-21 |  |  |  | CC |  |  |  | NG | [7 empty] | 12 | [8 empty] | Providence | RI |  |  | GRID 115 kV Franklin substation |  | 2011-06-14 | [38 empty] | G | 483 | 510 | [39 empty] | 2011-06-09 | 2011-02-13 | TRUE | TRUE
NEISO | HVDC Line | 341 | 2010-07-19 | [15 empty] | 0 | [9 empty] | MA |  |  | MEPCO 345kV at Haynesville or MPC 345 kV/NSTAR 345 |  | 2014-12-31 |  |  | Not Started | [30 empty] | 2013-11-15 |  |  |  |  | ETU | [41 empty] | 2013-11-15 11:53 | 2014-12-31 | FALSE | FALSE
NEISO | Biomass | 340 | 2010-06-24 |  |  |  | ST |  |  |  | WDS | [7 empty] | 33 | [8 empty] | Bennington | VT |  |  | CVPS East Pownal to Bennington 46 KV line |  | 2013-03-31 | [33 empty] | 2011-03-28 |  |  |  |  | G | 33 | 33.3 | [39 empty] | 2011-03-31 | 2012-12-31 | FALSE | FALSE
NEISO | Exciter Upgrades | 339 | 2010-06-09 |  |  |  | CC |  |  |  | NG | [7 empty] | 0 | [8 empty] | Providence | RI |  |  | GRID 115 kV Franklin substation |  | 2011-03-07 | [33 empty] | 2010-07-21 |  |  |  |  | G | 441 | 492 | [39 empty] | 2010-07-22 | 2011-02-13 | FALSE | FALSE
NEISO | Wind | 338 | 2010-05-14 |  |  |  | WT |  |  |  | WND | [7 empty] | 0 | [8 empty] | Hillsborough | NH |  |  | PSNH 34.5 kV 3140 Circuit |  | 2013-12-03 | [33 empty] | 2012-11-19 |  |  |  |  | G | 18 | 18 | [39 empty] | 2012-11-19 | 2013-11-02 | FALSE | FALSE
NEISO | Verso Androscoggin Energy Cogen 1, 2, & 3 Increase | 337 | 2010-05-14 |  |  |  | CC |  |  |  | KER NG | [7 empty] | 26 | [8 empty] | Franklin | ME |  |  | CMP Section 227 |  | 2012-01-13 | [38 empty] | G | 147 | 180 | [39 empty] | 2012-01-20 |  | TRUE | TRUE
NEISO | Manchester Street Station increase | 336 | 2010-05-14 |  |  |  | CC |  |  |  | NG | [7 empty] | 0 | [8 empty] | Providence | RI |  |  | GRID 115 kV Franklin substation |  | 2010-08-02 | [38 empty] | G | 471 | 492 | [39 empty] | 2010-08-04 |  | FALSE | FALSE
NEISO | Biomass | 335 | 2010-05-14 |  |  |  | ST |  |  |  | WDS | [7 empty] | 18.1 | [8 empty] | Hancock | ME |  |  | CMP 115 kV |  | 2012-03-01 | [33 empty] | 2011-06-30 |  |  |  |  | G | 18.1 | 18.1 | [39 empty] | 2011-06-30 | 2012-02-01 | TRUE | FALSE
NEISO | Wind | 334 | 2010-05-14 |  |  |  | WT |  |  |  | WND | [7 empty] | 30 | [8 empty] | Hampden | MA |  |  | Section #175 115kV line from Palmer to Little Rest |  | 2012-12-31 | [33 empty] | 2011-03-17 |  |  |  |  | G | 30 | 30 | [39 empty] | 2011-03-21 | 2012-10-01 | FALSE | FALSE
NEISO | Bingham Wind | 333 | 2010-05-14 |  |  |  | WT |  |  |  | WND | [7 empty] | 184.8 | [8 empty] | Somerset | ME |  |  | CMP Guilford Substation |  | 2016-12-13 |  | Document Posted | Document Posted |  |  | Executed | [32 empty] | G | 184.8 | 184.8 | [5 empty] | In Service | [33 empty] | 2016-12-13 14:28 | 2016-08-15 | TRUE | TRUE
NEISO | RISEP Increase | 332 | 2010-05-13 |  |  |  | CC |  |  |  | NG | [7 empty] | 66 | [8 empty] | Providence | RI |  |  | 115 kV RISE substation |  | 2012-11-12 |  |  | Document Posted |  |  | Executed | [32 empty] | G | 613 | 625 | [5 empty] | In Service | [33 empty] | 2013-02-19 | 2011-11-15 | TRUE | TRUE
NEISO | Waterbury Generation Increase | 331 | 2010-05-13 |  |  |  | GT |  |  |  | NG | [7 empty] | 7.5 | [8 empty] | New Haven | CT |  |  | CL&P Baldwin 115 kV substation |  | 2010-10-12 | [5 empty] | Executed | [32 empty] | G | 103.6 | 103 | [39 empty] | 2011-01-10 | 2010-09-30 | FALSE | TRUE
NEISO | Kendall #3 Back Pressure Steam Turbine | 331 | 2010-05-13 |  |  |  | ST |  |  |  | DFO NG | [7 empty] | 7.5 | [8 empty] | Middlesex | MA |  |  | 115 kV Line 875-539 to NSTAR 875 substation |  | 2016-05-31 | [5 empty] | Executed | [32 empty] | G | 28.5 | 28.4 | [5 empty] | In Service | [33 empty] | 2016-05-31 12:21 | 2016-05-31 | FALSE | TRUE
NEISO | Fair Haven Biomass | 330 | 2010-05-10 |  |  |  | ST |  |  |  | WDS | [7 empty] | 33 | [8 empty] | Rutland | VT |  |  | CVPS 46 kV Castleton - Fair Haven |  | 2016-03-30 |  |  | Document Posted |  |  | Executed | [27 empty] | 2015-06-09 |  |  |  |  | G | 33 | 33.3 | [39 empty] | 2015-06-09 12:17 | 2016-01-29 | TRUE | TRUE
NEISO | Georgia Mountain Community Wind | 329 | 2010-05-07 |  |  |  | WT |  |  |  | WND | [7 empty] | 10 | [8 empty] | Chittenden | VT |  |  | CVPS 34.5 kV Fairfax - Milton Line |  | 2012-12-31 | [5 empty] | Executed | [32 empty] | G | 10 | 10 | [39 empty] | 2012-12-27 | 2012-12-20 | TRUE | TRUE
NEISO | Douglas Woods Wind Units 1-11 | 328 | 2010-05-06 |  |  |  | WT |  |  |  | WND | [7 empty] | 27.5 | [8 empty] | Worcester | MA |  |  | GRID 69 kV S19 at E. Webster Substation |  | 2014-10-01 |  |  | Document Posted | [30 empty] | 2013-09-05 |  |  |  |  | G | 27.5 | 27.5 | [39 empty] | 2020-06-09 08:16 | 2014-08-01 | TRUE | TRUE
NEISO | Douglas Woods Wind Unit 12 | 328 | 2010-05-06 |  |  |  | WT |  |  |  | WND | [7 empty] | 2.5 | [8 empty] | Worcester | MA |  |  | GRID 69 kV S19 at E. Webster Substation |  | 2014-10-01 | [33 empty] | 2013-09-05 |  |  |  |  | G | 30 | 30 | [39 empty] | 2020-06-09 08:17 | 2014-08-01 | TRUE | TRUE
NEISO | Wind | 327 | 2010-05-04 |  |  |  | WT |  |  |  | WND | [7 empty] | 48 | [8 empty] | Penobscot/Washington | ME |  |  | BHE Keene Rd Substation |  | 2016-09-01 |  |  | Document Posted |  |  | In Progress | [27 empty] | 2014-08-25 |  |  |  |  | G | 48 | 48 | [39 empty] | 2014-08-26 11:52 | 2016-06-01 | TRUE | TRUE
NEISO | Solar | 326 | 2010-04-08 |  |  |  | PV |  |  |  | SUN | [7 empty] | 19.92 | [8 empty] | Hampden | MA |  |  | GRID 69 kV N-14 Line |  | 2012-06-01 | [33 empty] | 2010-07-26 |  |  |  |  | G | 19.92 | 19.92 | [39 empty] | 2010-07-19 | 2012-04-01 | FALSE | FALSE
NEISO | Wind | 325 | 2010-02-10 |  |  |  | WT |  |  |  | WND | [7 empty] | 535.5 | [8 empty] | Washington | RI |  |  | GRID Brayton Point 345 kV substation |  | 2015-12-31 | [33 empty] | 2011-09-19 |  |  |  |  | G | 535.5 | 535.5 | [39 empty] | 2011-09-19 | 2014-09-30 | FALSE | FALSE
NEISO | 345kV Tie Line - Part 1 | 324 | 2010-01-22 | [25 empty] | ME |  |  | Houlton, ME to MEPCO Line |  | 2016-12-01 | [33 empty] | 2015-02-16 |  |  |  |  | ETU | [41 empty] | 2015-02-17 08:18 | 2016-09-01 | FALSE | FALSE
NEISO | 345 kV Tie Line - Part 2 | 324 | 2010-01-22 | [25 empty] | ME |  |  | MEPCO to Bridgewater, ME |  | 2016-12-31 | [33 empty] | 2015-02-16 |  |  |  |  | ETU | [41 empty] | 2015-02-17 08:19 | 2016-09-01 | FALSE | FALSE
NEISO | Wind Increase (see QP290) | 323 | 2010-01-21 |  |  |  | WT |  |  |  | WND | [7 empty] | 2 | [8 empty] | Oxford | ME |  |  | CMP Woodstock Substation |  | 2010-12-30 | [33 empty] | 2010-07-29 |  |  |  |  | G | 20 | 20 | [39 empty] | 2010-07-30 | 2010-09-30 | FALSE | FALSE
NEISO | Spruce Mountain Wind Increase | 323 | 2010-01-21 |  |  |  | WT |  |  |  | WND | [7 empty] | 2 | [8 empty] | Oxford | ME |  |  | CMP Woodstock substation |  | 2011-12-21 | [38 empty] | G | 20 | 20 | [39 empty] | 2011-12-21 | 2011-11-30 | FALSE | TRUE
NEISO | 345 kV Tie Line | 322 | 2009-12-28 | [25 empty] | ME |  |  | Houlton to MEPCO Line |  | 2012-07-01 | [33 empty] | 2011-06-29 |  |  |  |  | ETU | [41 empty] | 2011-06-29 |  | FALSE | FALSE
NEISO | Rumford Falls Unit #3 increase | 321 | 2009-12-24 |  |  |  | HD |  |  |  | WAT | [7 empty] | 1.3 | [8 empty] | Oxford | ME |  |  | CMP 115 kV Rumford Substation |  | 2010-06-01 | [38 empty] | G | 44.1 | 44.1 | [39 empty] | 2014-05-07 13:15 | 2010-06-01 | FALSE | FALSE
NEISO | Combined Cycle Repowering | 320 | 2009-12-15 |  |  |  | CC |  |  |  | DFO NG | [7 empty] | 0 | [8 empty] | Fairfield | CT |  |  | Norwalk Harbor 115 kV station |  | 2014-06-01 | [33 empty] | 2011-10-31 |  |  |  |  | G | 0 | 0 | [39 empty] | 2011-11-01 | 2014-01-01 | FALSE | FALSE
NEISO | Power Station Increase | 319 | 2009-12-14 |  |  |  | ST |  |  |  | NUC | [7 empty] | 29 | [8 empty] | New London | CT |  |  | CL&P Millstone 345 kV substation |  | 2011-11-30 | [33 empty] | 2011-06-09 |  |  |  |  | G | 1253 | 1260 | [39 empty] | 2011-06-09 | 2011-11-20 | FALSE | FALSE
NEISO | Algonquin Power Windsor Locks Cogeneration Facilit | 318 | 2009-11-24 |  |  |  | GT |  |  |  | DFO NG | [7 empty] | 0 | [8 empty] | Hartford | CT |  |  | CL&P Windsor Locks Substation |  | 2010-04-14 | [38 empty] | G | 47.5 | 47.5 | [39 empty] | 2010-05-13 | 2010-04-14 | FALSE | FALSE
NEISO | Bull Hill Wind Phase I | 317 | 2009-11-04 |  |  |  | WT |  |  |  | WND | [7 empty] | 34.485 | [8 empty] | Hancock | ME |  |  | BHE Line 66 |  | 2012-10-31 |  |  | Document Posted |  |  | Executed | [32 empty] | G | 34.485 | 34.485 | [39 empty] | 2013-02-05 | 2012-10-04 | TRUE | TRUE
NEISO | Wind | 317 | 2009-11-04 |  |  |  | WT |  |  |  | WND | [7 empty] | 46.8 | [8 empty] | Hancock | ME |  |  | BHE Line 66 |  | 2013-12-31 |  |  | Document Posted | [30 empty] | 2011-08-22 |  |  |  |  | G | 81 | 81 | [39 empty] | 2011-08-22 | 2013-10-01 | FALSE | FALSE
NEISO | Red Shield Acquisition #5 | 316 | 2009-11-02 |  |  |  | GT |  |  |  | NG WDS | [7 empty] | 9.5 | [8 empty] | Penobscot | ME |  |  | BHE Line 5 - 46 kV |  | 2010-10-04 | [38 empty] | G | 26.15 | 27.25 | [39 empty] | 2011-01-10 | 2010-09-15 | TRUE | TRUE
NEISO | Cresent Hydroelectric Project Uprate | 315 | 2009-10-20 |  |  |  | HD |  |  |  | WAT | [7 empty] | 0.667 | [8 empty] | Hampden | MA |  |  | WMECO 19J1 23 kV line |  | 2012-06-08 | [5 empty] | Executed | [32 empty] | G | 1.667 | 1.667 | [39 empty] | 2012-06-15 |  | FALSE | FALSE
NEISO | 400 MW 150 kV HVDC Line | 314 | 2009-10-16 | [24 empty] | Colchester | VT |  |  | NYPA 230.115 kV substation in Plattsburg, NY to near VELCO 345 kV New Haven Substation |  | 2018-06-01 |  |  | In Progress | [30 empty] | 2015-02-16 |  |  |  |  | ETU | [41 empty] | 2015-02-17 08:17 | 2018-06-01 | FALSE | FALSE
NEISO | Combined Cycle | 314 | 2009-10-16 |  |  |  | CC |  |  |  | NG | [7 empty] | 410 | [8 empty] | Plymouth | MA |  |  | NSTAR 127 and 128 Lines or new 115 kV |  | 2015-05-01 | [33 empty] | 2009-12-02 |  |  |  |  | G | 410 | 455 | [39 empty] | 2009-12-03 | 2014-12-01 | FALSE | FALSE
NEISO | RNS Application | 314 | 2009-10-16 | [24 empty] | Aroostook | ME |  |  |  |  | 2011-12-01 | [38 empty] | TS | [41 empty] | 2010-01-27 |  | FALSE | FALSE
NEISO | Gulf Island Unit 1 Increase | 313 | 2009-10-08 |  |  |  | HW |  |  |  | WAT | [7 empty] | 0.975 | [8 empty] | Androscoggin | ME |  |  | CMP Gulf Island 115 kV |  | 2012-08-24 | [38 empty] | G | 33.945 | 34.175 | [39 empty] | 2012-09-12 | 2012-08-23 | FALSE | TRUE
NEISO | Gulf Island Unit 3 Increase | 313 | 2009-10-08 |  |  |  | HW |  |  |  | WAT | [7 empty] | 0.569 | [8 empty] | Androscoggin | ME |  |  | CMP Gulf Island 115 kV |  | 2011-04-26 | [38 empty] | G | 34.514 | 34.744 | [39 empty] | 2011-05-10 | 2010-12-18 | FALSE | TRUE
NEISO | Biomass | 312 | 2009-09-18 |  |  |  | ST |  |  |  | WDS | [7 empty] | 20 | [8 empty] | Cheshire | NH |  |  | PSNH 34.5 kV to Winchester substation |  | 2013-10-30 | [33 empty] | 2011-10-18 |  |  |  |  | G | 20 | 20 | [39 empty] | 2011-10-19 | 2013-06-30 | FALSE | FALSE
NEISO | Kingdom Community Wind | 311 | 2009-09-15 |  |  |  | WT |  |  |  | WND | [7 empty] | 61.5 | [8 empty] | Orleans | VT |  |  | VEC Lowell 46 kV station |  | 2012-11-16 |  |  | Document Posted |  |  | IA Filed Unexecuted | [32 empty] | G | 61.5 | 61.5 | [39 empty] | 2012-11-19 | 2012-08-29 | TRUE | TRUE
NEISO | Kibby Wind Expansion | 310 | 2009-09-10 |  |  |  | WT |  |  |  | WND | [7 empty] | 33 | [8 empty] | Franklin | ME |  |  | Section 267 to CMP Bigalow |  | 2014-10-15 |  |  | Document Posted |  |  | Executed | [27 empty] | 2012-11-15 |  |  |  |  | G | 33 | 33 | [39 empty] | 2012-11-15 | 2014-09-01 | TRUE | TRUE
NEISO | Hydro Uprate | 309 | 2009-09-01 |  |  |  | HD |  |  |  | WAT | [7 empty] | 0.975 | [8 empty] | Lewiston | ME |  |  | CMP Gulf Island 115 kV |  | 2009-12-01 | [33 empty] | 2009-09-28 |  |  |  |  | G | 34.038 | 34.038 | [39 empty] | 2009-09-28 | 2009-11-01 | FALSE | FALSE
NEISO | Wind | 308 | 2009-08-28 |  |  |  | WT |  |  |  | WND | [7 empty] | 28.8 | [8 empty] | Washington | RI |  |  | NGRID 3302 Feeder |  | 2012-12-31 |  |  | Document Posted | [30 empty] | 2011-08-08 |  |  |  |  | G | 28.8 | 28.8 | [39 empty] | 2011-08-08 | 2012-09-30 | FALSE | FALSE
NEISO | Diesel | 307 | 2009-07-14 |  |  |  | IC |  |  |  | DFO | [7 empty] | 9.125 | [8 empty] | Essex | VT |  |  | NGRID 34.5 kV Moore/Gilman Line |  | 2013-05-30 |  |  | Document Posted | [30 empty] | 2012-05-30 |  |  |  |  | G | 9.125 | 9.125 | [39 empty] | 2012-05-30 | 2013-04-01 | TRUE | FALSE
NEISO | Wind Expansion | 307 | 2009-07-14 |  |  |  | WT |  |  |  | WND | [7 empty] | 45 | [8 empty] | Franklin | ME |  |  | Section 267 |  | 2011-10-31 | [33 empty] | 2009-09-10 |  |  |  |  | G | 45 | 45 | [39 empty] | 2009-09-28 | 2011-09-01 | FALSE | FALSE
NEISO | Hydro | 306 | 2009-07-13 |  |  |  | HD |  |  |  | WAT | [7 empty] | 3.35 | [8 empty] | Hampden | MA |  |  | HG&E Prospect 24B substation |  | 2014-04-01 | [33 empty] | 2010-08-04 |  |  |  |  | G | 3.35 | 3.35 | [39 empty] | 2010-08-04 | 2014-01-01 | FALSE | FALSE
NEISO | Overflow #3 | 306 | 2009-07-13 |  |  |  | HD |  |  |  | WAT | [7 empty] | 0.5 | [8 empty] | Hampden | MA |  |  | HG&E Holyoke Substation |  | 2013-11-30 | [38 empty] | G | 0.5 | 0.5 | [39 empty] | 2013-01-18 | 2013-10-31 | FALSE | FALSE
NEISO | Internal Combustion | 305 | 2009-07-10 |  |  |  | IC |  |  |  | DFO | [7 empty] | 10 | [8 empty] | Dukes | MA |  |  | NSTAR 23 kV Edgartown0Vineyard Haven Rd Line |  | 2013-05-31 | [33 empty] | 2009-10-20 |  |  |  |  | G | 15.5 | 15.5 | [39 empty] | 2015-11-19 13:51 | 2013-04-30 | FALSE | FALSE
NEISO | Wind | 305 | 2009-07-10 |  |  |  | WT |  |  |  | WND | [7 empty] | 66 | [8 empty] | Grafton/Merrimack | NH |  |  | Pemigewassett 115 kV Substation |  | 2012-12-31 |  | Document Posted | [31 empty] | 2011-07-29 |  |  |  |  | G | 66 | 66 | [39 empty] | 2011-07-29 | 2012-10-01 | FALSE | FALSE
NEISO | Wind (non-FERC alternative) | 305 | 2009-07-10 |  |  |  | WT |  |  |  | WND | [7 empty] | 0 | [8 empty] | Grafton/Merrimack | NH |  |  | Pemigewassett 34.5 kV Substation |  | 2012-12-31 | [38 empty] | G | 66 | 66 | [39 empty] | 2011-07-29 | 2012-10-01 | FALSE | FALSE
NEISO | Biomass | 304 | 2009-07-06 |  |  |  | IC |  |  |  | WDS | [7 empty] | 4.9 | [8 empty] | Cumberland | ME |  |  | CMP Moshers 34.5 kV |  | 2012-04-30 | [33 empty] | 2009-09-16 |  |  |  |  | G | 4.9 | 4.9 | [39 empty] | 2009-09-28 | 2012-01-30 | FALSE | FALSE
NEISO | Biomass | 303 | 2009-06-23 |  |  |  | ST |  |  |  | WDS | [7 empty] | 7.6 | [8 empty] | Cumberland | ME |  |  | Rigby/Pleasant Hill 34.5 kV Line |  | 2010-03-01 | [33 empty] | 2009-08-18 |  |  |  |  | G | 7.6 | 7.6 | [39 empty] | 2009-08-20 | 2010-02-16 | FALSE | FALSE
NEISO | Biomass | 303 | 2009-06-24 |  |  |  | ST | [11 empty] | 9.5 | [8 empty] | Androscoggin | ME |  |  | TBD | [35 empty] | 2009-07-10 |  |  |  |  | G | 9.5 | 9.5 | [39 empty] | 2009-09-28 |  | FALSE | FALSE
NEISO | Wind Alternative (see 272) | 302 | 2009-06-16 |  |  |  | WT |  |  |  | WND | [7 empty] | 0 | [8 empty] | Aroostook | ME |  |  | BHE/MEPCO Line |  | 2012-12-31 | [33 empty] | 2011-04-26 |  |  |  |  | G | 150 | 150 | [39 empty] | 2011-04-26 | 2012-09-01 | FALSE | FALSE
NEISO | Dundee Wind Increase | 301 | 2009-05-28 |  |  |  | WT |  |  |  | WND | [7 empty] | 3.9 | [8 empty] | Penobscot | ME |  |  | BHE Keene Rd Substation |  | 2011-07-26 | [38 empty] | G | 3.9 | 3.9 | [39 empty] | 2015-11-19 13:49 | 2011-05-01 | TRUE | TRUE
NEISO | Canton Mountain Winds | 300 | 2009-05-14 |  |  |  | WT |  |  |  | WND | [7 empty] | 19.25 | [8 empty] | Oxford | ME |  |  | 229 Line near Riley Substation |  | 2017-11-29 |  |  | Document Posted |  |  | Executed | [32 empty] | G | 19.25 | 19.25 | [5 empty] | In Service | [33 empty] | 2017-11-29 08:42 | 2017-10-18 | TRUE | TRUE
NEISO | Seabrook PSS Enabling | 299 | 2009-05-11 |  |  |  | ST |  |  |  | NUC | [7 empty] | 0 | [8 empty] | Rockingham | NH |  |  | 345 kV Seabrook substation |  | 2009-11-01 | [5 empty] | Executed | [32 empty] | G | 0 | 0 | [39 empty] | 2012-04-10 | 2009-11-01 | TRUE | TRUE
NEISO | Wind Uprate (see QP290) | 298 | 2009-04-15 |  |  |  | WT | [11 empty] | 1.5 | [8 empty] | Oxford | ME |  |  | CMP Woodstock Station |  | 2010-11-30 | [33 empty] | 2009-05-12 |  |  |  |  | G | 1.5 | 1.5 | [39 empty] | 2009-05-12 | 2010-09-30 | FALSE | FALSE
NEISO | Wind | 297 | 2009-03-25 |  |  |  | WT |  |  |  | WND | [7 empty] | 201.6 | [8 empty] | Aroostook | ME |  |  | MEPCO Line at Haynesville, ME |  | 2013-10-01 | [33 empty] | 2012-01-09 |  |  |  |  | G | 201.6 | 201.6 | [39 empty] | 2012-01-11 | 2013-07-01 | FALSE | FALSE
NEISO | Biomass | 296 | 2009-02-20 |  |  |  | ST |  |  |  | WDS | [7 empty] | 30 | [8 empty] | Windsor | VT |  |  | CVPS 46 kV circuit in Springfield Area |  | 2011-05-01 | [33 empty] | 2009-07-30 |  |  |  |  | G | 30 | 30 | [39 empty] | 2009-07-31 | 2011-03-01 | FALSE | FALSE
NEISO | Wind Farm | 296 | 2009-02-23 |  |  |  | WT |  |  |  | WND | [7 empty] | 12 | [8 empty] | Chittenden | VT |  |  | CVPS 34.5 kV Fairfax - Milton line |  | 2010-12-31 | [38 empty] | G | 12 | 12 | [39 empty] | 2010-05-19 | 2010-12-31 | FALSE | FALSE
NEISO | Salem Harbor 2 Exciter Replacement | 296 | 2009-03-20 |  |  |  | ST |  |  |  | BIT | [7 empty] | 0 | [8 empty] | Essex | MA |  |  | Salem Switchyard |  | 2009-11-15 | [5 empty] | Executed | [32 empty] | G | 0 | 0 | [39 empty] | 2013-03-20 13:58 | 2009-11-15 | TRUE | TRUE
NEISO | Combined Cycle | 295 | 2009-02-09 |  |  |  | CC |  |  |  | NG | [7 empty] | 898 | [8 empty] | Plymouth | MA |  |  | 345 kV 322 Line |  | 2015-03-01 | [33 empty] | 2009-05-08 |  |  |  |  | G | 898 | 1012 | [39 empty] | 2015-07-29 15:39 | 2014-09-01 | FALSE | FALSE
NEISO | Wind | 294 | 2009-02-05 |  |  |  | WT |  |  |  | WND | [7 empty] | 20 | [8 empty] | Washington | RI |  |  | NGRID 34.5 kV 3302 line |  | 2012-06-30 | [33 empty] | 2009-05-07 |  |  |  |  | G | 20 | 20 | [39 empty] | 2015-07-29 15:38 | 2012-04-30 | FALSE | FALSE
NEISO | Red Shield Acquisition - Hydro | 293 | 2009-01-30 |  |  |  | HD |  |  |  | WAT | [7 empty] | 0 | [8 empty] | Penobscot | ME |  |  | BHE's Line 5 - 46 kV |  | 2009-07-20 | [38 empty] | G | 5 | 5 | [39 empty] | 2010-05-19 |  | FALSE | FALSE
NEISO | Red Shield Acquisition - Biomass | 293 | 2009-01-30 |  |  |  | ST |  |  |  | WDS | [7 empty] | 0 | [8 empty] | Penobscot | ME |  |  | BHE's Line 5 - 46 kV |  | 2009-07-20 | [38 empty] | G | 13 | 16 | [39 empty] | 2010-05-19 |  | FALSE | FALSE
NEISO | Biomass Project | 292 | 2009-01-30 |  |  |  | ST |  |  |  | WDS | [7 empty] | 49.7 | [8 empty] | Berkshire | MA |  |  | Doreen 115 kV substation of F132 115 kV line |  | 2013-10-01 | [33 empty] | 2010-01-26 |  |  |  |  | G | 49.7 | 51.5 | [39 empty] | 2010-02-01 | 2013-07-01 | FALSE | FALSE
NEISO | Merrimack Unit 2 Second Uprate | 291 | 2009-01-21 |  |  |  | ST |  |  |  | BIT | [7 empty] | 17.175 | [8 empty] | Merrimack | NH |  |  | PSNH Merrimack Substation |  | 2010-06-17 | [38 empty] | G | 340 | 353.5 | [39 empty] | 2010-06-24 | 2010-06-01 | TRUE | TRUE
NEISO | Wind | 290 | 2009-01-15 |  |  |  | WT |  |  |  | WND | [7 empty] | 18 | [8 empty] | Oxford | ME |  |  | CMP Woodstock Substation |  | 2010-12-30 | [33 empty] | 2010-07-29 |  |  |  |  | G | 18 | 18 | [39 empty] | 2010-07-29 | 2010-09-30 | TRUE | TRUE
NEISO | Spruce Mountain Wind | 290 | 2009-01-15 |  |  |  | WT |  |  |  | WND | [7 empty] | 18 | [8 empty] | Oxford | ME |  |  | CMP Woodstock substation |  | 2011-12-21 | [38 empty] | G | 18 | 18 | [39 empty] | 2011-12-21 | 2011-11-30 | TRUE | TRUE
NEISO | Fuel Cell | 289 | 2009-01-08 |  |  |  | FC |  |  |  | NG | [7 empty] | 9 | [8 empty] | New Haven | CT |  |  | UI&#39;&#39;s Milvon substation |  | 2012-06-15 | [33 empty] | 2013-08-05 |  |  |  |  | G | 9 | 9 | [39 empty] | 2013-08-05 15:02 | 2012-05-15 | TRUE | TRUE
NEISO | Sikorsky Aircraft | 289 | 2009-01-08 |  |  |  | GT |  |  |  | NG | [7 empty] | 10.265 | [8 empty] | Fairfield | CT |  |  | UI's Trap Falls substation |  | 2011-10-05 | [38 empty] | G | 10.265 | 10.265 | [39 empty] | 2011-11-10 | 2011-07-24 | TRUE | TRUE
NEISO | Yale University - Sterling Power Plant | 289 | 2009-01-08 |  |  |  | GT |  |  |  | NG | [7 empty] | 17.6 | [8 empty] | New Haven | CT |  |  | UI's Water Street substation |  | 2010-05-26 | [38 empty] | G | 17.6 | 17.6 | [39 empty] | 2010-06-02 | 2010-05-01 | TRUE | TRUE
NEISO | Local Service Application - 87 MW | 288 | 2008-12-18 | [15 empty] | 0 | [8 empty] | Somerset | ME |  |  |  |  | 2009-09-01 |  |  | Document Posted | [35 empty] | TS | [41 empty] | 2009-09-25 |  | TRUE | FALSE
NEISO | Saddleback Ridge Wind Project | 287 | 2008-12-18 |  |  |  | WT |  |  |  | WND | [7 empty] | 33 | [8 empty] | Franklin | ME |  |  | 115kV Line 229 |  | 2015-09-15 |  |  | Document Posted |  |  | Executed | [32 empty] | G | 33 | 33 | [5 empty] | In Service | [33 empty] | 2015-09-16 16:49 | 2015-08-15 | TRUE | TRUE
NEISO | Gas Turbine | 286 | 2008-12-05 |  |  |  | GT |  |  |  | NG | [7 empty] | 187.5 | [8 empty] | Worcester | MA |  |  | 115 kV bus at Millbury substation |  | 2012-06-01 | [33 empty] | 2009-09-30 |  |  |  |  | G | 187.5 | 199 | [39 empty] | 2009-09-30 | 2012-02-01 | FALSE | FALSE
NEISO | Gas Turbine | 285 | 2008-10-24 |  |  |  | GT |  |  |  | NG | [7 empty] | 35 | [8 empty] | Penobscot | ME |  |  | BHE Powersville substation |  | 2014-07-31 | [33 empty] | 2012-08-29 |  |  |  |  | G | 35 | 35 | [39 empty] | 2012-08-29 | 2014-06-30 | TRUE | FALSE
NEISO | Seabrook LP Turbine Blade replacement | 284 | 2008-10-22 |  |  |  | ST |  |  |  | NUC | [7 empty] | 13 | [8 empty] | Rockingham | NH |  |  | 345 kV Seabrook Substation |  | 2012-04-05 | [5 empty] | Executed | [32 empty] | G | 1257 | 1257 | [39 empty] | 2012-04-10 | 2010-12-31 | TRUE | TRUE
NEISO | 1100 MW HVDC Line | 283 | 2008-10-20 | [15 empty] | 0 | [9 empty] | MA |  |  | Orrington ME and BostonMA |  | 2017-06-30 |  |  | Not Started | [30 empty] | 2015-02-16 |  |  |  |  | ETU | [41 empty] | 2015-02-17 08:16 | 2017-03-30 | FALSE | FALSE
NEISO | Biomass Project | 282 | 2008-10-15 |  |  |  | ST |  |  |  | WDS | [7 empty] | 49.7 | [8 empty] | Franklin | MA |  |  | 115 kV line near Montage or Fench King substations |  | 2014-02-01 | [33 empty] | 2011-06-28 |  |  |  |  | G | 49.7 | 51.5 | [39 empty] | 2011-06-29 | 2013-11-01 | FALSE | FALSE
NEISO | Wind | 281 | 2008-10-06 |  |  |  | WT |  |  |  | WND | [7 empty] | 85 | [8 empty] | Rutland | VT |  |  | VELCO 115 kV K34 line |  | 2011-09-01 |  | Document Posted | [31 empty] | 2010-03-30 |  |  |  |  | G | 85 | 85 | [39 empty] | 2010-03-31 | 2011-07-01 | FALSE | FALSE
NEISO | Equipment Addition | 281 | 2008-10-07 |  |  |  | CC |  |  |  | NG | [7 empty] | 45 | [8 empty] | Windham | CT |  |  | CL&P 345 kV Lake Road substation |  | 2009-01-30 | [38 empty] | G | [41 empty] | 2009-02-12 | 2008-06-01 | FALSE | FALSE
NEISO | Wind | 280 | 2008-10-02 |  |  |  | WT |  |  |  | WND | [7 empty] | 180 | [8 empty] | Coos | NH |  |  | PSNH W-179 115 kV |  | 2011-09-01 |  | Document Posted | [31 empty] | 2010-09-24 |  |  |  |  | G | 180 | 180 | [39 empty] | 2010-09-24 | 2011-07-01 | FALSE | FALSE
NEISO | Biomass | 279 | 2008-09-30 |  |  |  | ST |  |  |  | WDS | [7 empty] | 30 | [8 empty] | Windsor | VT |  |  | CVPS 46kV circuit in Springfield area |  | 2011-05-01 | [33 empty] | 2009-02-20 |  |  |  |  | G | 30 | 30 | [39 empty] | 2009-03-19 | 2011-03-01 | FALSE | FALSE
NEISO | Two terminal, 1000 MW , 500 kV, dc line | 278 | 2008-09-26 | [15 empty] | 0 | [9 empty] | MA |  |  | Maine Yankee Substation, South Boston Substation |  | 2017-03-31 |  |  | Not Started | [30 empty] | 2014-06-13 |  |  |  |  | ETU | [41 empty] | 2014-06-13 12:52 | 2017-03-31 | FALSE | FALSE
NEISO | Combined Cycle | 277 | 2008-09-12 |  |  |  | CC |  |  |  | DFO NG | [7 empty] | 695 | [8 empty] | Fairfield | CT |  |  | CL&P 345 KV 321 line |  | 2013-06-01 | [33 empty] | 2009-02-13 |  |  |  |  | G | 695 | 695 | [39 empty] | 2009-03-19 | 2013-01-15 | FALSE | FALSE
NEISO | Combined Cycle (QP310 in NYISO Queue) | 277 | 2008-09-22 |  |  |  | CC |  |  |  | NG | [7 empty] | 1002 | [8 empty] | Dutchess | NY |  |  | Pleasant Valley - Long Mtn 345 kV |  | 2018-01-31 | [33 empty] | 2014-12-18 |  |  |  |  | G | 1002 | 1115 | [39 empty] | 2014-12-22 13:16 | 2017-07-01 | FALSE | FALSE
NEISO | Deerfield Wind | 276 | 2008-09-02 |  |  |  | WT |  |  |  | WND | [7 empty] | 30 | [8 empty] | Bennington | VT |  |  | Y-25 North, 69 kV line between Searsburg and Benni |  | 2013-12-31 |  | Document Posted | Document Posted |  |  | Executed | [27 empty] | 2014-09-11 |  |  |  |  | G | 30 | 30 | [39 empty] | 2014-09-19 13:18 | 2013-10-01 | TRUE | TRUE
NEISO | Two terminal, 2000 MW , 500 kV, dc line | 275 | 2008-08-27 | [15 empty] | 0 | [12 empty] | Maine Yankee Substation, South Boston Substation |  | 2014-03-31 | [33 empty] | 2008-09-15 |  |  |  |  | ETU | [41 empty] | 2017-04-21 06:54 |  | FALSE | FALSE
NEISO | GMP Generator Replacement | 274 | 2008-08-07 |  |  |  | GT |  |  |  | DFO NG | [7 empty] | 29.5 | [8 empty] | Chittenden | VT |  |  | GMP Gorge Substation |  | 2014-06-01 |  |  | Document Posted | [30 empty] | 2012-10-14 |  |  |  |  | G | 41.5 | 48.7 | [39 empty] | 2012-10-04 | 2014-05-01 | TRUE | TRUE
NEISO | Wind project point-to-point application | 274 | 2008-08-25 | [15 empty] | 0 | [8 empty] | Aroostoock | ME |  |  |  |  | 2011-10-01 | [38 empty] | TS | 100 | 100 | [39 empty] | 2009-03-19 |  | FALSE | FALSE
NEISO | Palmer Renewable Energy | 273 | 2008-08-03 |  |  |  | ST |  |  |  | WDS | [7 empty] | 36.7 | [8 empty] | Hampden | MA |  |  | 115 kV line near E. Springfield substation |  | 2020-07-15 |  | Document Posted | Document Posted |  |  | Executed | [27 empty] | 2019-10-16 |  |  |  |  | G | 36.7 | 37 | [5 empty] | Under Construction | [33 empty] | 2019-11-01 08:56 | 2020-06-15 | TRUE | TRUE
NEISO | Wind | 272 | 2008-08-01 |  |  |  | WT |  |  |  | WND | [7 empty] | 64 | [8 empty] | Franklin | ME |  |  | CMP Rumford or Bigelow Substation |  | 2012-08-01 |  | Document Posted | Document Posted |  |  | IA Filed Unexecuted | [27 empty] | 2009-06-15 |  |  |  |  | G | 64 | 64 | [39 empty] | 2009-06-17 | 2012-06-01 | FALSE | FALSE
NEISO | Wind | 272 | 2008-08-01 |  |  |  | WT |  |  |  | WND | [7 empty] | 0 | [8 empty] | Aroostoock | ME |  |  | BHE Millinocket Substation |  | 2011-08-01 | [33 empty] | 2008-10-03 |  |  |  |  | G | 150 | 150 | [39 empty] | 2008-10-03 | 2011-05-01 | FALSE | FALSE
NEISO | Wind | 272 | 2008-08-01 |  |  |  | WT |  |  |  | WND | [7 empty] | 0 | [8 empty] | Aroostoock | ME |  |  | BHE Powersville Substation |  | 2011-08-01 | [33 empty] | 2009-03-10 |  |  |  |  | G | 150 | 150 | [39 empty] | 2009-04-15 | 2011-05-01 | FALSE | FALSE
NEISO | Wind | 272 | 2008-08-01 |  |  |  | WT |  |  |  | WND | [7 empty] | 85 | [8 empty] | Somerset | ME |  |  | CMP 115 KV LINE 222 |  | 2012-08-01 |  | Document Posted | [31 empty] | 2010-02-03 |  |  |  |  | G | 85 | 85 | [39 empty] | 2010-02-16 | 2012-06-01 | FALSE | FALSE
NEISO | Wind | 272 | 2008-08-01 |  |  |  | WT |  |  |  | WND | [7 empty] | 128 | [8 empty] | Aroostoock | ME |  |  | BHE 345 kV 396 line |  | 2013-12-31 | [33 empty] | 2009-04-21 |  |  |  |  | G | 128 | 128 | [39 empty] | 2009-05-01 | 2013-10-31 | FALSE | FALSE
NEISO | Oakfield II Wind - Keene Road | 272 | 2008-08-01 |  |  |  | WT |  |  |  | WND | [7 empty] | 135.5 | [8 empty] | Aroostoock | ME |  |  | BHE Keene Road Substation |  | 2015-10-29 |  |  | Document Posted |  |  | Executed | [32 empty] | G | 135.5 | 135.5 | [5 empty] | In Service | [33 empty] | 2015-10-29 08:43 | 2015-07-29 | TRUE | TRUE
NEISO | Two terminal, 1000 MW , 500 kV, dc line | 271 | 2008-07-30 | [15 empty] | 0 | [12 empty] | Hertel S/S in Quebec or Clay S/S in NY and Norwalk |  | 2014-03-31 | [33 empty] | 2009-05-12 |  |  |  |  | ETU | [41 empty] | 2017-04-21 06:53 |  | FALSE | FALSE
NEISO | Two terminal, 1000 MW , 500 kV, dc line | 271 | 2008-07-30 | [15 empty] | 0 | [12 empty] | Hertel S/S in Quebec or Clay S/S in NY and Glenbro |  | 2014-03-31 | [38 empty] | ETU | [41 empty] | 2010-01-29 |  | FALSE | FALSE
NEISO | Two terminal, 1000 MW , 500 kV, dc line | 271 | 2008-07-30 | [15 empty] | 0 | [12 empty] | Hertel S/S in Quebec or Clay S/S in NY and Singer |  | 2014-03-31 | [38 empty] | ETU | [41 empty] | 2010-07-16 |  | FALSE | FALSE
NEISO | MPS RNS Application | 271 | 2008-08-01 | [15 empty] | 0 | [8 empty] | Aroostoock | ME |  |  |  |  | 2010-10-01 | [38 empty] | TS | [41 empty] | 2009-10-22 |  | FALSE | FALSE
NEISO | Pumped Storage Project | 270 | 2008-07-17 |  |  |  | PS |  |  |  | WAT | [7 empty] | 1000 | [8 empty] | Wiscasset | ME |  |  | Maine Yankee 345 kV substation |  | 2014-06-01 |  | Document Posted | [31 empty] | 2011-03-31 |  |  |  |  | G | 1000 | 1000 | [39 empty] | 2011-03-31 | 2014-06-01 | FALSE | FALSE
NEISO | Indian River Power | 269 | 2008-07-14 |  |  |  | HD |  |  |  | WAT | [7 empty] | 1.28 | [8 empty] | Hampden | MA |  |  | WMELCO 23 kV circuit |  | 2011-08-02 |  |  | Document Posted | [35 empty] | G | 1.28 | 1.28 | [39 empty] | 2011-08-03 | 2011-03-31 | TRUE | TRUE
NEISO | Wind ( increase in queue position 266) | 268 | 2008-07-08 |  |  |  | WT |  |  |  | WND | [7 empty] | 8.5 | [8 empty] | Orleans | VT |  |  | CVPS Lowell Substation |  | 2011-12-31 | [33 empty] | 2009-04-13 |  |  |  |  | G | 8.5 | 8.5 | [39 empty] | 2009-05-01 | 2011-09-15 | FALSE | FALSE
NEISO | Gas Turbine Capacity Increase ( See queue position | 267 | 2008-06-24 |  |  |  | GT |  |  |  | DFO NG | [7 empty] | 175 | [8 empty] | Fairfield | CT |  |  | 345 kV line # 321 |  | 2011-06-01 | [33 empty] | 2009-03-09 |  |  |  |  | G | 175 | 222 | [39 empty] | 2009-03-19 | 2011-02-01 | FALSE | FALSE
NEISO | Wind | 266 | 2008-06-19 |  |  |  | WT |  |  |  | WND | [7 empty] | 34 | [8 empty] | Orleans | VT |  |  | CVPS Lowell Substation |  | 2011-12-31 | [33 empty] | 2009-04-13 |  |  |  |  | G | 34 | 34 | [39 empty] | 2009-05-01 | 2011-09-15 | FALSE | FALSE
NEISO | MATEP - Third CTG | 265 | 2008-06-16 |  |  |  | GT |  |  |  | DFO NG | [7 empty] | 12.5 | [8 empty] | Suffolk | MA |  |  | NSTAR Brighton Substation |  | 2014-06-01 | [33 empty] | 2013-01-07 |  |  |  |  | G | 12.5 | 14 | [39 empty] | 2013-12-05 09:09 | 2014-05-01 | TRUE | TRUE
NEISO | Landfill Gas | 264 | 2008-06-04 |  |  |  | IC |  |  |  | LFG | [7 empty] | 0.8 | [9 empty] | NH |  |  | NHEC 12.5 kV circuit |  | 2008-11-30 | [33 empty] | 2008-07-10 |  |  |  |  | G | 0.8 | 0.8 | [39 empty] | 2008-07-10 | 2008-11-01 | FALSE | FALSE
NEISO | Biomass Project | 264 | 2008-06-11 |  |  |  | ST |  |  |  | WDS | [7 empty] | 10 | [8 empty] | Grafton | NH |  |  | PSNH 34.5 kV circuit #343 |  | 2010-06-01 | [33 empty] | 2009-09-28 |  |  |  |  | G | 10 | 10 | [39 empty] | 2009-09-28 | 2010-06-01 | FALSE | FALSE
NEISO | Wind | 263 | 2008-05-27 |  |  |  | WT |  |  |  | WND | [7 empty] | 385 | [8 empty] | Washington | RI |  |  | West Kingston Substation |  | 2012-12-01 | [33 empty] | 2010-03-24 |  |  |  |  | G | 385 | 385 | [39 empty] | 2010-03-25 | 2011-06-01 | FALSE | FALSE
NEISO | Rhode Island Landfill Gas Genco Increase (see QP # | 262 | 2008-05-23 |  |  |  | CC |  |  |  | LFG | [7 empty] | 6 | [8 empty] | Providence | RI |  |  | NGRID 115 kV S171 line |  | 2013-09-01 |  |  | Document Posted | [30 empty] | 2011-11-09 |  |  |  |  | G | 45.9 | 50.1 | [39 empty] | 2011-11-10 | 2013-09-01 | TRUE | TRUE
NEISO | Combined Cycle | 261 | 2008-05-19 |  |  |  | CC |  |  |  | NG | [7 empty] | 221.6 | [9 empty] | ME |  |  | Yarmouth Substation 115 kV bus |  | 2013-12-31 | [33 empty] | 2008-11-07 |  |  |  |  | G | 440 | 497 | [39 empty] | 2008-11-07 | 2013-06-30 | FALSE | FALSE
NEISO | Wind | 260 | 2008-05-08 |  |  |  | WT |  |  |  | WND | [7 empty] | 450 | [9 empty] | RI |  |  | Brayton Point 115 kV bus or Dexter 115 kV bus |  | 2013-12-31 | [33 empty] | 2009-02-27 |  |  |  |  | G | 450 | 450 | [39 empty] | 2009-03-19 | 2012-06-30 | FALSE | FALSE
NEISO | Wind | 260 | 2008-05-08 |  |  |  | WT |  |  |  | WND | [7 empty] | 0 | [9 empty] | RI |  |  | Kent County 115 kV bus or Davisville 115 kV bus |  | 2013-12-31 | [33 empty] | 2009-02-27 |  |  |  |  | G | 450 | 450 | [39 empty] | 2009-03-19 | 2012-06-30 | FALSE | FALSE
NEISO | Combined Cycle | 259 | 2008-05-07 |  |  |  | CC |  |  |  | NG | [7 empty] | 27 | [8 empty] | Providence | RI |  |  | 115 kV RISE Substation |  | 2012-06-01 | [33 empty] | 2010-08-11 |  |  |  |  | G | 551 | 616.3 | [39 empty] | 2010-08-19 | 2012-06-01 | FALSE | FALSE
NEISO | Combined Cycle | 259 | 2008-05-07 |  |  |  | CC |  |  |  | DFO NG | [7 empty] | 27 | [8 empty] | Norfolk | MA |  |  | 345 kV NEA Bellingham Substation |  | 2010-06-01 | [33 empty] | 2009-01-28 |  |  |  |  | G | 303.3 | 340.2 | [39 empty] | 2009-02-12 | 2010-06-01 | FALSE | FALSE
NEISO | Merrimack Unit 2 Uprate | 258 | 2008-04-15 |  |  |  | ST |  |  |  | BIT | [7 empty] | 4.65 | [8 empty] | Merrimack | NH |  |  | PSNH Merrimack Substation |  | 2008-05-26 | [38 empty] | G | 327.5 | 337 | [39 empty] | 2015-11-19 13:47 |  | FALSE | FALSE
NEISO | Wind Project-Phase 4( MPS Queue # 8) | 257 | 2008-04-14 |  |  |  | WT |  |  |  | WND | [7 empty] | 250 | [9 empty] | ME |  |  | Maine Public Service System, upgrades include tap |  | 2013-09-01 | [33 empty] | 2013-09-03 |  |  |  |  | G | 250 | 250 | [39 empty] | 2013-09-16 10:20 |  | FALSE | FALSE
NEISO | Wind Project-Phase 5( MPS Queue # 9) | 257 | 2008-04-14 |  |  |  | WT |  |  |  | WND | [7 empty] | 150 | [9 empty] | ME |  |  | Maine Public Service System, upgrades include tap |  | 2013-09-01 | [33 empty] | 2013-09-03 |  |  |  |  | G | 150 | 150 | [39 empty] | 2013-09-16 10:21 | 2013-09-03 | FALSE | FALSE
NEISO | Steam Turbine | 256 | 2008-04-04 |  |  |  | ST |  |  |  | WDS | [7 empty] | 20 | [8 empty] | Merrimack | NH |  |  | Unitil 34.5kV line from PSNH Garvins station to UE |  | 2013-03-31 | [33 empty] | 2013-03-02 |  |  |  |  | G | 20 | 20 | [39 empty] | 2013-03-26 12:53 | 2012-12-30 | FALSE | FALSE
NEISO | Wind | 255 | 2008-03-31 |  |  |  | WT |  |  |  | WND | [7 empty] | 50 | [8 empty] | Grafton | NH |  |  | 115 kV Plymouth substation |  | 2010-12-31 | [33 empty] | 2009-09-30 |  |  |  |  | G | 50 | 50 | [39 empty] | 2009-12-03 | 2010-10-01 | FALSE | FALSE
NEISO | Distribution Wind Alternative | 255 | 2008-03-31 |  |  |  | WT |  |  |  | WND | [7 empty] | 2 | [8 empty] | Grafton | NH |  |  | PSNH Ashland 34.5 kV |  | 2012-12-31 | [38 empty] | G | 50 | 50 | [39 empty] | 2012-11-13 | 2012-10-01 | FALSE | FALSE
NEISO | Wind | 254 | 2008-03-10 |  |  |  | WT |  |  |  | WND | [7 empty] | 19.5 | [8 empty] | Penobscot | ME |  |  | CMP 115 kV line # 203 |  | 2010-11-01 | [33 empty] | 2009-08-25 |  |  |  |  | G | 19.5 | 19.5 | [39 empty] | 2009-08-31 | 2010-11-01 | FALSE | FALSE
NEISO | Wind Project | 254 | 2008-03-25 |  |  |  | WT |  |  |  | WND | [7 empty] | 12.5 | [8 empty] | Berkshire | MA |  |  | WMECO Berkshire substation 23 kV circuit |  | 2016-11-30 | [33 empty] | 2015-09-02 |  |  |  |  | G | 12.5 | 12.5 | [39 empty] | 2015-09-03 08:36 | 2016-10-31 | FALSE | FALSE
NEISO | Combined Cycle | 253 | 2008-03-11 |  |  |  | CC |  |  |  | DFO | [7 empty] | 269 | [8 empty] | Fairfield | CT |  |  | CL&P 115 kV 1876 line |  | 2011-06-01 | [33 empty] | 2009-06-01 |  |  |  |  | G | 269 | 310 | [39 empty] | 2009-06-17 | 2011-02-01 | FALSE | FALSE
NEISO | Foxwoods Central Plant | 252 | 2008-02-13 |  |  |  | GT |  |  |  | NG | [7 empty] | 13.2 | [8 empty] | New London | CT |  |  | CL&P 23 kV feeders from Tunnel and Mystic Substati |  | 2010-07-15 | [38 empty] | G | 13.2 | 17.6 | [39 empty] | 2010-07-30 | 2010-04-30 | TRUE | TRUE
NEISO | Burgess BioPower | 251 | 2008-02-15 |  |  |  | ST |  |  |  | WDS | [7 empty] | 58.7 | [8 empty] | Coos | NH |  |  | PSNH Eastside(Berlin) Substation |  | 2014-06-17 |  | Document Posted | Document Posted |  |  | Executed | [32 empty] | G | 58.7 | 58.7 | [5 empty] | In Service | [33 empty] | 2014-06-18 10:37 | 2013-10-25 | TRUE | TRUE
NEISO | Hamilton Sundstrand | 250 | 2008-02-13 |  |  |  | GT |  |  |  | NG | [7 empty] | 5 | [8 empty] | Hartford | CT |  |  | CL&P Windsor Locks Substation |  | 2011-10-01 | [38 empty] | G | 4.9 | 6.1 | [39 empty] | 2011-11-30 | 2011-09-30 | FALSE | TRUE
NEISO | Stetson Wind II(Jimmey & Owl Mt.-UPC) | 249 | 2008-02-04 |  |  |  | WT |  |  |  | WND | [7 empty] | 2.2 | [8 empty] | Washington | ME |  |  | BHE Keene Road Substation |  | 2010-03-12 | [38 empty] | G | 26.2 | 26.2 | [39 empty] | 2013-02-05 | 2010-01-15 | TRUE | TRUE
NEISO | New Haven Harbor 2-4 | 248 | 2008-02-07 |  |  |  | GT |  |  |  | DFO NG | [7 empty] | 129.6 | [8 empty] | New Haven | CT |  |  | UI East shore Substation 115 kV bus |  | 2012-05-23 |  | Document Posted | [36 empty] | G | 129.6 | 145.8 | [39 empty] | 2015-11-19 13:05 | 2012-04-11 | TRUE | TRUE
NEISO | Reconnect Existing Hydro | 247 | 2008-01-31 |  |  |  | HD |  |  |  | WAT | [7 empty] | 0 | [8 empty] | Orleans | VT |  |  | VELCO Newport Substation 46 kV bus |  | 2010-05-31 | [33 empty] | 2009-04-02 |  |  |  |  | G | 4.1 | 4.1 | [39 empty] | 2009-04-17 | 2010-05-01 | FALSE | FALSE
NEISO | Diesel generation | 247 | 2008-01-31 |  |  |  | IC |  |  |  | DFO | [7 empty] | 10.3 | [8 empty] | Orleans | VT |  |  | VELCO Newport Substation 46 kV bus |  | 2009-05-01 | [33 empty] | 2009-04-02 |  |  |  |  | G | 10.3 | 10.3 | [39 empty] | 2009-04-17 | 2009-05-01 | FALSE | FALSE
NEISO | Gas Turbine | 246 | 2008-01-29 |  |  |  | GT |  |  |  | NG | [7 empty] | 77 | [8 empty] | Worcester | MA |  |  | 115 kV bus at Millbury substation |  | 2011-06-01 | [33 empty] | 2008-12-31 |  |  |  |  | G | 77 | 87 | [39 empty] | 2008-12-31 | 2011-03-01 | FALSE | FALSE
NEISO | Stetson Wind II(Jimmey & Owl Mt.-UPC) See # 249 | 245 | 2008-01-11 |  |  |  | WT |  |  |  | WND | [7 empty] | 24 | [8 empty] | Washington | ME |  |  | BHE Keene Road Substation |  | 2010-03-12 | [38 empty] | G | 24 | 24 | [39 empty] | 2013-02-05 | 2010-01-15 | TRUE | TRUE
NEISO | Wind | 244 | 2008-01-03 |  |  |  | WT |  |  |  | WND | [7 empty] | 117 | [8 empty] | Somerset | ME |  |  | CMP 115 kV Wyman substation |  | 2013-12-30 |  | Document Posted | Document Posted | [30 empty] | 2012-03-21 |  |  |  |  | G | 117 | 117 | [39 empty] | 2012-03-23 | 2013-10-01 | TRUE | TRUE
NEISO | Increase to Steam Turbine Capacity Uprate (See QP | 243 | 2008-01-04 |  |  |  | ST |  |  |  | BIT | [7 empty] | 6 | [8 empty] | Bristol | MA |  |  | Brayton Point 345 kV Switchyard |  | 2011-12-12 | [38 empty] | G | 648 | 669 | [39 empty] | 2011-12-14 | 2011-12-11 | TRUE | TRUE
NEISO | Biomass Project | 242 | 2008-01-03 |  |  |  | ST |  |  |  | WDS | [7 empty] | 20 | [8 empty] | Cheshire | NH |  |  | PSNH 115 kV N186 circuit |  | 2013-10-30 | [33 empty] | 2009-09-18 |  |  |  |  | G | 20 | 20 | [39 empty] | 2009-09-25 | 2013-06-30 | FALSE | FALSE
NEISO | Towantic Energy increase | 241 | 2007-12-31 |  |  |  | CC |  |  |  | DFO NG | [7 empty] | 38 | [8 empty] | New Haven | CT |  |  | CL&P 115 kV lines between Baldwin Junction and Bea |  | 2014-12-31 | [33 empty] | 2012-01-27 |  |  |  |  | G | 489 | 557 | [39 empty] | 2012-01-30 | 2014-06-30 | TRUE | TRUE
NEISO | Gas Turbine | 240 | 2007-12-18 |  |  |  | GT |  |  |  | KER NG | [7 empty] | 94 | [8 empty] | New London | CT |  |  | Montville Substation |  | 2013-06-01 |  | Document Posted | [31 empty] | 2010-10-27 |  |  |  |  | G | 94 | 98 | [39 empty] | 2010-10-27 | 2013-01-01 | FALSE | FALSE
NEISO | Gas Turbine Capacity Increase ( See queue position | 239 | 2007-12-12 |  |  |  | GT |  |  |  | DFO NG | [7 empty] | 35 | [8 empty] | Fairfield | CT |  |  | UI 345 kV Singer Substation |  | 2010-09-30 | [33 empty] | 2008-10-22 |  |  |  |  | G | 360 | 436 | [39 empty] | 2008-11-12 | 2010-06-30 | FALSE | FALSE
NEISO | Barre Mass Landfill Gas | 238 | 2007-12-07 |  |  |  | IC |  |  |  | LFG | [7 empty] | 1.6 | [8 empty] | Worcester | MA |  |  | 13.8 kV distribution circuit |  | 2011-03-11 | [33 empty] | 2010-06-17 |  |  |  |  | G | 1.6 | 2 | [39 empty] | 2010-06-24 | 2011-02-11 | TRUE | TRUE
NEISO | Combined Cycle | 237 | 2007-12-05 |  |  |  | CC |  |  |  | NG | [7 empty] | 285 | [8 empty] | Newport | RI |  |  | 115 kV Tiverton Substation |  | 2014-12-01 |  |  | Document Posted | [30 empty] | 2010-01-14 |  |  |  |  | G | 285 | 300 | [39 empty] | 2010-01-14 | 2014-08-01 | FALSE | FALSE
NEISO | Pioneer Valley Energy Center | 236 | 2007-11-30 |  |  |  | CC |  |  |  | DFO NG | [7 empty] | 353 | [8 empty] | Hampden | MA |  |  | 115 kV line between Buck Pond and Pochassic substa |  | 2015-09-28 |  |  | Document Posted |  |  | Executed | [27 empty] | 2012-11-01 |  |  |  |  | G | 353 | 421 | [39 empty] | 2012-11-13 | 2015-04-29 | TRUE | TRUE
NEISO | Gas Turbine | 235 | 2007-11-15 |  |  |  | GT |  |  |  | NG | [16 empty] | New Haven | CT |  |  | CL&P 46 kV circuit from Baldwin Substation |  | 2010-01-31 | [33 empty] | 2008-02-27 |  |  |  |  | G | 58 | 65 | [39 empty] | 2008-03-15 | 2010-01-01 | FALSE | FALSE
NEISO | Gas Turbine | 235 | 2007-11-15 |  |  |  | GT |  |  |  | DFO NG | [16 empty] | New London | CT |  |  | CL&P Card Street substation |  | 2010-05-31 | [33 empty] | 2008-06-30 |  |  |  |  | G | 170 | 196 | [39 empty] | 2008-06-30 | 2010-05-01 | FALSE | FALSE
NEISO | Moretown Landfill | 234 | 2007-11-07 |  |  |  | IC |  |  |  | LFG | [7 empty] | 4.8 | [8 empty] | Washington | VT |  |  | Green Mountain Power 34 kV feeder |  | 2008-09-04 | [38 empty] | G | 4.8 | 4.8 | [39 empty] | 2009-05-22 | 2008-09-04 | FALSE | FALSE
NEISO | Rhode Island Landfill Gas Genco | 233 | 2007-11-02 |  |  |  | CC |  |  |  | LFG | [7 empty] | 27.9 | [8 empty] | Providence | RI |  |  | NGRID 115 kV S171 line |  | 2013-05-25 | [38 empty] | G | 32.6 | 36.8 | [39 empty] | 2013-05-30 14:18 | 2012-12-10 | TRUE | TRUE
NEISO | Gas Turbine | 232 | 2007-11-01 |  |  |  | GT |  |  |  | DFO NG | [16 empty] | Hartford | CT |  |  | CL&P 329 345 kV line or 1895 115 kV line |  | 2010-06-01 | [33 empty] | 2008-01-29 |  |  |  |  | G | 250 | 275 | [39 empty] | 2008-01-29 | 2010-04-01 | FALSE | FALSE
NEISO | Brayton Point 3 Uprate( see 243) | 231 | 2007-10-25 |  |  |  | ST |  |  |  | BIT | [7 empty] | 30 | [8 empty] | Bristol | MA |  |  | Brayton Point 345 kV Switchyard |  | 2011-12-12 | [38 empty] | G | 642 | 663 | [39 empty] | 2011-12-14 | 2011-12-11 | TRUE | TRUE
NEISO | GMP Essex Diesel | 230 | 2007-10-15 |  |  |  | IC |  |  |  | DFO | [16 empty] | Colchester | VT |  |  | GMP Essex Substation |  | 2007-10-30 | [38 empty] | G | 8 | 8 | [39 empty] | 2009-08-20 |  | FALSE | TRUE
NEISO | Biomass Project | 229 | 2007-10-15 |  |  |  | ST |  |  |  | WDS | [16 empty] | Coos | NH |  |  | PSNH 34.5 kV circuit from Lost Nation or Whitefiel |  | 2013-12-31 | [33 empty] | 2008-09-08 |  |  |  |  | G | 41 | 41 | [39 empty] | 2008-09-08 | 2013-12-31 | FALSE | FALSE
NEISO | CPD Berlin | 229 | 2007-10-15 |  |  |  | ST |  |  |  | WDS | [7 empty] | 29.5 | [8 empty] | Coos | NH |  |  | PSNH 115 kV Berlin Substation |  | 2013-08-31 |  | Document Posted | Document Posted | Document Posted | [29 empty] | 2011-10-11 |  |  |  |  | G | 29.5 | 29.5 | [39 empty] | 2011-10-19 | 2013-07-31 | TRUE | TRUE
NEISO | Dundee Wind | 228 | 2007-10-09 |  |  |  | WT |  |  |  | WND | [7 empty] | 27 | [8 empty] | Penobscot | ME |  |  | BHE Keene Road Substation |  | 2011-07-26 |  |  | Document Posted | [35 empty] | G | 27 | 30 | [39 empty] | 2013-02-05 | 2011-05-01 | TRUE | TRUE
NEISO | Bear Swamp Uprate - First Unit | 227 | 2007-09-26 |  |  |  | PS |  |  |  | WAT | [7 empty] | 43 | [8 empty] | Berkshire | MA |  |  | Bear Swamp 230 kV Substation |  | 2012-03-31 | [33 empty] | 2010-09-23 |  |  |  |  | G | 333 | 333 | [39 empty] | 2010-09-23 | 2012-03-17 | TRUE | TRUE
NEISO | Pump Storage Capacity Upgrade | 227 | 2007-09-26 |  |  |  | PS |  |  |  | WAT | [7 empty] | 43 | [8 empty] | Berkshire | MA |  |  | Bear Swamp 230 kV Substation |  | 2013-03-30 |  |  | Document Posted | [30 empty] | 2010-09-23 |  |  |  |  | G | 333 | 333 | [39 empty] | 2010-09-23 | 2013-03-16 | TRUE | TRUE
NEISO | Increase Transfer South From Wyman Hydro | 227 | 2007-09-28 | [25 empty] | ME | [43 empty] | ETU | [41 empty] | 2008-03-14 |  | FALSE | FALSE
NEISO | Combined Cycle Capacity Increase/ Generator Change | 226 | 2007-09-05 |  |  |  | CC |  |  |  | NG | [7 empty] | 904 | [8 empty] | Rockingham | NH |  |  | 345 kV Seabrook Substation |  | 2013-06-30 | [33 empty] | 2009-07-14 |  |  |  |  | G | 904 | 1010 | [39 empty] | 2009-07-23 | 2012-12-31 | FALSE | FALSE
NEISO | Combined Cycle Capacity Increase (See QP #202) | 225 | 2007-08-13 |  |  |  | CC |  |  |  | NG | [7 empty] | 161 | [8 empty] | Windham | CT |  |  | CL&P 345 kV Lake Road substation |  | 2013-05-31 | [33 empty] | 2010-10-22 |  |  |  |  | G | 411 | 412 | [39 empty] | 2010-10-22 | 2013-01-31 | FALSE | FALSE
NEISO | Wind Project-Phase 1( MPS Queue # 6) | 225 | 2007-09-04 |  |  |  | WT |  |  |  | WND | [7 empty] | 53.4 | [12 empty] | Maine Public Service System, upgrades include tap |  | 2010-09-01 | [38 empty] | G | 255 | 255 | [39 empty] | 2010-08-20 |  | FALSE | FALSE
NEISO | VPPSA Swanton Gas Turbine #1 | 224 | 2007-08-10 |  |  |  | GT |  |  |  | DFO NG | [7 empty] | 21 | [8 empty] | Franklin | VT |  |  | Swanson Village 46 kV System |  | 2010-02-12 | [38 empty] | G | 21.2 | 27.6 | [39 empty] | 2010-02-17 | 2009-12-16 | TRUE | TRUE
NEISO | VPPSA Swanton Gas Turbine #2 | 224 | 2007-08-10 |  |  |  | GT |  |  |  | DFO NG | [7 empty] | 21 | [8 empty] | Franklin | VT |  |  | Swanton Village 46 kV System |  | 2010-05-24 | [38 empty] | G | 21.2 | 27.6 | [39 empty] | 2010-05-24 | 2010-05-01 | TRUE | TRUE
NEISO | Increase to biomass project in queue position 218 | 223 | 2007-07-25 |  |  |  | ST |  |  |  | WDS | [7 empty] | 0 | [8 empty] | Berkshire | MA |  |  | Doreen 115 kV substation or F132 115 kV line |  | 2010-12-01 | [33 empty] | 2009-01-30 |  |  |  |  | G | 20.5 | 24 | [39 empty] | 2015-11-19 13:44 | 2010-09-01 | FALSE | FALSE
NEISO | Gas Turbine | 223 | 2007-07-25 |  |  |  | GT |  |  |  | NG | [16 empty] | New Haven | CT |  |  | East Shore-Grand Ave 115 kV line |  | 2010-05-06 | [33 empty] | 2007-11-07 |  |  |  |  | G | 159 | 185 | [39 empty] | 2007-11-07 | 2010-03-24 | FALSE | FALSE
NEISO | Meriden Gas Turbines | 222 | 2007-07-16 |  |  |  | CC |  |  |  | DFO NG | [7 empty] | 510 | [8 empty] | New Haven | CT |  |  | Haddam Neck-Southington 345 kV line |  | 2015-06-01 |  | Document Posted | [31 empty] | 2012-05-30 |  |  |  |  | G | 510 | 560 | [39 empty] | 2012-05-30 | 2014-12-01 | TRUE | TRUE
NEISO | Wind Project | 221 | 2007-07-18 |  |  |  | WT |  |  |  | WND | [7 empty] | 34.9 | [8 empty] | Penobscot | ME |  |  | 115 kV line between Enfield and James River substa |  | 2012-12-30 |  |  | Document Posted | [30 empty] | 2011-02-04 |  |  |  |  | G | 34.9 | 34.9 | [39 empty] | 2011-02-04 | 2012-10-30 | TRUE | TRUE
NEISO | Indeck Energy Alexandria | 220 | 2007-07-10 |  |  |  | ST |  |  |  | WDS | [7 empty] | 16.5 | [8 empty] | Grafton | NH |  |  | 34.5 kV circuit from PSNH Peniwagewassett substat |  | 2009-01-31 | [38 empty] | G | 16.5 | 16.5 | [39 empty] | 2009-05-22 | 2008-09-07 | TRUE | TRUE
NEISO | L'Energia | 219 | 2007-07-06 |  |  |  | CC |  |  |  | DFO NG | [7 empty] | 74 | [8 empty] | Middlesex | MA |  |  | J162 115kV line between Tewksbury and Perry Street |  | 2009-01-01 | [38 empty] | G | 74 | 77 | [39 empty] | 2010-10-01 | 2008-11-15 | TRUE | TRUE
NEISO | Biomass Project ( Also see queue position #223) | 218 | 2007-06-27 |  |  |  | ST |  |  |  | WDS | [7 empty] | 62 | [8 empty] | Berkshire | MA |  |  | Doreen 115 kV substation or F132 115 kV line |  | 2010-12-01 | [33 empty] | 2009-01-30 |  |  |  |  | G | 41 | 48 | [39 empty] | 2009-02-12 | 2010-09-01 | FALSE | FALSE
NEISO | Northfield Mt. Equipment Replacement | 217 | 2007-06-13 |  |  |  | PS |  |  |  | WAT | [7 empty] | 0 | [8 empty] | Franklin | MA |  |  | W. Mass Northfield 345 kV substation |  | 2008-10-20 | [38 empty] | G | 1180 | 1180 | [39 empty] | 2010-04-09 | 2008-10-20 | TRUE | TRUE
NEISO | Combined Cycle | 216 | 2007-06-08 |  |  |  | CC |  |  |  | DFO NG | [7 empty] | 244 | [8 empty] | Bristol | MA |  |  | Cleary 115 kV substation |  | 2013-12-31 |  |  | Document Posted | [30 empty] | 2010-05-28 |  |  |  |  | G | 244 | 294 | [39 empty] | 2010-06-02 | 2013-11-01 | TRUE | TRUE
NEISO | Combined Cycle | 215 | 2007-05-30 |  |  |  | CC |  |  |  | DFO NG | [7 empty] | 578 | [8 empty] | Norfolk | MA |  |  | NGRID 345 kV 344 Line |  | 2013-06-01 | [33 empty] | 2008-10-27 |  |  |  |  | G | 578 | 558 | [39 empty] | 2008-10-15 | 2013-02-01 | FALSE | FALSE
NEISO | Longfellow Wind | 215 | 2007-05-24 |  |  |  | WT |  |  |  | WND | [7 empty] | 50 | [8 empty] | Oxford | ME |  |  | CMP 115 kV Rumford Substation |  | 2013-12-01 | [33 empty] | 2011-12-14 |  |  |  |  | G | 50 | 50 | [39 empty] | 2011-12-19 | 2013-10-01 | TRUE | TRUE
NEISO | Biomass Project | 214 | 2007-05-21 |  |  |  | ST |  |  |  | WDS | [16 empty] | Coos | NH |  |  | PSNH 34.5 kV circuit from Lost Nation or Whitefiel |  | 2010-08-31 | [33 empty] | 2007-10-27 |  |  |  |  | G | 41 | 41 | [39 empty] | 2007-10-15 | 2010-06-30 | FALSE | FALSE
NEISO | Biomass Project | 214 | 2007-05-21 |  |  |  | ST |  |  |  | WDS | [16 empty] | Coos | NH |  |  | PSNH 115 kV S136 line |  | 2010-08-31 | [33 empty] | 2007-10-15 |  |  |  |  | G | 41 | 41 | [39 empty] | 2007-10-15 | 2010-06-30 | FALSE | FALSE
NEISO | Gas Turbine | 213 | 2007-05-15 |  |  |  | GT |  |  |  | NG | [7 empty] | 159 | [8 empty] | Worcester | MA |  |  | ANP Blackstone 345 kV substation |  | 2013-06-01 | [33 empty] | 2010-03-03 |  |  |  |  | G | 158.5 | 184.7 | [39 empty] | 2010-03-03 | 2013-02-01 | FALSE | FALSE
NEISO | Gas Turbine | 213 | 2007-05-15 |  |  |  | GT |  |  |  | NG | [7 empty] | 159 | [8 empty] | Worcester | MA |  |  | ANP Milford 115 kV substation |  | 2010-06-01 | [33 empty] | 2008-10-21 |  |  |  |  | G | 158.5 | 184.7 | [39 empty] | 2008-11-20 | 2010-02-01 | FALSE | FALSE
NEISO | Biomass Project | 212 | 2007-05-15 |  |  |  | ST |  |  |  | WDS | [7 empty] | 45 | [8 empty] | Hillsborough | NH |  |  | PSNH K-165 115 kV line |  | 2010-02-28 | [33 empty] | 2009-05-28 |  |  |  |  | G | 45 | 45 | [39 empty] | 2020-06-09 08:18 | 2009-12-31 | FALSE | FALSE
NEISO | Combined Cycle | 211 | 2007-05-08 |  |  |  | CC |  |  |  | DFO NG | [16 empty] | Bristol | MA |  |  | NSTAR 115 kV line #111 |  | 2010-06-01 | [33 empty] | 2007-11-20 |  |  |  |  | G | 496 | 550 | [39 empty] | 2007-11-20 | 2010-02-01 | FALSE | FALSE
NEISO | MATEP (Medical Area Total Energy Project)-modify i | 210 | 2007-04-30 |  |  |  | OT |  |  |  | DFO NG | [16 empty] | Suffolk | MA |  |  | NSTAR Coburn Substation |  | 2007-12-11 | [38 empty] | G | [41 empty] | 2009-05-22 |  | FALSE | TRUE
NEISO | Mount Tom Voltage Regulator Replacement | 209 | 2007-04-18 |  |  |  | ST |  |  |  | BIT | [16 empty] | Hampden | MA |  |  | W Mass. Mt. Tom 115 kV Substation |  | 2007-06-30 | [38 empty] | G | [41 empty] | 2009-05-22 |  | FALSE | FALSE
NEISO | Gas Turbine | 208 | 2007-04-13 |  |  |  | GT |  |  |  | NG | [16 empty] | Norfolk | MA |  |  | 345 kV NEA Bellingham substation |  | 2011-06-01 | [33 empty] | 2008-08-21 |  |  |  |  | G | 100 | 100 | [39 empty] | 2007-12-12 | 2010-12-31 | FALSE | FALSE
NEISO | Towantic Energy | 207 | 2007-04-03 |  |  |  | CC |  |  |  | DFO NG | [7 empty] | 452 | [8 empty] | New Haven | CT |  |  | CL&P 115 kV lines between Baldwin Junction and Bea |  | 2014-12-31 | [33 empty] | 2012-01-27 |  |  |  |  | G | 452 | 540 | [39 empty] | 2012-01-30 | 2014-06-30 | TRUE | TRUE
NEISO | Kimberly Clark-Unit 1 | 206 | 2007-04-03 | [7 empty] | NG | [16 empty] | Litchfield | CT |  |  | CL&P Rocky River Substation |  | 2008-05-05 | [38 empty] | G | 28 | 28 | [39 empty] | 2009-05-22 |  | TRUE | TRUE
NEISO | Kimberly Clark-Unit 2 | 206 | 2007-04-03 | [7 empty] | NG | [16 empty] | Litchfield | CT |  |  | CL&P Rocky River Substation |  | 2008-10-01 | [38 empty] | G | 10.8 | 10.8 | [39 empty] | 2009-05-22 |  | TRUE | TRUE
NEISO | Kimberly Clark-Unit 3 | 206 | 2007-04-03 | [7 empty] | NG | [7 empty] | 4 | [8 empty] | Litchfield | CT |  |  | CL&P Rocky River Substation |  | 2009-01-05 | [38 empty] | G | 4 | 4 | [39 empty] | 2009-05-22 | 2008-11-15 | TRUE | TRUE
NEISO | Gas Turbine | 205 | 2007-04-02 |  |  |  | GT |  |  |  | NG | [16 empty] | Penobscot | ME |  |  | BHE's Line 5 - 46 kV |  | 2007-06-01 | [33 empty] | 2007-10-03 |  |  |  |  | G | 8.1 | 9.1 | [39 empty] | 2007-10-03 | 2007-06-01 | FALSE | FALSE
NEISO | Gas Turbine | 204 | 2007-03-30 |  |  |  | GT |  |  |  | DFO NG | [16 empty] | Hartford | CT |  |  | CL&P Windsor locks substation |  | 2009-12-31 | [33 empty] | 2007-04-27 |  |  |  |  | G | 40 | 48 | [39 empty] | 2007-04-24 | 2009-12-31 | FALSE | FALSE
NEISO | Landfill Gas | 203 | 2007-03-20 |  |  |  | IC |  |  |  | LFG | [7 empty] | 6.3 | [8 empty] | Coos | NH |  |  | 34.5 kV feeder from Littleton |  | 2008-12-31 | [33 empty] | 2009-07-01 |  |  |  |  | G | 6.3 | 6.3 | [39 empty] | 2009-07-01 | 2008-12-31 | FALSE | FALSE
NEISO | Combined Cycle | 202 | 2007-02-27 |  |  |  | CC |  |  |  | NG | [7 empty] | 250 | [8 empty] | Windham | CT |  |  | CL&P 345 kV Lake Road substation |  | 2013-05-31 | [33 empty] | 2010-10-22 |  |  |  |  | G | 250 | 285 | [39 empty] | 2010-10-22 | 2013-01-31 | FALSE | FALSE
NEISO | Converts QP 164 to combined cycle facility and inc | 201 | 2007-02-26 |  |  |  | CC |  |  |  | NG | [7 empty] | 0 | [8 empty] | Providence | RI |  |  | 345 kV RISE Substation |  | 2014-02-26 | [33 empty] | 2009-12-14 |  |  |  |  | G | 162 | 162 | [39 empty] | 2009-12-15 | 2013-12-31 | FALSE | FALSE
NEISO | Wind Project | 200 | 2007-02-21 |  |  |  | WT |  |  |  | WND | [7 empty] | 34 | [8 empty] | Coos | NH |  |  | New Hampshire Electric Coop 34.5 kV line |  | 2014-11-01 | [33 empty] | 2013-08-07 |  |  |  |  | G | 34 | 34 | [39 empty] | 2013-08-12 09:00 | 2014-08-01 | FALSE | FALSE
NEISO | Waterbury Generating Facility | 199 | 2007-02-21 |  |  |  | GT |  |  |  | NG | [7 empty] | 95.7 | [8 empty] | New Haven | CT |  |  | CL&P Baldwin 115 kV substations |  | 2009-06-26 | [38 empty] | G | 95.7 | 98.1 | [39 empty] | 2010-03-19 | 2009-05-01 | TRUE | TRUE
NEISO | Biomass Project | 198 | 2007-02-08 |  |  |  | ST |  |  |  | WDS | [16 empty] | Coos | NH |  |  | Near PSNH Lost Nation substation |  | 2009-06-01 | [33 empty] | 2008-05-07 |  |  |  |  | G | 56.4 | 67.5 | [39 empty] | 2008-05-07 | 2009-04-01 | FALSE | FALSE
NEISO | Record Hill Wind | 197 | 2007-01-31 |  |  |  | WT |  |  |  | WND | [7 empty] | 50.6 | [8 empty] | Oxford | ME |  |  | 115kV Rumford Substation |  | 2012-01-31 |  |  | Document Posted | [35 empty] | G | 50.6 | 50.6 | [39 empty] | 2012-01-31 | 2011-11-28 | TRUE | TRUE
NEISO | Northfield Mt Upgrade #3 | 196 | 2007-01-16 |  |  |  | PS |  |  |  | WAT | [7 empty] | 25 | [8 empty] | Franklin | MA |  |  | W. Mass Northfield 345 kV substation |  | 2011-06-17 |  |  | Document Posted |  |  | Executed | [32 empty] | G | 295 | 295 | [5 empty] | In Service | [33 empty] | 2011-06-29 | 2011-06-01 | TRUE | TRUE
NEISO | Northfield Mt. Upgrade #2 | 196 | 2007-01-16 |  |  |  | PS |  |  |  | WAT | [7 empty] | 25 | [8 empty] | Franklin | MA |  |  | W. Mass Northfield 345 kV substation |  | 2012-05-25 |  |  | Document Posted |  |  | Executed | [32 empty] | G | 295 | 295 | [5 empty] | In Service | [33 empty] | 2012-06-06 | 2012-06-01 | TRUE | TRUE
NEISO | Northfield Mt. Upgrade #4 | 196 | 2007-01-16 |  |  |  | PS |  |  |  | WAT | [7 empty] | 25 | [8 empty] | Franklin | MA |  |  | W. Mass Northfield 345 kV substation |  | 2014-05-21 |  |  | Document Posted |  |  | Executed | [32 empty] | G | 295 | 295 | [5 empty] | In Service | [33 empty] | 2014-05-21 10:18 | 2014-05-21 | TRUE | TRUE
NEISO | Northfield Mt Upgrade #1 | 196 | 2007-01-16 |  |  |  | PS |  |  |  | WAT | [7 empty] | 25 | [8 empty] | Franklin | MA |  |  | W. Mass Northfield 345 kV substation |  | 2016-02-18 |  |  | Document Posted |  |  | Executed | [32 empty] | G | 295 | 295 | [5 empty] | In Service | [33 empty] | 2016-02-22 09:43 | 2015-08-31 | TRUE | TRUE
NEISO | UMass Gas Turbine | 196 | 2007-01-26 |  |  |  | GT |  |  |  | NG | [7 empty] | 10.4 | [8 empty] | Hampshire | MA |  |  | WMECO Podick substation 13.8 kV feeders |  | 2009-01-29 | [38 empty] | G | 8.5 | 11.4 | [39 empty] | 2009-05-22 | 2008-05-06 | TRUE | TRUE
NEISO | Dartmouth Power Expansion | 195 | 2007-01-09 |  |  |  | GT |  |  |  | KER NG | [7 empty] | 24 | [8 empty] | Bristol | MA |  |  | NSTAR 115 kV line #111 |  | 2009-09-24 |  |  | Document Posted | [35 empty] | G | 24 | 24 | [39 empty] | 2009-09-25 | 2009-08-14 | TRUE | TRUE
NEISO | Gas Turbine | 194 | 2007-01-08 |  |  |  | GT |  |  |  | NG | [16 empty] | New Haven | CT |  |  | UI 115 kV line # 8200 |  | 2010-03-31 | [33 empty] | 2007-05-01 |  |  |  |  | G | 177.1 | 189.3 | [39 empty] | 2007-05-01 | 2010-01-15 | FALSE | FALSE
NEISO | Ansonia Generation | 193 | 2007-01-05 |  |  |  | CC |  |  |  | NG | [7 empty] | 60 | [8 empty] | New Haven | CT |  |  | UI Ansonia 115 kV substation |  | 2013-09-09 | [33 empty] | 2012-03-13 |  |  |  |  | G | 60 | 67 | [39 empty] | 2012-03-13 | 2013-07-10 | TRUE | TRUE
NEISO | Combined Cycle | 192 | 2006-12-28 |  |  |  | CC |  |  |  | DFO NG | [16 empty] | Litchfield | CT |  |  | CL&P Frostbridge Substation |  | 2010-06-01 | [33 empty] | 2007-03-26 |  |  |  |  | G | 496 | 550 | [39 empty] | 2007-03-26 | 2010-04-01 | FALSE | FALSE
NEISO | Combined Cycle | 192 | 2006-12-28 |  |  |  | CC |  |  |  | DFO NG | [16 empty] | Fairfield | CT |  |  | CL&P Plumtree Substation |  | 2013-06-01 | [33 empty] | 2008-07-30 |  |  |  |  | G | 496 | 550 | [39 empty] | 2008-06-30 | 2013-04-01 | FALSE | FALSE
NEISO | Salem Harbor Unit 3 Exciter Replacement | 192 | 2007-01-03 |  |  |  | ST |  |  |  | BIT | [16 empty] | Essex | MA |  |  | Salem Switchyard |  | 2007-05-04 |  |  | Document Posted | [35 empty] | G | [41 empty] | 2011-05-26 |  | TRUE | TRUE
NEISO | Gas Turbine | 191 | 2006-12-22 |  |  |  | GT |  |  |  | NG | [16 empty] | Fairfield | CT |  |  | UI 115 kV line #8909 |  | 2010-05-31 | [33 empty] | 2007-05-14 |  |  |  |  | G | 100 | 100 | [39 empty] | 2007-05-14 | 2010-03-31 | FALSE | FALSE
NEISO | Biomass Project | 191 | 2006-12-22 |  |  |  | ST |  |  |  | WDS | [7 empty] | 26 | [8 empty] | Litchfield | CT |  |  | CL&P 115 kV line #1238 |  | 2013-03-01 | [33 empty] | 2010-09-13 |  |  |  |  | G | 26.25 | 26.75 | [39 empty] | 2010-09-14 | 2012-12-14 | TRUE | TRUE
NEISO | Gas Turbine | 190 | 2006-12-22 |  |  |  | GT |  |  |  | DFO KER NG | [7 empty] | 156 | [8 empty] | Hampden | MA |  |  | W Mass. Mt. Tom 115 kV Substation |  | 2010-01-31 | [33 empty] | 2009-05-28 |  |  |  |  | G | 156 | 200 | [39 empty] | 2009-05-15 | 2009-10-30 | FALSE | FALSE
NEISO | Gas Turbine | 190 | 2006-12-22 |  |  |  | GT |  |  |  | DFO KER NG | [7 empty] | 39 | [8 empty] | New London | CT |  |  | CL&P Tunnel 115 kV Substation |  | 2010-01-31 |  | Document Posted | Document Posted | [30 empty] | 2009-05-07 |  |  |  |  | G | 39 | 50 | [39 empty] | 2009-05-12 | 2009-10-30 | TRUE | FALSE
NEISO | Gas Turbine | 190 | 2006-12-22 |  |  |  | GT |  |  |  | DFO KER NG | [7 empty] | 39 | [8 empty] | Litchfield | CT |  |  | CL&P Falls Village 69 kV Substation |  | 2010-01-31 | [33 empty] | 2009-05-11 |  |  |  |  | G | 39 | 50 | [39 empty] | 2009-05-15 | 2009-10-30 | TRUE | FALSE
NEISO | Gas Turbine | 190 | 2006-12-22 |  |  |  | GT |  |  |  | DFO KER NG | [7 empty] | 39 | [8 empty] | New Haven | CT |  |  | CL&P Stevenson 115 kV Substation |  | 2010-01-31 |  |  | Document Posted | [30 empty] | 2009-05-07 |  |  |  |  | G | 39 | 50 | [39 empty] | 2009-05-15 | 2009-10-30 | TRUE | FALSE
NEISO | Covanta Haverhill Landfill Gas | 189 | 2006-12-15 |  |  |  | IC |  |  |  | LFG | [16 empty] | Essex | MA |  |  | NGRID 23 kV circuit # 2371 from Ward Hill substati |  | 2007-12-05 |  |  | Document Posted | [35 empty] | G | 1.6 | 1.6 | [5 empty] | In Service | [33 empty] | 2009-11-25 |  | TRUE | TRUE
NEISO | Gas Turbine Capacity Increase( #178) | 188 | 2006-12-07 |  |  |  | CC |  |  |  | DFO NG | [16 empty] | Plymouth | MA |  |  | 115 kV F19 and/or E20 lines |  | 2010-06-01 | [33 empty] | 2007-02-01 |  |  |  |  | G | 69 | 0 | [39 empty] | 2007-02-01 | 2010-04-01 | FALSE | FALSE
NEISO | Fuel Cell | 187 | 2006-12-05 |  |  |  | FC |  |  |  | NG | [7 empty] | 28.9 | [8 empty] | Fairfield | CT |  |  | UI Congress substation |  | 2009-06-01 | [33 empty] | 2009-01-27 |  |  |  |  | G | 28.9 | 28.9 | [39 empty] | 2009-02-11 | 2009-06-01 | FALSE | FALSE
NEISO | Gas Turbine | 186 | 2006-12-01 |  |  |  | GT |  |  |  | DFO KER | [7 empty] | 78 | [8 empty] | New Haven | CT |  |  | CL&P Shepaug 115 kV substation |  | 2011-12-31 |  |  | Document Posted | [30 empty] | 2009-05-29 |  |  |  |  | G | 78 | 93 | [39 empty] | 2009-06-01 | 2011-10-30 | FALSE | FALSE
NEISO | Hydro | 186 | 2006-12-01 |  |  |  | HD |  |  |  | WAT | [7 empty] | 6.5 | [8 empty] | New Haven | CT |  |  | CL&P Shepaug 115 kV substation |  | 2011-12-31 | [33 empty] | 2009-05-29 |  |  |  |  | G | 48 | 48 | [39 empty] | 2009-06-01 | 2011-10-30 | FALSE | FALSE
NEISO | Stetson Wind Phase I | 185 | 2006-11-22 |  |  |  | WT |  |  |  | WND | [7 empty] | 60 | [8 empty] | Penobscot | ME |  |  | BHE Keene Road 115 kV substation |  | 2009-01-22 | [38 empty] | G | 58.7 | 58.7 | [39 empty] | 2013-02-21 | 2008-12-01 | TRUE | TRUE
NEISO | Rollins Wind (Stetson Wind Phase II) | 185 | 2006-11-22 |  |  |  | WT |  |  |  | WND | [7 empty] | 27.8 | [8 empty] | Penobscot | ME |  |  | BHE Keene Road 115 kV substation |  | 2011-07-26 | [38 empty] | G | 27.8 | 27.8 | [39 empty] | 2013-02-05 | 2011-05-01 | TRUE | TRUE
NEISO | Gas Turbine Capacity Increase( #157) | 184 | 2006-11-17 |  |  |  | GT |  |  |  | DFO NG | [16 empty] | Middlesex | MA |  |  | 337 Sandy Pond - Tewksbury 345 kV Line |  | 2008-12-01 | [33 empty] | 2007-05-23 |  |  |  |  | G | 140 | 140 | [39 empty] | 2007-05-23 | 2008-09-01 | FALSE | FALSE
NEISO | Increase Existing Capacity | 183 | 2006-11-17 |  |  |  | ST |  |  |  | NUC | [7 empty] | 70 | [8 empty] | New London | CT |  |  | CL&P Millstone 345 kV Substation |  | 2008-11-01 | [38 empty] | G | 1225 | 1245 | [39 empty] | 2010-10-01 | 2008-11-01 | TRUE | TRUE
NEISO | Gas Turbine Capacity Increase ( See queue position | 182 | 2006-10-20 |  |  |  | GT |  |  |  | DFO NG | [7 empty] | 0 | [8 empty] | Fairfield | CT |  |  | 345 kV line # 321 |  | 2010-06-01 | [33 empty] | 2009-05-13 |  |  |  |  | G | 0 | 18.4 | [39 empty] | 2009-05-15 | 2010-02-01 | FALSE | FALSE
NEISO | Transmission Expansion | 181 | 2006-11-09 | [15 empty] | 0 | [9 empty] | CT |  |  | Lake Road 345 kV Substation | [35 empty] | 2009-09-02 |  |  |  |  | ETU | [41 empty] | 2017-04-21 06:49 |  | TRUE | FALSE
NEISO | Transmission Expansion | 180 | 2006-11-08 | [25 empty] | CT |  |  | CL&P Killingly 115 kV Substation | [35 empty] | 2007-05-31 |  |  |  |  | ETU | [41 empty] | 2017-04-21 06:49 |  | FALSE | FALSE
NEISO | Transmission Expansion | 180 | 2006-11-08 | [25 empty] | CT |  |  | CL&P Card 345 kV Substation | [40 empty] | ETU | [41 empty] | 2007-02-16 |  | FALSE | FALSE
NEISO | Red Shield( Georgia Pacific/Old Town) | 179 | 2006-11-06 |  |  |  | ST |  |  |  | WDS | [16 empty] | Penobscot | ME |  |  | BHE's Line 5 - 46 kV |  | 2006-11-01 | [38 empty] | G | 16 | 16 | [39 empty] | 2009-05-22 |  | FALSE | FALSE
NEISO | Brockton Combined Cycle | 178 | 2006-11-02 |  |  |  | CC |  |  |  | DFO NG | [7 empty] | 332 | [8 empty] | Plymouth | MA |  |  | 115 kV F19 and E20 lines |  | 2019-05-31 |  | Document Posted | Document Posted | Document Posted | [29 empty] | 2017-05-25 |  |  |  |  | G | 332 | 371 | [39 empty] | 2017-05-25 09:42 | 2019-01-25 | TRUE | TRUE
NEISO | Gas Turbine | 177 | 2006-10-23 |  |  |  | GT |  |  |  | DFO NG | [7 empty] | 190 | [8 empty] | Worcester | MA |  |  | 115 kV bus at Millbury substation |  | 2011-06-01 |  |  | Document Posted | [30 empty] | 2008-12-23 |  |  |  |  | G | 190 | 190 | [39 empty] | 2008-12-31 | 2011-03-01 | FALSE | FALSE
NEISO | Wind | 176 | 2006-10-20 |  |  |  | WT |  |  |  | WND | [7 empty] | 145.5 | [8 empty] | Coos | NH |  |  | PSNH 115 kV Whitefield substation |  | 2008-12-30 | [33 empty] | 2008-12-29 |  |  |  |  | G | 145.5 | 145.5 | [39 empty] | 2008-12-31 | 2008-11-30 | FALSE | FALSE
NEISO | Gas Turbine | 175 | 2006-10-20 |  |  |  | GT |  |  |  | DFO NG | [7 empty] | 175 | [8 empty] | Fairfield | CT |  |  | 345 kV line # 321 |  | 2010-06-01 | [33 empty] | 2009-05-13 |  |  |  |  | G | 175 | 203.6 | [39 empty] | 2009-05-15 | 2010-02-01 | FALSE | FALSE
NEISO | Combined Cycle | 174 | 2006-10-13 |  |  |  | CC |  |  |  | DFO NG | [7 empty] | 280 | [8 empty] | Hampden | MA |  |  | 345 kV Stony Brook Substation |  | 2015-07-01 | [33 empty] | 2012-08-10 |  |  |  |  | G | 280 | 280 | [39 empty] | 2012-08-09 | 2015-05-01 | TRUE | TRUE
NEISO | Wind Project | 173 | 2006-09-21 |  |  |  | WT |  |  |  | WND | [7 empty] | 60 | [8 empty] | Rutland | VT |  |  | 115 kV West Rutland substation |  | 2010-10-30 | [33 empty] | 2009-01-21 |  |  |  |  | G | 60 | 60 | [39 empty] | 2009-02-11 | 2010-09-15 | FALSE | FALSE
NEISO | Sheffield Wind Project | 172 | 2006-08-29 |  |  |  | WT |  |  |  | WND | [7 empty] | 40 | [8 empty] | Caledonia | VT |  |  | Irasburg - St. Johnsbury 115 kV |  | 2011-10-19 | [38 empty] | G | 40 | 40 | [39 empty] | 2011-10-19 | 2011-09-19 | TRUE | TRUE
NEISO | Thomas A. Watson Generating Station | 171 | 2006-08-29 |  |  |  | GT |  |  |  | DFO NG | [7 empty] | 108 | [8 empty] | Norfolk | MA |  |  | 115 kV Potter Substation |  | 2009-06-23 |  | Document Posted | Document Posted | [35 empty] | G | 108 | 115 | [5 empty] | In Service | [33 empty] | 2009-06-30 | 2009-03-01 | TRUE | TRUE
NEISO | Gas Turbine Capacity Increase (see #155) | 170 | 2006-08-25 | [7 empty] | DFO NG | [7 empty] | 0 | [8 empty] | Middlesex | MA |  |  | NSTAR Mystic Substation |  | 2011-05-01 | [33 empty] | 2009-04-09 |  |  |  |  | G | 40 | 55 | [39 empty] | 2009-04-16 | 2011-03-01 | FALSE | FALSE
NEISO | Transmission Expansion | 169 | 2006-08-15 | [25 empty] | VT |  |  | VELCO Coolidge Substation |  | 2009-06-30 | [38 empty] | ETU | [43 empty] | FALSE | FALSE
NEISO | Biomass | 169 | 2006-08-15 |  |  |  | ST |  |  |  | WDS | [16 empty] | Windsor | VT |  |  | New Ludlow 115 kV Substation |  | 2009-06-30 | [33 empty] | 2006-11-02 |  |  |  |  | G | 25 | 27.5 | [40 empty] | 2009-04-30 | FALSE | FALSE
NEISO | Wind Project-Phase 2( MPS Queue # 2&3) | 168 | 2006-08-11 |  |  |  | WT |  |  |  | WND | [20 empty] | Maine Public Service System, upgrades include tap |  | 2012-09-30 | [33 empty] | 2009-09-16 |  |  |  |  | G | 250 | 250 | [39 empty] | 2009-10-01 |  | FALSE | FALSE
NEISO | Wind Project-Phase 3( MPS Queue # 4) | 168 | 2006-08-11 |  |  |  | WT |  |  |  | WND | [20 empty] | Maine Public Service System, upgrades include tap |  | 2011-09-30 | [33 empty] | 2009-09-16 |  |  |  |  | G | 250 | 250 | [39 empty] | 2009-10-01 |  | FALSE | FALSE
NEISO | Fuel Cell | 167 | 2006-08-10 |  |  |  | FC |  |  |  | NG | [7 empty] | 16 | [8 empty] | New Haven | CT |  |  | CL&P Cherry Street 13 kV substation |  | 2009-12-31 | [38 empty] | G | 16 | 16 | [39 empty] | 2009-02-11 | 2009-12-31 | FALSE | FALSE
NEISO | Granite Reliable Power | 166 | 2006-08-09 |  |  |  | WT |  |  |  | WND | [7 empty] | 94.5 | [8 empty] | Coos | NH |  |  | PSNH W-179 115 kV line |  | 2012-02-15 |  | Document Posted | Document Posted | [35 empty] | G | 94.5 | 94.5 | [39 empty] | 2015-06-15 15:07 | 2011-10-24 | TRUE | TRUE
NEISO | Combined Cycle( See # 226) | 165 | 2006-08-03 |  |  |  | CC |  |  |  | NG | [7 empty] | 563 | [8 empty] | Rockingham | NH |  |  | 345 kV Seabrook Substation |  | 2013-06-30 | [33 empty] | 2009-04-10 |  |  |  |  | G | 563 | 616 | [39 empty] | 2009-04-17 | 2012-12-31 | FALSE | FALSE
NEISO | Combined Cycle( see # 201) | 164 | 2006-08-01 |  |  |  | GT |  |  |  | NG | [7 empty] | 320 | [8 empty] | Providence | RI |  |  | 345 kV RISE Substation |  | 2012-06-01 | [33 empty] | 2009-12-14 |  |  |  |  | G | 158 | 196 | [39 empty] | 2009-12-15 | 2011-12-31 | FALSE | FALSE
NEISO | Mirant Kendall Jet 2 | 163 | 2006-07-24 |  |  |  | GT |  |  |  | JF | [7 empty] | 18 | [8 empty] | Middlesex | MA |  |  | Kendall Station in Cambridge |  | 2010-01-31 |  | Document Posted | Document Posted | [30 empty] | 2009-07-14 |  |  |  |  | G | 18 | 22 | [39 empty] | 2009-07-16 | 2010-01-15 | TRUE | TRUE
NEISO | Vernon Repowering | 162 | 2006-07-18 |  |  |  | HD |  |  |  | WAT | [16 empty] | Windham | VT |  |  |  |  | 2008-03-13 | [38 empty] | G | 32 | 32 | [39 empty] | 2009-05-22 |  | TRUE | TRUE
NEISO | Devon Units 15, 16, 17, 18 | 161 | 2006-07-05 |  |  |  | GT |  |  |  | KER NG | [7 empty] | 196.8 | [8 empty] | New Haven | CT |  |  | Devon Substation |  | 2010-06-09 | [38 empty] | G | 196.8 | 196.8 | [39 empty] | 2010-07-16 | 2010-04-01 | TRUE | TRUE
NEISO | Middletown 12, 13, 14 and 15 | 161 | 2006-07-05 |  |  |  | GT |  |  |  | JF KER NG | [7 empty] | 215 | [8 empty] | Middlesex | CT |  |  | CL&P Middletown Substation or CL&P Scovill Rock Su |  | 2011-06-24 | [38 empty] | G | 215 | 211 | [39 empty] | 2011-06-27 | 2011-04-05 | TRUE | TRUE
NEISO | Middletown 11 | 161 | 2006-07-05 |  |  |  | GT |  |  |  | JF KER NG | [7 empty] | 107.5 | [8 empty] | Middlesex | CT |  |  | CL&P Middletown Substation |  | 2011-06-01 | [33 empty] | 2011-02-10 |  |  |  |  | G | 107.5 | 110 | [39 empty] | 2011-02-15 | 2011-04-01 | TRUE | TRUE
NEISO | Combined Cycle | 161 | 2006-07-05 |  |  |  | CC |  |  |  | NG | [7 empty] | 223 | [8 empty] | New London | CT |  |  | Montville Substation |  | 2013-05-31 | [33 empty] | 2009-04-07 |  |  |  |  | G | 630 | 690 | [39 empty] | 2009-04-15 | 2013-02-01 | FALSE | FALSE
NEISO | Combustion Turbine | 161 | 2006-07-17 | [7 empty] | NG | [17 empty] | CT |  |  | CL&P Rocky River Substation |  | 2008-04-30 | [38 empty] | G | [41 empty] | 2007-03-28 |  | FALSE | FALSE
NEISO | Gas Turbine | 160 | 2006-06-30 |  |  |  | GT |  |  |  | DFO NG | [7 empty] | 82.2 | [8 empty] | Middlesex | CT |  |  | CL&P Middletown Substation |  | 2011-05-31 | [33 empty] | 2008-11-26 |  |  |  |  | G | 82.2 | 94.8 | [39 empty] | 2008-11-26 | 2011-04-30 | TRUE | FALSE
NEISO | Gas Turbine | 159 | 2006-06-30 |  |  |  | GT |  |  |  | NG | [7 empty] | 325 | [8 empty] | Fairfield | CT |  |  | UI 345 kV Singer Substation |  | 2010-09-30 | [33 empty] | 2008-10-22 |  |  |  |  | G | 325 | 375 | [39 empty] | 2008-11-12 | 2010-06-30 | TRUE | TRUE
NEISO | Fuel Cell | 159 | 2006-06-30 |  |  |  | FC |  |  |  | NG | [16 empty] | Fairfield | CT |  |  | NU Triangle Substation 11A |  | 2008-12-31 | [33 empty] | 2006-10-25 |  |  |  |  | G | 30 | 30 | [40 empty] | 2008-03-31 | FALSE | FALSE
NEISO | Fuel Cell | 159 | 2006-06-30 |  |  |  | FC |  |  |  | NG | [16 empty] | Fairfield | CT |  |  | UI Congress Street Substation 2C |  | 2008-12-31 | [33 empty] | 2006-10-25 |  |  |  |  | G | 30 | 30 | [40 empty] | 2008-03-31 | FALSE | FALSE
NEISO | UTC - P&WA | 158 | 2006-06-21 | [7 empty] | NG | [16 empty] | Middlesex | CT |  |  | CL&P P&WA Substation |  | 2007-12-21 | [38 empty] | G | 7.5 | 7.5 | [39 empty] | 2009-05-22 |  | TRUE | TRUE
NEISO | Billerica Power | 157 | 2006-06-21 |  |  |  | GT |  |  |  | NG WO | [7 empty] | 311 | [8 empty] | Middlesex | MA |  |  | J-162 line to Tewksbury Substation |  | 2011-06-15 |  |  | Document Posted | [30 empty] | 2009-12-29 |  |  |  |  | G | 311 | 341 | [39 empty] | 2009-12-29 | 2011-05-15 | TRUE | TRUE
NEISO | Salem Harbor Unit 1 Exciter Replacement | 156 | 2006-06-13 |  |  |  | ST |  |  |  | BIT | [16 empty] | Essex | MA |  |  | Salem Switchyard |  | 2006-11-26 |  |  | Document Posted | [35 empty] | G | [41 empty] | 2011-05-26 |  | TRUE | TRUE
NEISO | Brayton Point Unit 3 Voltage Regulator Replacement | 156 | 2006-06-13 |  |  |  | ST |  |  |  | BIT | [16 empty] | Bristol | MA |  |  | Brayton Switchyard |  | 2006-05-26 | [38 empty] | G | [43 empty] | FALSE | FALSE
NEISO | Gas Turbine | 155 | 2006-06-02 | [7 empty] | DFO NG | [7 empty] | 160 | [8 empty] | Middlesex | MA |  |  | NSTAR Mystic Substation |  | 2011-05-01 | [38 empty] | G | 120 | 130 | [39 empty] | 2009-04-16 | 2011-03-01 | FALSE | FALSE
NEISO | Fairfield University | 155 | 2006-06-02 | [7 empty] | NG | [16 empty] | Fairfield | CT |  |  | UI Ash Creek Substation |  | 2007-12-11 | [38 empty] | G | 5 | 5 | [39 empty] | 2009-05-22 |  | FALSE | FALSE
NEISO | Fuel Cell | 155 | 2006-06-16 |  |  |  | FC |  |  |  | NG | [7 empty] | 14.4 | [8 empty] | Fairfield | CT |  |  | UI Pequonnock Substation |  | 2009-06-01 | [38 empty] | G | 14.4 | 14.4 | [39 empty] | 2009-02-11 | 2009-06-01 | FALSE | FALSE
NEISO | Gas Turbine (Additional Capacity) | 154 | 2006-05-31 |  |  |  | GT |  |  |  | DFO | [16 empty] | Suffolk | MA |  |  | NSTAR Chelsea Substation |  | 2008-08-01 | [38 empty] | G | 29 | 0 | [40 empty] | 2008-06-01 | FALSE | FALSE
NEISO | Fuel Cell | 153 | 2006-05-30 |  |  |  | FC |  |  |  | NG | [16 empty] | Fairfield | CT |  |  | CL&P Cedar Heights Substation |  | 2007-05-31 | [38 empty] | G | 8 | 8 | [39 empty] | 2007-10-08 | 2007-05-31 | FALSE | FALSE
NEISO | MATEP (Medical Area Total Energy Project) | 152 | 2006-05-30 |  |  |  | OT |  |  |  | DFO NG | [16 empty] | Suffolk | MA |  |  | NSTAR Brighton Substation | [40 empty] | G | 42 | 42 | [41 empty] | FALSE | TRUE
NEISO | Fitchburg Renewable Energy | 151 | 2006-05-30 |  |  |  | IC |  |  |  | LFG | [16 empty] | Worcester | MA |  |  | NGRID E. Westminster Substation 13.8 kV |  | 2007-08-29 | [38 empty] | G | 7.2 | 7.2 | [41 empty] | TRUE | TRUE
NEISO | Plainfield Renewable Energy Project | 150 | 2006-05-25 |  |  |  | ST |  |  |  | WDS | [7 empty] | 37.5 | [8 empty] | Windham | CT |  |  | CLP Fry Brook Substation |  | 2013-12-12 |  |  | Document Posted |  |  | Executed | [32 empty] | G | 37.5 | 38.5 | [5 empty] | In Service | [33 empty] | 2013-12-12 09:30 | 2013-11-07 | TRUE | TRUE
NEISO | Transmission Expansion | 149 | 2006-03-10 | [25 empty] | CT |  |  |  |  | 2006-11-01 | [33 empty] | 2007-12-04 |  |  |  |  | ETU | [41 empty] | 2017-04-21 06:48 |  | FALSE | FALSE
NEISO | Comerford Unit #1 | 148 | 2006-03-06 |  |  |  | HD |  |  |  | WAT | [7 empty] | -17 | [8 empty] | Grafton | NH |  |  | NGRID Comerford Substation |  | 2009-11-30 | [38 empty] | G | 24.3 | 24.5 | [39 empty] | 2013-04-16 14:35 | 2009-11-30 | TRUE | TRUE
NEISO | Comerford Unit #3 | 148 | 2006-03-06 |  |  |  | HD |  |  |  | WAT | [7 empty] | 8.3 | [8 empty] | Grafton | NH |  |  | NGRID Comerford Substation |  | 2011-03-25 | [38 empty] | G | 48.2 | 38.5 | [39 empty] | 2011-03-21 | 2011-02-15 | TRUE | TRUE
NEISO | Comerford Unit #2 | 148 | 2006-03-06 |  |  |  | HD |  |  |  | WAT | [7 empty] | 8.4 | [8 empty] | Grafton | NH |  |  | NGRID Comerford Substation |  | 2012-03-12 | [38 empty] | G | 48.3 | 48.5 | [39 empty] | 2012-03-28 | 2012-02-27 | TRUE | TRUE
NEISO | Comerford Unit #4 | 148 | 2006-03-06 |  |  |  | HD |  |  |  | WAT | [7 empty] | 8.3 | [8 empty] | Grafton | NH |  |  | NGRID Comerford Substation |  | 2013-03-22 |  |  | Document Posted |  |  | Executed | [32 empty] | G | 48.2 | 48.5 | [5 empty] | In Service | [33 empty] | 2013-03-26 12:23 | 2012-12-25 | TRUE | TRUE
NEISO | Gas Turbine | 147 | 2006-02-28 |  |  |  | GT |  |  |  | DFO | [16 empty] | Suffolk | MA |  |  | NSTAR Chelsea Substation |  | 2010-06-01 | [33 empty] | 2007-11-02 |  |  |  |  | G | 168.2 | 168.2 | [39 empty] | 2007-08-31 | 2010-04-01 | FALSE | FALSE
NEISO | Devon 10 | 146 | 2006-02-21 |  |  |  | GT |  |  |  | JF KER | [16 empty] | New Haven | CT |  |  | CL&P Devon Substation |  | 2006-06-29 | [38 empty] | G | 17 | 20 | [41 empty] | TRUE | TRUE
NEISO | Wind Project | 145 | 2006-02-13 |  |  |  | WT |  |  |  | WND | [16 empty] | Windham | CT |  |  | CL&P 115 kV 1607 line |  | 2009-12-31 | [33 empty] | 2008-06-20 |  |  |  |  | G | 51 | 51 | [39 empty] | 2007-08-31 | 2009-12-01 | FALSE | FALSE
NEISO | Biomass | 144 | 2006-02-06 |  |  |  | ST |  |  |  | WDS | [16 empty] | Windsor | VT |  |  | VELCO Coolidge Substation |  | 2009-04-30 | [38 empty] | G | 25 | 27.5 | [40 empty] | 2009-02-28 | FALSE | FALSE
NEISO | Land Fill Gas | 143 | 2006-01-16 |  |  |  | IC |  |  |  | LFG | [16 empty] | Providence | RI |  |  | Johnston Substation Distribution System |  | 2007-06-30 | [33 empty] | 2006-04-25 |  |  |  |  | G | 25 | 25 | [40 empty] | 2007-06-01 | FALSE | FALSE
NEISO | Wind Project | 142 | 2005-12-21 |  |  |  | WT |  |  |  | WND | [16 empty] | Windham | VT |  |  | CVPS Londonderry Substation 46 kV |  | 2008-05-31 | [33 empty] | 2006-04-13 |  |  |  |  | G | 48 | 48 | [40 empty] | 2008-03-31 | FALSE | FALSE
NEISO | Gas Turbine | 141 | 2005-12-14 |  |  |  | GT |  |  |  | DFO NG | [16 empty] | Middlesex | MA |  |  | 115 kV O 167 line between Everett and Mystic Subst |  | 2009-09-30 |  |  | Document Posted | [30 empty] | 2007-02-07 |  |  |  |  | G | 200 | 200 | [39 empty] | 2007-02-07 | 2009-08-31 | FALSE | FALSE
NEISO | A. L. Pierce | 140 | 2005-12-13 |  |  |  | GT |  |  |  | DFO NG | [16 empty] | New Haven | CT |  |  | Wallingford Electrical Division, East Street Subst |  | 2007-10-01 | [38 empty] | G | 89.35 | 99.56 | [39 empty] | 2007-09-30 |  | TRUE | TRUE
NEISO | Lowell Power Generators | 139 | 2005-10-14 |  |  |  | GT |  |  |  | NG | [7 empty] | 99 | [8 empty] | Middlesex | MA |  |  | J162 115kV line between Tewksbury and Perry Street |  | 2010-06-01 |  |  | Document Posted | [30 empty] | 2009-04-29 |  |  |  |  | G | 99 | 99 | [39 empty] | 2009-05-15 | 2010-04-01 | TRUE | TRUE
NEISO | Kibby Wind Project | 138 | 2005-09-26 |  |  |  | WT |  |  |  | WND | [7 empty] | 65 | [8 empty] | Franklin | ME |  |  | Bigelow Substation |  | 2009-10-30 | [38 empty] | G | 65 | 65 | [39 empty] | 2009-11-02 | 2009-09-30 | TRUE | TRUE
NEISO | Kibby Wind Project | 138 | 2005-09-26 |  |  |  | WT |  |  |  | WND | [7 empty] | 65.5 | [8 empty] | Franklin | ME |  |  | Bigelow Substation |  | 2010-10-26 | [38 empty] | G | 65.5 | 65.5 | [39 empty] | 2010-10-26 | 2010-09-15 | TRUE | TRUE
NEISO | Rumford Hydro Configuration Modification | 137 | 2005-09-23 |  |  |  | HD |  |  |  | WAT | [7 empty] | 0 | [8 empty] | Oxford | ME |  |  | CMP 115 kV Line 218 |  | 2011-06-21 |  |  |  | Document Posted | [34 empty] | G | [41 empty] | 2011-07-07 | 2011-05-20 | TRUE | TRUE
NEISO | Biomass | 136 | 2005-08-19 |  |  |  | ST |  |  |  | WDS | [16 empty] | Somerset | ME |  |  | Gorbell Tap of CMP's Detroit-Wyman Hydro 66 - 115 |  | 2008-12-31 | [33 empty] | 2007-04-03 |  |  |  |  | G | 39 | 40 | [39 empty] | 2007-04-03 | 2008-09-30 | FALSE | FALSE
NEISO | Russell Biomass | 135 | 2005-08-19 |  |  |  | ST |  |  |  | WDS | [7 empty] | 55 | [8 empty] | Hampden | MA |  |  | Blanford - Southwick - Elm 115 kV line |  | 2015-08-01 |  | Document Posted | [31 empty] | 2012-03-15 |  |  |  |  | G | 55 | 55 | [39 empty] | 2012-04-24 | 2015-03-01 | TRUE | TRUE
NEISO | Wind Project | 134 | 2005-08-03 |  |  |  | WT |  |  |  | WND | [16 empty] | Bennington | VT |  |  | Y-25 North, 69 kV line between Searsburg and Benni |  | 2010-12-30 | [33 empty] | 2008-08-19 |  |  |  |  | G | 45 | 45 | [39 empty] | 2008-02-18 | 2010-09-29 | FALSE | FALSE
NEISO | Combined Cycle | 133 | 2005-08-01 |  |  |  | CC |  |  |  | DFO | [16 empty] | Orleans | VT |  |  | Newport 115 kV Substation |  | 2010-01-31 | [38 empty] | G | 115 | 124 | [40 empty] | 2009-12-31 | FALSE | FALSE
NEISO | Wind Project | 132 | 2005-07-21 |  |  |  | WT |  |  |  | WND | [16 empty] | Bennington | VT |  |  | Bennington - Brattleboro 46 kV |  | 2007-12-31 | [33 empty] | 2008-06-30 |  |  |  |  | G | 9 | 9 | [39 empty] | 2008-06-30 | 2007-06-01 | FALSE | FALSE
NEISO | Wind Project | 131 | 2005-06-21 |  |  |  | WT |  |  |  | WND | [16 empty] | Franklin | ME |  |  | Bigelow Substation |  | 2010-12-31 | [33 empty] | 2008-09-25 |  |  |  |  | G | 90 | 90 | [39 empty] | 2008-02-18 | 2010-06-01 | TRUE | TRUE
NEISO | Wind Project | 130 | 2005-05-24 |  |  |  | WT |  |  |  | WND | [16 empty] | Caledonia | VT |  |  | Irasburg - St. Johnsbury 115 kV |  | 2007-09-01 | [33 empty] | 2006-09-22 |  |  |  |  | G | 53 | 53 | [40 empty] | 2007-08-01 | FALSE | FALSE
NEISO | Georgia Pacific | 129 | 2005-02-28 |  |  |  | ST |  |  |  | WDS | [16 empty] | Penobscot | ME |  |  | BHE's Line 5 - 46kV |  | 2005-04-04 | [38 empty] | G | 16 | 16 | [41 empty] | TRUE | TRUE
NEISO | Biomass | 128 | 2005-02-11 |  |  |  | ST |  |  |  | WDS | [16 empty] | Litchfield | CT |  |  | TBD |  | 2007-07-31 | [38 empty] | G | 39 | 42 | [40 empty] | 2007-05-31 | FALSE | FALSE
NEISO | Lempster | 127 | 2004-11-15 |  |  |  | WT |  |  |  | WND | [7 empty] | 24 | [8 empty] | Sullivan | NH |  |  | PSNH 34.5 kV circuit from Newport Substation |  | 2008-11-10 | [38 empty] | G | 24 | 24 | [39 empty] | 2009-05-22 | 2008-09-04 | TRUE | TRUE
NEISO | Biomass | 126 | 2004-11-09 |  |  |  | ST |  |  |  | WDS | [16 empty] | Cheshire | NH |  |  | N-186, 115kV line between Vernon Road Tap and bor |  | 2007-07-01 | [38 empty] | G | 40 | [42 empty] | FALSE | FALSE
NEISO | Cos Cob Redevelopment | 125 | 2004-11-02 |  |  |  | GT |  |  |  | KER | [16 empty] | Fairfield | CT |  |  | Cos Cob 115 kV Substation |  | 2008-05-31 | [38 empty] | G | 36 | 45.8 | [39 empty] | 2008-02-18 |  | TRUE | TRUE
NEISO | Norwalk Harbor Station Redevelopment | 125 | 2004-11-02 |  |  |  | GT |  |  |  | KER | [7 empty] | 322.5 | [8 empty] | Fairfield | CT |  |  | Norwalk 345 kV Station |  | 2013-02-28 | [33 empty] | 2010-02-16 |  |  |  |  | G | 322.5 | 330 | [39 empty] | 2010-02-16 | 2012-12-31 | TRUE | FALSE
NEISO | Devon Station Redevelopment | 125 | 2004-11-02 | [24 empty] | New Haven | CT |  |  | Devon 115 kV Substation |  | 2010-07-15 | [38 empty] | G | [43 empty] | FALSE | FALSE
NEISO | Hardscrabble Mountain Project | 124 | 2004-10-27 | [24 empty] | Caledonia | VT |  |  | St. Johnsbury- Irasburg 115 kV Line |  | 2006-03-31 | [38 empty] | G | [43 empty] | FALSE | FALSE
NEISO | GenPower Athens | 123 | 2004-10-04 | [24 empty] | Somerset | ME |  |  | Gorbell Tap of CMP's Detroit-Wyman Hydro 66 - 115 |  | 2006-06-01 | [38 empty] | G | [43 empty] | FALSE | FALSE
NEISO | Rand-Whitney Co-Gen | 122 | 2004-07-20 | [7 empty] | DFO NG | [16 empty] | New London | CT |  |  | CL&P Distribution System/Montville 115 kV |  | 2005-01-03 | [38 empty] | G | 11.866 | 14.858 | [41 empty] | TRUE | TRUE
NEISO | Third Taxing District Units 1, 2 & 3 | 121 | 2004-06-22 | [7 empty] | DFO | [16 empty] | Fairfield | CT |  |  | CL&P 27.6 kV Distribution System/Norwalk 115kV |  | 2005-03-28 | [38 empty] | G | 6 | 6 | [41 empty] | FALSE | TRUE
NEISO | Univ. of NH - CHP | 120 | 2004-05-10 | [24 empty] | Strafford | NH |  |  | PSNH Dist. Sys./Madbury 115 kV | [40 empty] | G | [43 empty] | FALSE | FALSE
NEISO | Ridgebury Power | 119 | 2004-01-16 | [24 empty] | Fairfield | CT |  |  | CL&P Distribution System |  | 2004-06-01 | [33 empty] | 2007-10-19 |  |  |  |  | G | [41 empty] | 2007-10-19 |  | FALSE | FALSE
NEISO | Bridgeport Harbor Units 5 & 6 | 118 | 2003-12-29 | [24 empty] | Fairfield | CT |  |  | Paquonnock 115 kV Substation |  | 2005-05-01 | [38 empty] | G | [43 empty] | FALSE | FALSE
NEISO | New Haven Harbor Units 2 & 3 | 118 | 2003-12-29 | [24 empty] | New Haven | CT |  |  | East Shore 115 kV Substation |  | 2005-05-01 | [38 empty] | G | [43 empty] | FALSE | FALSE
NEISO | Waterside Power - 23 MW | 117 | 2003-12-08 | [24 empty] | Fairfield | CT |  |  | Waterside 115 kV - Norwalk/Stamford |  | 2004-06-01 | [38 empty] | G | [43 empty] | FALSE | FALSE
NEISO | East Haven Wind Farm | 116 | 2003-11-10 |  |  |  | WT |  |  |  | WND | [7 empty] | 6 | [8 empty] | Essex | VT |  |  | Village of Lyndonville Elec. Dept. Distribution Sy |  | 2012-10-30 | [38 empty] | G | [41 empty] | 2012-06-11 |  | FALSE | FALSE
NEISO | SNEW Summer '04 Temporary Generator | 115 | 2003-10-27 |  |  |  | GT |  |  |  | DFO | [7 empty] | 0 | [8 empty] | Fairfield | CT |  |  | Norwalk 27.6 kV |  | 2004-06-01 | [33 empty] | 2008-12-31 |  |  |  |  | G | 23.8 | [40 empty] | 2008-12-31 |  | FALSE | FALSE
NEISO | Waterside Power, LLC | 114 | 2003-10-02 |  |  |  | GT |  |  |  | DFO | [16 empty] | Fairfield | CT |  |  | Waterside 115 kV |  | 2004-06-01 | [38 empty] | G | 69.3 | 74.1 | [41 empty] | TRUE | TRUE
NEISO | Sheffield Wind Power Project | 113 | 2003-09-29 | [24 empty] | Caledonia | VT |  |  | TBD |  | 2005-12-31 | [38 empty] | G | [43 empty] | FALSE | FALSE
NEISO | NECCO Cogen | 112 | 2003-09-15 |  |  |  | IC |  |  |  | DFO | [16 empty] | Suffolk | MA |  |  | Everett 23 kV |  | 2003-10-01 | [38 empty] | G | [43 empty] | TRUE | FALSE
NEISO | GLHA James River/Fraser Paper7 | 111 | 2003-07-21 | [7 empty] | WAT | [16 empty] | Coos | NH |  |  | Berlin 115 kV |  | 2004-06-22 | [38 empty] | G | 25 | 25 | [41 empty] | TRUE | TRUE
NEISO | UCONN COGEN Facility | 110 | 2003-07-07 | [7 empty] | NG | [16 empty] | Tolland | CT |  |  | Mansfield 69 kV |  | 2005-10-19 | [38 empty] | G | 24.9 | 24.9 | [41 empty] | TRUE | TRUE
NEISO | AWT Fitchburg Wind Project | 109 | 2003-06-12 |  |  |  | WT |  |  |  | WND | [7 empty] | 12 | [8 empty] | Worcester | MA |  |  | Ashburnham No. 610 - 13.8 kV |  | 2004-10-01 | [33 empty] | 2008-12-31 |  |  |  |  | G | [41 empty] | 2008-12-31 |  | FALSE | FALSE
NEISO | Hoosac Wind Project | 108 | 2003-05-12 |  |  |  | WT |  |  |  | WND | [7 empty] | 28.5 | [8 empty] | Berkshire & Franklin | MA |  |  | Line Y25S |  | 2012-12-27 | [38 empty] | G | 28.5 | 28.5 | [39 empty] | 2012-12-27 | 2012-12-05 | TRUE | TRUE
NEISO | SNEW Summer '03 Temporary Generator | 107 | 2003-04-07 |  |  |  | GT |  |  |  | NG | [16 empty] | Fairfield | CT |  |  | Norwalk 27.6 kV |  | 2003-06-01 | [38 empty] | G | 19.445 | [42 empty] | TRUE | TRUE
NEISO | Ridgewood RI Generation Phase I | 106 | 2003-03-18 |  |  |  | IC |  |  |  | LFG | [16 empty] | Providence | RI |  |  | Johnston Substation Distribution System |  | 2004-02-18 | [38 empty] | G | 4.2 | 4.2 | [39 empty] | 2009-10-02 |  | TRUE | TRUE
NEISO | Ridgewood RI Generation Phase II | 106 | 2003-03-18 |  |  |  | IC |  |  |  | LFG | [16 empty] | Providence | RI |  |  | Johnston Substation Distribution System |  | 2005-11-20 | [38 empty] | G | 4.2 | 4.2 | [39 empty] | 2009-10-02 |  | TRUE | TRUE
NEISO | Evergreen Wind Power - Bagley Mountain | 105 | 2003-03-10 | [24 empty] | Penobscot | ME |  |  | Chester 115 kV |  | 2004-07-01 | [38 empty] | G | [43 empty] | FALSE | FALSE
NEISO | Evergreen Wind Power - Blueberry Barrens | 105 | 2003-03-10 | [24 empty] | Washington | ME |  |  | Deblois 115 kV |  | 2004-10-01 | [38 empty] | G | [43 empty] | FALSE | FALSE
NEISO | Waterside Power - 180 MW | 104 | 2003-03-06 |  |  |  | GT |  |  |  | DFO NG | [7 empty] | 203.9 | [8 empty] | Fairfield | CT |  |  | Waterside 115 kV |  | 2011-12-31 |  |  |  | Document Posted | [29 empty] | 2010-07-12 |  |  |  |  | G | 203.9 | 207.2 | [39 empty] | 2010-07-16 | 2011-09-30 | TRUE | TRUE
NEISO | Waterside Power | 103 | 2003-03-04 |  |  |  | GT | [20 empty] | Fairfield | CT |  |  | Waterside 115 kV |  | 2003-06-01 | [38 empty] | G | [43 empty] | TRUE | TRUE
NEISO | Peabody Power | 102 | 2003-02-04 |  |  |  | GT |  |  |  | DFO NG | [16 empty] | Essex | MA |  |  | C155 & B154 - 115 kV Lines |  | 2008-05-01 | [33 empty] | 2008-10-14 |  |  |  |  | G | 97.2 | 97.2 | [39 empty] | 2008-10-14 | 2008-02-01 | TRUE | TRUE
NEISO | Seabrook Power Uprate7 | 101 | 2003-01-15 |  |  |  | ST |  |  |  | NUC | [16 empty] | Rockingham | NH |  |  | Increase Existing Unit Capacity |  | 2006-10-31 | [38 empty] | G | 1265 | 1265 | [41 empty] | TRUE | TRUE
NEISO | VT Yankee Nuclear Power Station Upgrade7 | 100 | 2002-12-12 |  |  |  | ST |  |  |  | NUC | [16 empty] | Windham | VT |  |  | Increase Existing Unit Capacity |  | 2006-05-08 | [38 empty] | G | 634.5 | 641.5 | [41 empty] | TRUE | TRUE
NEISO | Millstone 2 Upgrade7 | 99 | 2002-08-08 |  |  |  | ST |  |  |  | NUC | [16 empty] | New London | CT |  |  | Increase Existing Unit Capacity |  | 2004-03-10 | [38 empty] | G | 897.5 | 905.7 | [41 empty] | TRUE | TRUE
NEISO | Millstone 3 Upgrade7 | 99 | 2002-08-08 |  |  |  | ST |  |  |  | NUC | [16 empty] | New London | CT |  |  | Increase Existing Unit Capacity |  | 2006-05-08 | [38 empty] | G | 1195 | 1207.4 | [41 empty] | TRUE | TRUE
NEISO | Redington Wind Farm Phase II | 98 | 2002-06-03 | [24 empty] | Franklin | ME |  |  | Bigelow 115 kV Substation |  | 2005-12-01 | [38 empty] | G | [43 empty] | FALSE | FALSE
NEISO | Western Maine Area Export Enhancement | 97 | 2001-12-26 | [28 empty] | Increase Export Capability from Rumford Power Asso | [40 empty] | ETU | [43 empty] | FALSE | FALSE
NEISO | Great Northern - Millinocket | 96 | 2001-12-12 |  |  |  | HW |  |  |  | WAT | [16 empty] | Penobscot | ME |  |  | 115 kV connection to Chester 115 kV Substation |  | 2003-05-20 | [38 empty] | G | 126 | 126 | [41 empty] | TRUE | TRUE
NEISO | Kleen Energy Project | 95 | 2001-11-21 |  |  |  | CC |  |  |  | DFO NG | [7 empty] | 619.8 | [8 empty] | Middlesex | CT |  |  | Sectionalize 353 Line |  | 2011-07-12 | [38 empty] | G | 619.8 | 620 | [39 empty] | 2011-07-12 | 2011-05-03 | TRUE | TRUE
NEISO | CPV New Britain LLC | 94 | 2001-07-17 | [24 empty] | Hartford | CT |  |  | Interconnection South New Britain CT 115 kV Corrid |  | 2005-07-01 | [38 empty] | G | [43 empty] | FALSE | FALSE
NEISO | New York Interface LTF PtP Out Service | 93 | 2001-07-06 | [28 empty] | Increase Export Capability to New York |  | 2002-01-01 | [38 empty] | ETU | [43 empty] | FALSE | FALSE
NEISO | New York Interface LTF PtP Out Service | 93 | 2001-07-06 | [28 empty] | Increase Export Capability to New York |  | 2002-01-01 | [38 empty] | ETU | [43 empty] | FALSE | FALSE
NEISO | HVDC Interconn. betw. Norwalk Stat, CT & Shore Rd | 93 | 2001-07-06 | [25 empty] | CT |  |  | Interconnection between Norwalk Stat, CT & Shore R |  | 2004-05-01 | [38 empty] | ETU | [43 empty] | FALSE | FALSE
NEISO | HVDC Interconn. betw. Norwalk Stat, CT & Shore Rd | 93 | 2001-07-06 | [25 empty] | CT |  |  | Interconnection between Norwalk Stat, CT & Shore R |  | 2004-05-01 | [38 empty] | ETU | [43 empty] | FALSE | FALSE
NEISO | Sithe Mystic 4,5,6 Reconfiguration of Interconnect | 92 | 2001-06-26 | [24 empty] | Middlesex | MA |  |  | Reconfigure Mystic 4,5,6 Interconnection from Myst |  | 2003-03-31 | [38 empty] | ETU | [43 empty] | FALSE | FALSE
NEISO | New York Interface LTF PtP Out Service | 91 | 2001-06-12 | [28 empty] | Increase Export Capability to New York |  | 2002-06-01 | [38 empty] | ETU | [43 empty] | FALSE | FALSE
NEISO | New York Interface LTF PtP Out Service | 91 | 2001-06-12 | [28 empty] | Increase Export Capability to New York |  | 2003-06-01 | [38 empty] | ETU | [43 empty] | FALSE | FALSE
NEISO | Cabot Station CUO Uprate | 90 | 2001-06-08 |  |  |  | HD |  |  |  | WAT | [16 empty] | Franklin | MA |  |  | Increase generating capacity from 53.0 MW to 61.8 |  | 2004-05-01 | [38 empty] | G | [43 empty] | TRUE | TRUE
NEISO | Cape Wind Turbine Generators | 89 | 2001-06-06 |  |  |  | WT |  |  |  | WND | [7 empty] | 454 | [9 empty] | MA |  |  | Near Barnstable 115 kV Substation |  | 2018-12-31 |  | Document Posted | Document Posted |  |  | Executed | [27 empty] | 2017-01-12 |  |  |  |  | G | 454 | 454 | [39 empty] | 2017-01-13 08:33 | 2018-10-01 | TRUE | TRUE | Document Posted
NEISO | Increase Orrington South Transfer Limit | 88 | 2001-06-01 | [30 empty] | 2007-12-01 | [33 empty] | 2008-01-02 |  |  |  |  | ETU | [41 empty] | 2017-04-21 06:48 |  | TRUE | TRUE
NEISO | Stage II Cross Sound Cable HVDC Interconnection | 87 | 2001-05-24 | [24 empty] | New Haven | CT |  |  | HVDC terminal adjacent to East Shore 345kV Substat |  | 2003-07-01 | [38 empty] | ETU | [43 empty] | FALSE | FALSE
NEISO | New York Interface LTF PtP Out Service | 86 | 2001-05-21 | [28 empty] | Increase Export Capability to New York |  | 2002-01-01 | [38 empty] | ETU | [43 empty] | FALSE | FALSE
NEISO | Pilgrim Power Uprate | 85 | 2001-04-04 |  |  |  | ST |  |  |  | NUC | [16 empty] | Plymouth | MA |  |  | Increase Existing Unit Capacity |  | 2003-08-01 | [38 empty] | G | [43 empty] | TRUE | TRUE
NEISO | Phase 1 - Nantucket Shouls Wind | 84 | 2001-03-13 | [24 empty] | Barnstable | MA |  |  | Near Barnstable 115kV Substation |  | 2007-12-31 | [38 empty] | G | [43 empty] | FALSE | FALSE
NEISO | Phase 2 - Nantucket Shouls Wind | 84 | 2001-03-13 | [24 empty] | Barnstable | MA |  |  | Near Barnstable 115kV Substation |  | 2008-12-31 | [38 empty] | G | [43 empty] | FALSE | FALSE
NEISO | Phase 3 - Nantucket Shouls Wind | 84 | 2001-03-13 | [24 empty] | Barnstable | MA |  |  | Near Barnstable 115kV Substation |  | 2009-12-31 | [38 empty] | G | [43 empty] | FALSE | FALSE
NEISO | Phase 4 - Nantucket Shouls Wind | 84 | 2001-03-13 | [24 empty] | Barnstable | MA |  |  | Near Barnstable 115kV Substation |  | 2010-12-31 | [38 empty] | G | [43 empty] | FALSE | FALSE
NEISO | Phase I - Nantucket Sound Wind Project | 84 | 2001-03-13 | [24 empty] | Barnstable | MA |  |  | Near Barnstable 115kV Substation |  | 2004-12-31 | [38 empty] | G | [43 empty] | FALSE | FALSE
NEISO | Phase 2 - Nantucket Sound Wind | 84 | 2001-03-13 | [24 empty] | Barnstable | MA |  |  | Near Barnstable 115kV Substation |  | 2005-12-31 | [38 empty] | G | [43 empty] | FALSE | FALSE
NEISO | Neptune Phase3 Boston Import from NB or NS | 83 | 2001-03-12 | [24 empty] | Suffolk | MA |  |  | Kingston St. 115/345 kV and K St. 115 kV Substatio |  | 2004-03-31 | [38 empty] | ETU | [43 empty] | FALSE | FALSE
NEISO | Neptune Phase4 CT Import from NB or NS | 83 | 2001-03-12 | [24 empty] | Fairfield & New Haven | CT |  |  | Glenbrook 115 kV and E. Shore St. 115/345 kV (sep. |  | 2004-03-31 | [38 empty] | ETU | [43 empty] | FALSE | FALSE
NEISO | Neptune Phase5 ME Yankee Export to Boston, CT or N | 83 | 2001-03-12 | [24 empty] | Lincoln | ME |  |  | Maine Yankee 345 kV (Bi-Polar HVDC Terminal) |  | 2004-03-31 | [38 empty] | ETU | [43 empty] | FALSE | FALSE
NEISO | Neptune Phase7 Wyman Export to Boston, CT, NYC or | 83 | 2001-03-12 | [24 empty] | Cumberland | ME |  |  | Wyman 345 kV (Bi-Polar HVDC Terminal) |  | 2004-03-31 | [38 empty] | ETU | [43 empty] | FALSE | FALSE
NEISO | Cape Cod Offshore Wind Project | 82 | 2001-02-14 | [24 empty] | Barnstable | MA |  |  | South of Barnstable 115kV Substation |  | 2004-12-31 | [38 empty] | G | [43 empty] | FALSE | FALSE
NEISO | Berwick Energy Center | 81 | 2001-01-02 | [24 empty] | York | ME |  |  | Dover 115 kV Substation |  | 2002-01-01 | [38 empty] | G | [43 empty] | FALSE | FALSE
NEISO | Berlin Energy Project | 80 | 2000-12-27 | [24 empty] | Coos | NH |  |  | Berlin 115 kV Substation (PSNH) |  | 2002-01-01 | [38 empty] | G | [43 empty] | FALSE | FALSE
NEISO | Milford CT - New York HVDC | 79 | 2000-12-18 | [24 empty] | New Haven | CT |  |  | HVDC Devon CT 115 kV |  | 2003-06-30 | [38 empty] | ETU | [43 empty] | FALSE | FALSE
NEISO | Norwalk-Northport HVDC | 78 | 2000-12-13 | [24 empty] | Fairfield | CT |  |  | HVDC Norwalk CT and Northport NY |  | 2003-06-30 | [38 empty] | ETU | [43 empty] | FALSE | FALSE
NEISO | Berkshire Wind Power Project | 77 | 2000-10-02 |  |  |  | WT |  |  |  | WND | [7 empty] | 15 | [8 empty] | Berkshire | MA |  |  | WMECO at Brodie Mt. In Lanesboro MA |  | 2011-05-28 | [38 empty] | G | 15 | 15 | [39 empty] | 2011-05-31 | 2011-05-06 | TRUE | TRUE
NEISO | New York Interface LTF PtP Out Service | 76 | 2000-08-31 | [28 empty] | Increase Export Capability to New York |  | 2001-01-01 | [38 empty] | ETU | [43 empty] | FALSE | FALSE
NEISO | New York Interface LTF PtP Out Service | 75 | 2000-08-16 | [28 empty] | Increase Export Capability to New York |  | 2001-01-01 | [38 empty] | ETU | [43 empty] | TRUE | TRUE
NEISO | South Norwalk Repowering | 74 | 2000-07-24 |  |  |  | IC |  |  |  | DFO NG | [7 empty] | 48.9 | [8 empty] | Fairfield | CT |  |  | Norwalk 115 kV Substation |  | 2011-06-01 | [33 empty] | 2011-02-22 |  |  |  |  | G | 48.9 | 48.9 | [39 empty] | 2011-02-22 | 2011-04-15 | TRUE | TRUE
NEISO | Norwalk Harbor A | 73 | 2000-07-07 | [24 empty] | Fairfield | CT |  |  | Norwalk 115 kV Station |  | 2003-12-31 | [38 empty] | G | [43 empty] | FALSE | FALSE
NEISO | Norwalk Harbor B | 73 | 2000-07-07 | [24 empty] | Fairfield | CT |  |  | Norwalk 115 kV Station |  | 2004-06-30 | [38 empty] | G | [43 empty] | FALSE | FALSE
NEISO | Devon A | 73 | 2000-07-07 | [24 empty] | New Haven | CT |  |  | Devon 115 kV Substation |  | 2003-12-31 | [38 empty] | G | [43 empty] | FALSE | FALSE
NEISO | Middletown A | 73 | 2000-07-07 | [24 empty] | Middlesex | CT |  |  | Middletown Station |  | 2003-12-31 | [38 empty] | G | [43 empty] | FALSE | FALSE
NEISO | Middletown B | 73 | 2000-07-07 | [24 empty] | Middlesex | CT |  |  | Middletown Station |  | 2005-12-31 | [38 empty] | G | [43 empty] | FALSE | FALSE
NEISO | Montville A | 73 | 2000-07-07 | [24 empty] | New London | CT |  |  | Montville Station |  | 2004-09-30 | [38 empty] | G | [43 empty] | FALSE | FALSE
NEISO | Somerset Diversity | 73 | 2000-07-07 | [24 empty] | Bristol | MA |  |  | Somerset 115 kV Station |  | 2004-03-31 | [38 empty] | G | [43 empty] | FALSE | FALSE
NEISO | Somerset A | 73 | 2000-07-07 | [24 empty] | Bristol | MA |  |  | Somerset 115 kV Station |  | 2003-12-31 | [38 empty] | G | [43 empty] | FALSE | FALSE
NEISO | Tewksbury Power | 72 | 2000-06-28 | [24 empty] | Middlesex | MA |  |  | Tewksbury 345 kV Station |  | 2004-06-30 | [38 empty] | G | [43 empty] | FALSE | FALSE